## Pipeline - Equipment List
Program | Registration Number | Premise City | Premise Zip | County Code | Calculated Total System Size | Customer Type | Third Party Ownership | Grid / Behind the Meter | Contractor Company | Utility Name | Status | Registration Received Date | Acceptance Date | Expiration Date | Manufacturer | Model | Equipment Name | Watts (AC) Inverter | Rating per Module | Module Qty | Orientation | Tilt | Peak Efficiency | Tracking | Location of Equipment | Location (Other)
Solar Registration Program | NJSRRE1540856887 | Jersey City | 7307 | 8 | 0.31 | Residential | No | Behind the Meter | Empire Solar Solutions, LLC | PSE&G | Accepted | 2019-04-19 | 2019-05-06 | 2020-05-06 | HANWHA Q-CELL | Q.Peak DUO- G5 305 | Solar Panels |  | 0.305 | 1 | 123 | 15 |  | Fixed | Roof
Solar Registration Program | NJSRRE1540856887 | Jersey City | 7307 | 8 | 0.31 | Residential | No | Behind the Meter | Empire Solar Solutions, LLC | PSE&G | Accepted | 2019-04-19 | 2019-05-06 | 2020-05-06 | SolarEdge | SE3000-H-US | Inverters | 0.3 |  | 1 |  |  | 0.977 |  | Outdoor | Next to meter
Solar Registration Program | NJSRRE1542527730 | Haledon | 7508 | 6 | 0.95 | Residential | No | Behind the Meter | Suntuity Solar LLC | PSE&G | Accepted | 2019-10-11 | 2019-10-14 | 2020-10-14 | Yingli Green Energy | YL315D-30b | Solar Panels |  | 0.315 | 3 | 127 | 30 |  | Fixed | Roof
Solar Registration Program | NJSRRE1542527730 | Haledon | 7508 | 6 | 0.95 | Residential | No | Behind the Meter | Suntuity Solar LLC | PSE&G | Accepted | 2019-10-11 | 2019-10-14 | 2020-10-14 | Enphase Energy | IQ7-60-2-US | Inverters | 240 |  | 3 |  |  | 0.97 |  | Outdoor | Behind the PV Modules
Solar Registration Program | NJSRRE1543417943 | Ringoes | 8551 | 4 | 1.44 | Residential | No | Behind the Meter | Evoke Solar, Inc | JCP&L | Accepted | 2019-11-25 | 2019-11-26 | 2020-11-26 | SunPower | X22-360-D-AC | Solar Panels |  | 0.36 | 4 | 185 | 23 |  | Fixed | Roof
Solar Registration Program | NJSRRE1543417943 | Ringoes | 8551 | 4 | 1.44 | Residential | No | Behind the Meter | Evoke Solar, Inc | JCP&L | Accepted | 2019-11-25 | 2019-11-26 | 2020-11-26 | SunPower | X22-360-D-AC | Inverters | 320 |  | 4 |  |  | 0.96 |  | Outside | back of each panel
Solar Registration Program | NJSRRE1540898173 | Bellmawr | 8031 | 14 | 1.5 | Residential | No | Behind the Meter | Advanced Renewable Solutions LLC | PSE&G | Final As-Built Received | 2019-04-26 | 2019-05-01 | 2020-05-01 | TRINA SOLAR | TSM-DD05A.05 300 | Solar Panels |  | 0.3 | 5 | 149 | 38 |  | Fixed | Roof
Solar Registration Program | NJSRRE1540898173 | Bellmawr | 8031 | 14 | 1.5 | Residential | No | Behind the Meter | Advanced Renewable Solutions LLC | PSE&G | Final As-Built Received | 2019-04-26 | 2019-05-01 | 2020-05-01 | SOLAR EDGE | SE6000A-US | Inverters | 6000 |  | 1 |  |  | 0.983 |  | Outdoor | 'EXISTING' Inverter wall mounted adjacent to utility me
Solar Registration Program | NJSRRE1540897836 | Hammonton | 8037 | 19 | 1.55 | Residential | No | Behind the Meter | Kaitanna Solar, LLC | AC Electric | Accepted | 2019-04-26 | 2019-05-13 | 2020-05-13 | Mission Solar | MSE310SQ8T | Solar Panels |  | 0.31 | 5 | 227 | 43 |  | Fixed | Roof
Solar Registration Program | NJSRRE1540897836 | Hammonton | 8037 | 19 | 1.55 | Residential | No | Behind the Meter | Kaitanna Solar, LLC | AC Electric | Accepted | 2019-04-26 | 2019-05-13 | 2020-05-13 | Enphase | IQ7 | Inverters | 240 |  | 5 |  |  | 0.97 |  | Outdoor | Under Module
Solar Registration Program | NJSRRE1540897836 | Hammonton | 8037 | 19 | 1.55 | Residential | No | Behind the Meter | Kaitanna Solar, LLC | AC Electric | Accepted | 2019-04-26 | 2019-05-13 | 2020-05-13 | Enphase | Envoy S | Meters |  |  | 1 |  |  |  | Yes | Outdoor
Solar Registration Program | NJSRRE1541800381 | Waretown | 8758 | 18 | 1.86 | Residential | No | Behind the Meter | Advanced Solar & Energy Solutions, LLC | JCP&L | Accepted | 2019-08-07 | 2019-08-12 | 2020-08-12 | Trina Solar Energy | TSM310w | Solar Panels |  | 0.31 | 6 | 105 | 19 |  | Fixed | Roof
Solar Registration Program | NJSRRE1541800381 | Waretown | 8758 | 18 | 1.86 | Residential | No | Behind the Meter | Advanced Solar & Energy Solutions, LLC | JCP&L | Accepted | 2019-08-07 | 2019-08-12 | 2020-08-12 | GE Watthour Meter | CL200 | Meters |  |  | 1 |  |  |  | Yes | Outdoor
Solar Registration Program | NJSRRE1541800381 | Waretown | 8758 | 18 | 1.86 | Residential | No | Behind the Meter | Advanced Solar & Energy Solutions, LLC | JCP&L | Accepted | 2019-08-07 | 2019-08-12 | 2020-08-12 | Enphase | m215 | Inverters | 215 |  | 6 |  |  | 0.97 |  | Outside | roof
Solar Registration Program | NJSRRE1540363071 | West New York | 7093 | 8 | 1.89 | Residential | Yes | Behind the Meter | Suntuity Solar LLC | PSE&G | Accepted | 2019-02-14 | 2019-02-18 | 2020-02-18 | Hanwha Solar | Q-Cells 315 Mono | Solar Panels |  | 0.315 | 6 | 212 | 5 |  | Fixed | Roof
Solar Registration Program | NJSRRE1540363071 | West New York | 7093 | 8 | 1.89 | Residential | Yes | Behind the Meter | Suntuity Solar LLC | PSE&G | Accepted | 2019-02-14 | 2019-02-18 | 2020-02-18 | Enphase Energy | IQ7-60-2-US | Inverters | 240 |  | 6 |  |  | 0.97 |  | Outdoor | Behind the PV Modules
Solar Registration Program | NJSRRE1542393751 | west new york town | 7093 | 8 | 1.96 | Residential | Yes | Behind the Meter | Vision Solar LLC | PSE&G | Accepted | 2019-09-12 | 2019-09-16 | 2020-09-16 | sunpower | e20-327-e-ac | Solar Panels |  | 0.327 | 6 | 122 | 3 |  | Fixed | Roof
Solar Registration Program | NJSRRE1542393751 | west new york town | 7093 | 8 | 1.96 | Residential | Yes | Behind the Meter | Vision Solar LLC | PSE&G | Accepted | 2019-09-12 | 2019-09-16 | 2020-09-16 | sunpower | e20-327-e-ac | Inverters | 0.32 |  | 6 |  |  | 0.96 |  | Other | behind panels
Solar Registration Program | NJSRRE1542412018 | Weehawken | 7086 | 8 | 1.96 | Residential | No | Behind the Meter | SunPower Corporation, Systems | PSE&G | Accepted | 2019-09-17 | 2019-09-19 | 2020-09-19 | SUNPOWER | SPR-E20-327-E-AC | Solar Panels |  | 0.327 | 6 | 206 | 0 |  | Fixed | Roof
Solar Registration Program | NJSRRE1542412018 | Weehawken | 7086 | 8 | 1.96 | Residential | No | Behind the Meter | SunPower Corporation, Systems | PSE&G | Accepted | 2019-09-17 | 2019-09-19 | 2020-09-19 | SUNPOWER | SPR-E20-327-E-AC | Inverters | 320 |  | 6 |  |  | 0.96 |  | Other | under each panel
Solar Registration Program | NJSRRE1541877975 | Pitman | 8071 | 15 | 2.01 | Residential | Yes | Behind the Meter | Pro Custom Solar dba Momentum Solar | AC Electric | Accepted | 2019-08-22 | 2019-08-27 | 2020-08-27 | LG ELECTRONICS | LG 335N1C-V5 | Solar Panels |  | 0.335 | 3 | 70 | 10 |  | Fixed | Roof
Solar Registration Program | NJSRRE1541877975 | Pitman | 8071 | 15 | 2.01 | Residential | Yes | Behind the Meter | Pro Custom Solar dba Momentum Solar | AC Electric | Accepted | 2019-08-22 | 2019-08-27 | 2020-08-27 | LG ELECTRONICS | LG 335N1C-V5 | Solar Panels |  | 0.335 | 3 | 250 | 10 |  | Fixed | Roof
Solar Registration Program | NJSRRE1541877975 | Pitman | 8071 | 15 | 2.01 | Residential | Yes | Behind the Meter | Pro Custom Solar dba Momentum Solar | AC Electric | Accepted | 2019-08-22 | 2019-08-27 | 2020-08-27 | Enphase Energy | IQ7-60-2-US | Inverters | 250 |  | 6 |  |  | 0.97 |  | Outdoor | Roof
Solar Registration Program | NJSRRE1541876455 | Galloway | 8205 | 19 | 2.07 | Residential | Yes | Behind the Meter | Trinity Solar | AC Electric | Accepted | 2019-08-22 | 2019-08-27 | 2020-08-27 | Hanwha | Q.PEAK-BLK G4.1 295 | Solar Panels |  | 0.295 | 7 | 142 | 53 |  | Fixed | Roof
Solar Registration Program | NJSRRE1541876455 | Galloway | 8205 | 19 | 2.07 | Residential | Yes | Behind the Meter | Trinity Solar | AC Electric | Accepted | 2019-08-22 | 2019-08-27 | 2020-08-27 | Enphase | M250-60-2LL-S22/S23/S24 | Inverters | 250 |  | 7 |  |  | 0.97 |  | Outside | outside
Solar Registration Program | NJSRRE1543585944 | PARAMUS | 7652 | 7 | 2.07 | Residential | No | Behind the Meter | Infinity Solar Systems | PSE&G | Accepted | 2019-12-20 | 2019-12-26 | 2020-12-26 | SUNPOWER | SPR-X21-345-C-AC | Solar Panels |  | 0.345 | 6 | 202 | 22 |  | Fixed | Roof
Solar Registration Program | NJSRRE1543585944 | PARAMUS | 7652 | 7 | 2.07 | Residential | No | Behind the Meter | Infinity Solar Systems | PSE&G | Accepted | 2019-12-20 | 2019-12-26 | 2020-12-26 | SunPower | SPR-X21-345-C-AC | Inverters | 320 |  | 6 |  |  | 0.96 |  | Outside | MICROINVERTERS
Solar Registration Program | NJSRRE1541878332 | Newark City | 7103 | 9 | 2.1 | Residential | No | Behind the Meter | 1st Light Energy Inc | PSE&G | Accepted | 2019-08-22 | 2019-08-27 | 2020-08-27 | Trina | TSM-300DD05A.05 | Solar Panels |  | 0.3 | 7 | 195 | 40 |  | Fixed | Roof
Solar Registration Program | NJSRRE1541878332 | Newark City | 7103 | 9 | 2.1 | Residential | No | Behind the Meter | 1st Light Energy Inc | PSE&G | Accepted | 2019-08-22 | 2019-08-27 | 2020-08-27 | Enphase | M250-60-2LL-S2X | Inverters | 0.25 |  | 1 |  |  | 0.97 |  | Outdoor | within 10 feet of meter
Solar Registration Program | NJSRRE1540212493 | Galloway | 8205 | 19 | 2.21 | Residential | Yes | Behind the Meter | Trinity Solar | AC Electric | Accepted | 2019-01-07 | 2019-01-09 | 2020-01-09 | HANWHA 315 | Q.PEAK DUO BLK-G5 315 | Solar Panels |  | 0.315 | 7 | 131 | 23 |  | Fixed | Roof
Solar Registration Program | NJSRRE1540212493 | Galloway | 8205 | 19 | 2.21 | Residential | Yes | Behind the Meter | Trinity Solar | AC Electric | Accepted | 2019-01-07 | 2019-01-09 | 2020-01-09 | ENPHASE | IQ6-60-2-US | Inverters | 230 |  | 7 |  |  | 0.96 |  | Outdoor | under panels
Solar Registration Program | NJSRRE1540737422 | mullica Hill | 8062 | 15 | 2.21 | Residential | No | Behind the Meter | Vision Solar LLC | AC Electric | Accepted | 2019-03-26 | 2019-03-27 | 2020-03-27 | hanwha | qcells qpeak duo g5 315 | Solar Panels |  | 0.315 | 7 | 245 | 30 |  | Fixed | Roof
Solar Registration Program | NJSRRE1540737422 | mullica Hill | 8062 | 15 | 2.21 | Residential | No | Behind the Meter | Vision Solar LLC | AC Electric | Accepted | 2019-03-26 | 2019-03-27 | 2020-03-27 | solaredge | se3000A-us (240) | Inverters | 240 |  | 1 |  |  | 0.98 |  | Other | adj to utility meter
Solar Registration Program | NJSRRE1541658409 | Maple Shade | 8052 | 13 | 2.21 | Residential | Yes | Behind the Meter | Vivint Solar Developer, LLC | PSE&G | Accepted | 2019-07-16 | 2019-07-18 | 2020-07-18 | HANWHA SOLAR | Q.PEAK BLK-G5 315 | Solar Panels |  | 0.315 | 2 | 306 | 16 |  | Fixed | Roof
Solar Registration Program | NJSRRE1541658409 | Maple Shade | 8052 | 13 | 2.21 | Residential | Yes | Behind the Meter | Vivint Solar Developer, LLC | PSE&G | Accepted | 2019-07-16 | 2019-07-18 | 2020-07-18 | HANWHA SOLAR | Q.PEAK BLK-G5 315 | Solar Panels |  | 0.315 | 5 | 36 | 44 |  | Fixed | Roof
Solar Registration Program | NJSRRE1541658409 | Maple Shade | 8052 | 13 | 2.21 | Residential | Yes | Behind the Meter | Vivint Solar Developer, LLC | PSE&G | Accepted | 2019-07-16 | 2019-07-18 | 2020-07-18 | Enphase Energy | IQ6-60-2-US | Inverters | 230 |  | 7 |  |  | 0.97 |  | Other | Underneath each Module
Solar Registration Program | NJSRRE1541676263 | Freehold | 7728 | 17 | 2.21 | Residential | Yes | Behind the Meter | Vivint Solar Developer, LLC | JCP&L | Accepted | 2019-07-18 | 2019-07-26 | 2020-07-26 | HANWHA SOLAR | Q.PEAK BLK-G5 315 | Solar Panels |  | 0.315 | 7 | 85 | 18 |  | Fixed | Roof
Solar Registration Program | NJSRRE1541676263 | Freehold | 7728 | 17 | 2.21 | Residential | Yes | Behind the Meter | Vivint Solar Developer, LLC | JCP&L | Accepted | 2019-07-18 | 2019-07-26 | 2020-07-26 | Enphase Energy | IQ6-60-2-US | Inverters | 230 |  | 7 |  |  | 0.97 |  | Outdoor | Underneath Each Module
Solar Registration Program | NJSRRE1541698795 | Secaucus | 7094 | 8 | 2.21 | Residential | Yes | Behind the Meter | Trinity Solar | PSE&G | Accepted | 2019-07-24 | 2019-07-26 | 2020-07-26 | HANWHA | Q.PEAK DUO BLK-G5 315 | Solar Panels |  | 0.315 | 3 | 128 | 23 |  | Fixed | Roof
Solar Registration Program | NJSRRE1541698795 | Secaucus | 7094 | 8 | 2.21 | Residential | Yes | Behind the Meter | Trinity Solar | PSE&G | Accepted | 2019-07-24 | 2019-07-26 | 2020-07-26 | HANWHA | Q.PEAK DUO BLK-G5 315 | Solar Panels |  | 0.315 | 4 | 218 | 40 |  | Fixed | Roof
Solar Registration Program | NJSRRE1541698795 | Secaucus | 7094 | 8 | 2.21 | Residential | Yes | Behind the Meter | Trinity Solar | PSE&G | Accepted | 2019-07-24 | 2019-07-26 | 2020-07-26 | ENPHASE IQ7 | X-IQ-AM1-240-2 | Inverters | 240 |  | 1 |  |  | 0.96 |  | Other | under panels
Solar Registration Program | NJSRRE1541835399 | Annandale | 8801 | 4 | 2.21 | Residential | No | Behind the Meter | Skyline Solar LLC | JCP&L | Accepted | 2019-08-14 | 2019-08-23 | 2020-08-23 | Hanwha | BLK-G5-315 | Solar Panels |  | 0.315 | 7 | 167 | 25 |  | Fixed | Roof
Solar Registration Program | NJSRRE1541835399 | Annandale | 8801 | 4 | 2.21 | Residential | No | Behind the Meter | Skyline Solar LLC | JCP&L | Accepted | 2019-08-14 | 2019-08-23 | 2020-08-23 | Enphase | Iq7 | Inverters | 250 |  | 7 |  |  | 0.96 |  | Outdoor | under panel
Solar Registration Program | NJSRRE1542419914 | WILLIAMSTOWN | 8094 | 15 | 2.21 | Residential | Yes | Behind the Meter | Vivint Solar Developer, LLC | AC Electric | Accepted | 2019-09-19 | 2019-09-20 | 2020-09-20 | Hanwha | Q.PEAK BLK-G5 315 | Solar Panels |  | 0.315 | 7 | 55 | 22 |  | Fixed | Roof
Solar Registration Program | NJSRRE1542419914 | WILLIAMSTOWN | 8094 | 15 | 2.21 | Residential | Yes | Behind the Meter | Vivint Solar Developer, LLC | AC Electric | Accepted | 2019-09-19 | 2019-09-20 | 2020-09-20 | Enphase | IQ6-60-2-US | Inverters | 230 |  | 7 |  |  | 0.963 |  | Other | Underneath each module
Solar Registration Program | NJSRRE1542461787 | PARSIPPANY | 7054 | 3 | 2.21 | Residential | Yes | Behind the Meter | Vivint Solar Developer, LLC | JCP&L | Accepted | 2019-09-30 | 2019-10-02 | 2020-10-02 | Hanwha | Q.PEAK DUO BLK-G5 315w | Solar Panels |  | 0.315 | 7 | 70 | 23 |  | Fixed | Roof
Solar Registration Program | NJSRRE1542461787 | PARSIPPANY | 7054 | 3 | 2.21 | Residential | Yes | Behind the Meter | Vivint Solar Developer, LLC | JCP&L | Accepted | 2019-09-30 | 2019-10-02 | 2020-10-02 | Enphase | Energy IQ6-60-2-US | Inverters | 230 |  | 7 |  |  | 0.972 |  | Other | Underneath each module
Solar Registration Program | NJSRRE1542519447 | Clifton | 7013 | 6 | 2.21 | Residential | Yes | Behind the Meter | Trinity Solar | PSE&G | Accepted | 2019-10-09 | 2019-10-11 | 2020-10-11 | HANWHA | IQ7-60-2-US | Solar Panels |  | 0.315 | 7 | 219 | 34 |  | Fixed | Roof
Solar Registration Program | NJSRRE1542519447 | Clifton | 7013 | 6 | 2.21 | Residential | Yes | Behind the Meter | Trinity Solar | PSE&G | Accepted | 2019-10-09 | 2019-10-11 | 2020-10-11 | ENPHASE | IQ7-60-2-US | Inverters | 240 |  | 7 |  |  | 0.96 |  | Outdoor | under panels
Solar Registration Program | NJSRRE1542546833 | Englewood | 7631 | 7 | 2.21 | Residential | No | Behind the Meter | Trinity Solar | PSE&G | Accepted | 2019-10-16 | 2019-10-18 | 2020-10-18 | Hanwha | Q.PEAK DUO BLK-G5 315 | Solar Panels |  | 0.315 | 7 | 173 | 23 |  | Fixed | Roof
Solar Registration Program | NJSRRE1542546833 | Englewood | 7631 | 7 | 2.21 | Residential | No | Behind the Meter | Trinity Solar | PSE&G | Accepted | 2019-10-16 | 2019-10-18 | 2020-10-18 | Enphase | IQ7-60-2-US | Inverters | 240 |  | 7 |  |  | 0.97 |  | Outside | side of home
Solar Registration Program | NJSRRE1542578735 | North Bergen | 7047 | 8 | 2.21 | Residential | Yes | Behind the Meter | Trinity Solar | PSE&G | Accepted | 2019-10-23 | 2019-10-25 | 2020-10-25 | HANWHA | Q.PEAK DUO BLK-G5 315 | Solar Panels |  | 0.315 | 7 | 120 | 45 |  | Fixed | Roof
Solar Registration Program | NJSRRE1542578735 | North Bergen | 7047 | 8 | 2.21 | Residential | Yes | Behind the Meter | Trinity Solar | PSE&G | Accepted | 2019-10-23 | 2019-10-25 | 2020-10-25 | ENPHASE | IQ7-60-2-US | Inverters | 240 |  | 7 |  |  | 0.96 |  | Outdoor | under panels
Solar Registration Program | NJSRRE1542850506 | Turnersville | 8011 | 13 | 2.21 | Residential | Yes | Behind the Meter | Trinity Solar | AC Electric | Accepted | 2019-10-31 | 2019-11-04 | 2020-11-04 | HANWHA | Q.PEAK DUO BLK-G5 315 | Solar Panels |  | 0.315 | 7 | 142 | 18 |  | Fixed | Roof
Solar Registration Program | NJSRRE1542850506 | Turnersville | 8011 | 13 | 2.21 | Residential | Yes | Behind the Meter | Trinity Solar | AC Electric | Accepted | 2019-10-31 | 2019-11-04 | 2020-11-04 | ENPHASE | IQ7-60-2-US | Inverters | 240 |  | 7 |  |  | 0.96 |  | Outdoor | under panels
Solar Registration Program | NJSRRE1543065537 | Marmora | 8223 | 21 | 2.21 | Residential | Yes | Behind the Meter | Trinity Solar | AC Electric | Accepted | 2019-11-11 | 2019-11-13 | 2020-11-13 | Hanwha | Q.PEAK DUO BLK-G5 315 | Solar Panels |  | 0.315 | 7 | 227 | 23 |  | Fixed | Roof
Solar Registration Program | NJSRRE1543065537 | Marmora | 8223 | 21 | 2.21 | Residential | Yes | Behind the Meter | Trinity Solar | AC Electric | Accepted | 2019-11-11 | 2019-11-13 | 2020-11-13 | Enphase | IQ7PLUS-72-2-US | Inverters | 290 |  | 7 |  |  | 0.97 |  | Outside | outside
Solar Registration Program | NJSRRE1543248723 | Middletown | 7748 | 17 | 2.21 | Residential | Yes | Behind the Meter | Trinity Solar | JCP&L | Accepted | 2019-11-14 | 2019-11-18 | 2020-11-18 | Hanwha | Q.PEAK DUO BLK-G5 315 | Solar Panels |  | 0.315 | 3 | 292 | 27 |  | Fixed | Roof
Solar Registration Program | NJSRRE1543248723 | Middletown | 7748 | 17 | 2.21 | Residential | Yes | Behind the Meter | Trinity Solar | JCP&L | Accepted | 2019-11-14 | 2019-11-18 | 2020-11-18 | Hanwha | Q.PEAK DUO BLK-G5 315 | Solar Panels |  | 0.315 | 4 | 112 | 27 |  | Fixed | Roof
Solar Registration Program | NJSRRE1543248723 | Middletown | 7748 | 17 | 2.21 | Residential | Yes | Behind the Meter | Trinity Solar | JCP&L | Accepted | 2019-11-14 | 2019-11-18 | 2020-11-18 | Enphase | IQ7-60-2-US | Inverters | 240 |  | 7 |  |  | 0.97 |  | Outside | outside
Solar Registration Program | NJSRRE1543355387 | Irvington | 7111 | 9 | 2.21 | Residential | Yes | Behind the Meter | Trinity Solar | PSE&G | Accepted | 2019-11-15 | 2019-11-19 | 2020-11-19 | Hanwha | Q.PEAK DUO BLK-G5 315 | Solar Panels |  | 0.315 | 7 | 212 | 23 |  | Fixed | Roof
Solar Registration Program | NJSRRE1543355387 | Irvington | 7111 | 9 | 2.21 | Residential | Yes | Behind the Meter | Trinity Solar | PSE&G | Accepted | 2019-11-15 | 2019-11-19 | 2020-11-19 | Enphase | IQ7-60-2-US | Inverters | 240 |  | 7 |  |  | 0.97 |  | Outside | outside
Solar Registration Program | NJSRRE1543417814 | Paterson | 7524 | 6 | 2.21 | Residential | Yes | Behind the Meter | Trinity Solar | PSE&G | Accepted | 2019-11-18 | 2019-11-20 | 2020-11-20 | HANWHA | Q.PEAK DUO BLK-G5 315 | Solar Panels |  | 0.315 | 7 | 283 | 34 |  | Fixed | Roof
Solar Registration Program | NJSRRE1543417814 | Paterson | 7524 | 6 | 2.21 | Residential | Yes | Behind the Meter | Trinity Solar | PSE&G | Accepted | 2019-11-18 | 2019-11-20 | 2020-11-20 | ENPHASE | IQ7-60-2-US | Inverters | 0.24 |  | 7 |  |  | 0.96 |  | Outdoor | under panels
Solar Registration Program | NJSRRE1543446474 | Tinton Falls | 7724 | 17 | 2.21 | Residential | Yes | Behind the Meter | Trinity Solar | JCP&L | Accepted | 2019-11-26 | 2019-12-02 | 2020-12-02 | Hanwha | Q.PEAK DUO BLK-G5 315 | Solar Panels |  | 0.315 | 7 | 261 | 25 |  | Fixed | Roof
Solar Registration Program | NJSRRE1543446474 | Tinton Falls | 7724 | 17 | 2.21 | Residential | Yes | Behind the Meter | Trinity Solar | JCP&L | Accepted | 2019-11-26 | 2019-12-02 | 2020-12-02 | Enphase | IQ7-60-2-US | Inverters | 240 |  | 7 |  |  | 0.97 |  | Outside | under the panels
Solar Registration Program | NJSRRE1543463351 | Sayreville | 8872 | 11 | 2.21 | Residential | Yes | Behind the Meter | Trinity Solar | JCP&L | Accepted | 2019-12-02 | 2019-12-04 | 2020-12-04 | Hanwha | Q.PEAK DUO BLK-G5 315 | Solar Panels |  | 0.315 | 7 | 171 | 43 |  | Fixed | Roof
Solar Registration Program | NJSRRE1543463351 | Sayreville | 8872 | 11 | 2.21 | Residential | Yes | Behind the Meter | Trinity Solar | JCP&L | Accepted | 2019-12-02 | 2019-12-04 | 2020-12-04 | Enphase | IQ7-60-2-US | Inverters | 240 |  | 7 |  |  | 0.96 |  | Outside | under panels
Solar Registration Program | NJSRRE1543501620 | East Orange | 7017 | 9 | 2.21 | Residential | Yes | Behind the Meter | Trinity Solar | PSE&G | Accepted | 2019-12-09 | 2019-12-11 | 2020-12-11 | Hanwha 315 | Q.PEAK DUO BLK-G5 315 | Solar Panels |  | 0.315 | 7 | 116 | 43 |  | Fixed | Roof
Solar Registration Program | NJSRRE1543501620 | East Orange | 7017 | 9 | 2.21 | Residential | Yes | Behind the Meter | Trinity Solar | PSE&G | Accepted | 2019-12-09 | 2019-12-11 | 2020-12-11 | Enphase IQ7 | IQ7-60-2-US | Inverters | 240 |  | 7 |  |  | 0.96 |  | Outside | side of home
Solar Registration Program | NJSRRE1543505939 | Mt Laurel | 8054 | 13 | 2.21 | Residential | Yes | Behind the Meter | Trinity Solar | PSE&G | Accepted | 2019-12-10 | 2019-12-12 | 2020-12-12 | HANWHA | Q.PEAK DUO BLK-G5 315 | Solar Panels |  | 0.315 | 7 | 130 | 27 |  | Fixed | Roof
Solar Registration Program | NJSRRE1543505939 | Mt Laurel | 8054 | 13 | 2.21 | Residential | Yes | Behind the Meter | Trinity Solar | PSE&G | Accepted | 2019-12-10 | 2019-12-12 | 2020-12-12 | ENPHASE | IQ7 MICROINVERTERS (IQ7-60-2-US ) | Inverters | 240 |  | 7 |  |  | 0.96 |  | Outside | UNDER PANELS
Solar Registration Program | NJSRRE1543547300 | Bloomfield | 7003 | 9 | 2.21 | Residential | Yes | Behind the Meter | Trinity Solar | PSE&G | Accepted | 2019-12-13 | 2019-12-17 | 2020-12-17 | Hanwha 315 | Q.PEAK DUO BLK-G5 315 | Solar Panels |  | 0.315 | 7 | 21 | 14 |  | Fixed | Roof
Solar Registration Program | NJSRRE1543547300 | Bloomfield | 7003 | 9 | 2.21 | Residential | Yes | Behind the Meter | Trinity Solar | PSE&G | Accepted | 2019-12-13 | 2019-12-17 | 2020-12-17 | Enphase IQ7 | IQ7-60-2-US | Inverters | 240 |  | 7 |  |  | 0.96 |  | Outside | under panels
Solar Registration Program | NJSRRE1543547772 | Pennnigton | 8534 | 12 | 2.21 | Residential | Yes | Behind the Meter | Trinity Solar | PSE&G | Accepted | 2019-12-13 | 2019-12-18 | 2020-12-18 | Hanwha | Q.PEAK DUO BLK-G5 315 | Solar Panels |  | 0.315 | 7 | 185 | 40 |  | Fixed | Roof
Solar Registration Program | NJSRRE1543547772 | Pennnigton | 8534 | 12 | 2.21 | Residential | Yes | Behind the Meter | Trinity Solar | PSE&G | Accepted | 2019-12-13 | 2019-12-18 | 2020-12-18 | Enphase | IQ7-60-2-US | Inverters | 240 |  | 7 |  |  | 0.97 |  | Outside | outside
Solar Registration Program | NJSRRE1542409357 | Camden | 8104 | 14 | 2.22 | Residential | Yes | Behind the Meter | SunPower Corporation, Systems | PSE&G | Accepted | 2019-09-16 | 2019-09-18 | 2020-09-18 | SUNPOWER | SPR-X22-370-E-AC | Solar Panels |  | 0.37 | 6 | 244 | 4 |  | Fixed | Roof
Solar Registration Program | NJSRRE1542409357 | Camden | 8104 | 14 | 2.22 | Residential | Yes | Behind the Meter | SunPower Corporation, Systems | PSE&G | Accepted | 2019-09-16 | 2019-09-18 | 2020-09-18 | SUNPOWER | SPR-X22-370-E-AC | Inverters | 320 |  | 6 |  |  | 0.96 |  | Other | under each panel
Solar Registration Program | NJSRRE1542443593 | WILLINGBORO | 8046 | 13 | 2.24 | Residential | Yes | Behind the Meter | Vivint Solar Developer, LLC | PSE&G | Accepted | 2019-09-26 | 2019-09-30 | 2020-09-30 | Trina Solar | TSM-280DD05A.05(II) | Solar Panels |  | 0.28 | 8 | 45 | 19 |  | Fixed | Roof
Solar Registration Program | NJSRRE1542443593 | WILLINGBORO | 8046 | 13 | 2.24 | Residential | Yes | Behind the Meter | Vivint Solar Developer, LLC | PSE&G | Accepted | 2019-09-26 | 2019-09-30 | 2020-09-30 | SOLAREDGE | SE3800H-US | Inverters | 3800 |  | 1 |  |  | 0.992 |  | Outdoor | Near the Utility Meter
Solar Registration Program | NJSRRE1542568545 | Atlantic City | 8401 | 19 | 2.24 | Residential | No | Behind the Meter | Castle Energy, LLC | AC Electric | Accepted | 2019-10-21 | 2019-10-23 | 2020-10-23 | Hanwha Q-Cells | Q.Peak DUO-G5 320 | Solar Panels |  | 0.32 | 7 | 152 | 25 |  | Fixed | Roof
Solar Registration Program | NJSRRE1542568545 | Atlantic City | 8401 | 19 | 2.24 | Residential | No | Behind the Meter | Castle Energy, LLC | AC Electric | Accepted | 2019-10-21 | 2019-10-23 | 2020-10-23 | Enphase Energy | IQ7-60-2-US | Inverters | 240 |  | 7 |  |  | 0.967 |  | Outside | on the rooftop under each solar panel
Solar Registration Program | NJSRRE1543541890 | Dumont, NJ | 7628 | 7 | 2.28 | Residential | No | Behind the Meter | Empire Solar Solutions, LLC | PSE&G | Accepted | 2019-12-13 | 2019-12-30 | 2020-12-30 | Panasonic | VBHN325SA17 | Solar Panels |  | 0.325 | 2 | 173 | 20 |  | Fixed | Roof
Solar Registration Program | NJSRRE1543541890 | Dumont, NJ | 7628 | 7 | 2.28 | Residential | No | Behind the Meter | Empire Solar Solutions, LLC | PSE&G | Accepted | 2019-12-13 | 2019-12-30 | 2020-12-30 | Panasonic | VBHN325SA17 | Solar Panels |  | 0.325 | 1 | 173 | 24 |  | Fixed | Roof
Solar Registration Program | NJSRRE1543541890 | Dumont, NJ | 7628 | 7 | 2.28 | Residential | No | Behind the Meter | Empire Solar Solutions, LLC | PSE&G | Accepted | 2019-12-13 | 2019-12-30 | 2020-12-30 | Panasonic | VBHN325SA17 | Solar Panels |  | 0.325 | 4 | 261 | 18 |  | Fixed | Roof
Solar Registration Program | NJSRRE1543541890 | Dumont, NJ | 7628 | 7 | 2.28 | Residential | No | Behind the Meter | Empire Solar Solutions, LLC | PSE&G | Accepted | 2019-12-13 | 2019-12-30 | 2020-12-30 | SolarEdge | SE76000H-US | Inverters | 0.76 |  | 1 |  |  | 0.992 |  | Indoor | Next to main service panel/ garage
Solar Registration Program | NJSRRE1540345087 | Ocean City | 8226 | 21 | 2.29 | Residential | Yes | Behind the Meter | Vision Solar LLC | AC Electric | Accepted | 2019-02-07 | 2019-02-11 | 2020-02-11 | sunpower | spr e20-327-d-ac | Solar Panels |  | 0.327 | 7 | 220 | 26 |  | Fixed | Roof
Solar Registration Program | NJSRRE1540345087 | Ocean City | 8226 | 21 | 2.29 | Residential | Yes | Behind the Meter | Vision Solar LLC | AC Electric | Accepted | 2019-02-07 | 2019-02-11 | 2020-02-11 | sunpower | spr e20-327-d-ac | Inverters | 0.327 |  | 7 |  |  | 0.96 |  | Outside | behind panels
Solar Registration Program | NJSRRE1541726673 | Edison | 8820 | 11 | 2.29 | Residential | No | Behind the Meter | SunnyMac LLC | PSE&G | As-Built Incomplete | 2019-08-01 | 2019-08-06 | 2020-08-06 | SunPower | SPR-E20-327 | Solar Panels |  | 0.327 | 7 | 177 | 21 |  | Fixed | Roof
Solar Registration Program | NJSRRE1541726673 | Edison | 8820 | 11 | 2.29 | Residential | No | Behind the Meter | SunnyMac LLC | PSE&G | As-Built Incomplete | 2019-08-01 | 2019-08-06 | 2020-08-06 | Enphase | IQ7XS-96-ACM-US | Inverters | 0.315 |  | 7 |  |  | 0.99 |  | Outdoor | roof
Solar Registration Program | NJSRRE1541726673 | Edison | 8820 | 11 | 2.29 | Residential | No | Behind the Meter | SunnyMac LLC | PSE&G | As-Built Incomplete | 2019-08-01 | 2019-08-06 | 2020-08-06 | Sunpower | Pvs6 | Meters |  |  | 1 |  |  |  | Yes | Outdoor
Solar Registration Program | NJSRRE1542428706 | Woodstown | 8098 | 16 | 2.29 | Residential | Yes | Behind the Meter | GenRenew, LLC | AC Electric | Accepted | 2019-09-23 | 2019-09-25 | 2020-09-25 | sunpower | SPR-E20-327-E-AC | Solar Panels |  | 0.327 | 7 | 209 | 11 |  | Fixed | Roof
Solar Registration Program | NJSRRE1542428706 | Woodstown | 8098 | 16 | 2.29 | Residential | Yes | Behind the Meter | GenRenew, LLC | AC Electric | Accepted | 2019-09-23 | 2019-09-25 | 2020-09-25 | sunpower | MI-C-320-US208/240-10 | Inverters | 320 |  | 7 |  |  | 0.96 |  | Outdoor | MICROINVERTER LOCATED UNDER MODULE
Solar Registration Program | NJSRRE1540244547 | Stone Harbor | 8247 | 21 | 2.35 | Residential | No | Behind the Meter | US Power Savers | AC Electric | Accepted | 2019-01-15 | 2019-01-18 | 2020-01-18 | LG | LG 335N1C-A5 | Solar Panels |  | 0.335 | 3 | 298 | 25 |  | Fixed | Roof
Solar Registration Program | NJSRRE1540244547 | Stone Harbor | 8247 | 21 | 2.35 | Residential | No | Behind the Meter | US Power Savers | AC Electric | Accepted | 2019-01-15 | 2019-01-18 | 2020-01-18 | LG | LG 335N1C-A5 | Solar Panels |  | 0.335 | 4 | 28 | 25 |  | Fixed | Roof
Solar Registration Program | NJSRRE1540244547 | Stone Harbor | 8247 | 21 | 2.35 | Residential | No | Behind the Meter | US Power Savers | AC Electric | Accepted | 2019-01-15 | 2019-01-18 | 2020-01-18 | Enphase | IQ6PLUS-72-2-US | Inverters | 72 |  | 1 |  |  | 0.99 |  | Outdoor | Near Meter
Solar Registration Program | NJSRRE1540244947 | Stone Harbor | 8247 | 21 | 2.35 | Residential | No | Behind the Meter | US Power Savers | AC Electric | Accepted | 2019-01-15 | 2019-01-18 | 2020-01-18 | LG | LG 335N1C-A5 | Solar Panels |  | 0.335 | 3 | 118 | 25 |  | Fixed | Roof
Solar Registration Program | NJSRRE1540244947 | Stone Harbor | 8247 | 21 | 2.35 | Residential | No | Behind the Meter | US Power Savers | AC Electric | Accepted | 2019-01-15 | 2019-01-18 | 2020-01-18 | LG | LG335N1C-A5 | Solar Panels |  | 0.335 | 4 | 208 | 25 |  | Fixed | Roof
Solar Registration Program | NJSRRE1540244947 | Stone Harbor | 8247 | 21 | 2.35 | Residential | No | Behind the Meter | US Power Savers | AC Electric | Accepted | 2019-01-15 | 2019-01-18 | 2020-01-18 | Enphase | IQ6PLUS-72-2-US | Inverters | 72 |  | 7 |  |  | 0.99 |  | Outdoor | Near Meter
Solar Registration Program | NJSRRE1543447235 | JERSEY CITY | 7305 | 8 | 2.35 | Residential | No | Behind the Meter | Infinity Solar Systems | PSE&G | Accepted | 2019-11-26 | 2019-12-03 | 2020-12-03 | LG | LG335N1K-V5 | Solar Panels |  | 0.335 | 7 | 196 | 35 |  | Fixed | Roof
Solar Registration Program | NJSRRE1543447235 | JERSEY CITY | 7305 | 8 | 2.35 | Residential | No | Behind the Meter | Infinity Solar Systems | PSE&G | Accepted | 2019-11-26 | 2019-12-03 | 2020-12-03 | ENPHASE | IQ7-60-X-US | Inverters | 240 |  | 7 |  |  | 0.97 |  | Outside | MICROINVERTERS
Solar Registration Program | NJSRRE1543481358 | Vineland | 8361 | 20 | 2.36 | Residential | No | Behind the Meter | Bright Planet Solar | Vineland Muni Electric | Accepted | 2019-12-05 | 2019-12-09 | 2020-12-09 | HANWHA Q-CELLS | Q.PEAK BLK-G4.1 295W | Solar Panels |  | 0.295 | 8 | 190 | 30 |  | Fixed | Roof
Solar Registration Program | NJSRRE1543481358 | Vineland | 8361 | 20 | 2.36 | Residential | No | Behind the Meter | Bright Planet Solar | Vineland Muni Electric | Accepted | 2019-12-05 | 2019-12-09 | 2020-12-09 | SOLAR EDGE | SE3000H-USRGM | Inverters | 3000 |  | 1 |  |  | 0.98 |  | Outside | NEXT TO METER
Solar Registration Program | NJSRRE1541032184 | Edison | 8817 | 11 | 2.4 | Residential | No | Behind the Meter | DC Solar Integrators LLC | PSE&G | Accepted | 2019-05-22 | 2019-05-28 | 2020-05-28 | Seraphim Energy | SRP-300-6MB-BB | Solar Panels |  | 0.3 | 8 | 272 | 25 |  | Fixed | Roof
Solar Registration Program | NJSRRE1541032184 | Edison | 8817 | 11 | 2.4 | Residential | No | Behind the Meter | DC Solar Integrators LLC | PSE&G | Accepted | 2019-05-22 | 2019-05-28 | 2020-05-28 | SOLAREDGE | SE3800H-US | Inverters | 3800 |  | 1 |  |  | 0.99 |  | Outdoor | outdoor
Solar Registration Program | NJSRRE1541041155 | EDISON TWP | 8817 | 11 | 2.4 | Residential | No | Behind the Meter | DC Solar Integrators | PSE&G | Accepted | 2019-05-24 | 2019-05-30 | 2020-05-30 | Seraphim Energy | SRP-300-6MB-BB | Solar Panels |  | 0.3 | 8 | 92 | 25 |  | Fixed | Roof
Solar Registration Program | NJSRRE1541041155 | EDISON TWP | 8817 | 11 | 2.4 | Residential | No | Behind the Meter | DC Solar Integrators | PSE&G | Accepted | 2019-05-24 | 2019-05-30 | 2020-05-30 | SOLAREDGE | SE3800H-US | Inverters | 3800 |  | 1 |  |  | 0.99 |  | Outside | outside
Solar Registration Program | NJSRRE1541627586 | Lakewood | 8701 | 18 | 2.4 | Residential | No | Behind the Meter | Powerlutions | JCP&L | Accepted | 2019-07-10 | 2019-07-12 | 2020-07-12 | Trina | TSM-300 DD05A | Solar Panels |  | 0.3 | 8 | 188 | 38 |  | Fixed | Roof
Solar Registration Program | NJSRRE1541627586 | Lakewood | 8701 | 18 | 2.4 | Residential | No | Behind the Meter | Powerlutions | JCP&L | Accepted | 2019-07-10 | 2019-07-12 | 2020-07-12 | SolarEdge | SE3000H-US | Inverters | 3 |  | 1 |  |  | 0.99 |  | Outdoor | Near Meter
Solar Registration Program | NJSRRE1542685557 | Vineland | 8360 | 20 | 2.4 | Residential | Yes | Behind the Meter | Bright Planet Solar | Vineland Muni Electric | Accepted | 2019-11-01 | 2019-11-04 | 2020-11-04 | HANWHA Q-CELLS | Q.PEAK-G4.1 300W | Solar Panels |  | 0.3 | 8 | 93 | 18 |  | Fixed | Roof
Solar Registration Program | NJSRRE1542685557 | Vineland | 8360 | 20 | 2.4 | Residential | Yes | Behind the Meter | Bright Planet Solar | Vineland Muni Electric | Accepted | 2019-11-01 | 2019-11-04 | 2020-11-04 | SOLAR EDGE | SE3000H-USRGM | Inverters | 3000 |  | 1 |  |  | 0.98 |  | Outdoor | NEXT TO METER
Solar Registration Program | NJSRRE1543437192 | Bridgewater Township | 8807 | 5 | 2.42 | Residential | No | Behind the Meter | Pro Custom Solar dba Momentum Solar | PSE&G | Accepted | 2019-11-22 | 2019-11-26 | 2020-11-26 | LG Electronics | LG 345N1C-V5 | Solar Panels |  | 0.345 | 7 | 265 | 24 |  | Fixed | Roof
Solar Registration Program | NJSRRE1543437192 | Bridgewater Township | 8807 | 5 | 2.42 | Residential | No | Behind the Meter | Pro Custom Solar dba Momentum Solar | PSE&G | Accepted | 2019-11-22 | 2019-11-26 | 2020-11-26 | Enphase Energy | IQ7PLUS-72-2-US | Inverters | 295 |  | 7 |  |  | 0.97 |  | Outdoor | Roof
Solar Registration Program | NJSRRE1543482526 | Jersey City | 7306 | 8 | 2.44 | Residential | No | Behind the Meter | Amergy Solar | PSE&G | Accepted | 2019-12-05 | 2019-12-10 | 2020-12-10 | Canadian Solar | CS6K-305MS | Solar Panels |  | 0.305 | 8 | 205 | 27 |  | Fixed | Roof
Solar Registration Program | NJSRRE1543482526 | Jersey City | 7306 | 8 | 2.44 | Residential | No | Behind the Meter | Amergy Solar | PSE&G | Accepted | 2019-12-05 | 2019-12-10 | 2020-12-10 | Enphase | IQ7Plus-72-x-US | Inverters | 290 |  | 8 |  |  | 0.97 |  | Outdoor | Next to utility meter
Solar Registration Program | NJSRRE1541614010 | Belford | 7718 | 17 | 2.48 | Residential | No | Behind the Meter | Suntuity Solar LLC | JCP&L | Accepted | 2019-07-04 | 2019-07-09 | 2020-07-09 | Yingli Green Energy | YL310D-30b | Solar Panels |  | 0.31 | 8 | 195 | 10 |  | Fixed | Roof
Solar Registration Program | NJSRRE1541614010 | Belford | 7718 | 17 | 2.48 | Residential | No | Behind the Meter | Suntuity Solar LLC | JCP&L | Accepted | 2019-07-04 | 2019-07-09 | 2020-07-09 | Enphase Energy | IQ7-60-2-US | Inverters | 240 |  | 8 |  |  | 0.97 |  | Outdoor | Behind the PV Modules
Solar Registration Program | NJSRRE1543657045 | Plainfield City | 7063 | 10 | 2.48 | Residential | Yes | Behind the Meter | 1st Light Energy Inc | PSE&G | Accepted | 2019-12-23 | 2019-12-27 | 2020-12-27 | Longi | LR6-60HPB-310M | Solar Panels |  | 0.31 | 8 | 217 | 45 |  | Fixed | Roof
Solar Registration Program | NJSRRE1543657045 | Plainfield City | 7063 | 10 | 2.48 | Residential | Yes | Behind the Meter | 1st Light Energy Inc | PSE&G | Accepted | 2019-12-23 | 2019-12-27 | 2020-12-27 | SMA | SB 3.0-US (240V) | Inverters | 3000 |  | 1 |  |  | 0.97 |  | Outside | within 10 feet of meter
Solar Registration Program | NJSRRE1540099081 | Wenonah | 8090 | 15 | 2.52 | Residential | Yes | Behind the Meter | Trinity Solar | AC Electric | Accepted | 2018-12-18 | 2019-04-30 | 2020-04-30 | HANWHA | Q.PEAK DUO BLK-G5 315 | Solar Panels |  | 0.315 | 8 | 88 | 25 |  | Fixed | Roof
Solar Registration Program | NJSRRE1540099081 | Wenonah | 8090 | 15 | 2.52 | Residential | Yes | Behind the Meter | Trinity Solar | AC Electric | Accepted | 2018-12-18 | 2019-04-30 | 2020-04-30 | Enphase | IQ6-60-2-US | Inverters | 230 |  | 8 |  |  | 0.96 |  | Outside | On roof
Solar Registration Program | NJSRRE1540295452 | Cherry Hill | 8034 | 14 | 2.52 | Residential | Yes | Behind the Meter | Vivint Solar Developer, LLC | PSE&G | Accepted | 2019-01-29 | 2019-01-30 | 2020-01-30 | Hanwha Solar | Q.Peak BLK-G5 315 | Solar Panels |  | 0.315 | 8 | 213 | 20 |  | Fixed | Roof
Solar Registration Program | NJSRRE1540295452 | Cherry Hill | 8034 | 14 | 2.52 | Residential | Yes | Behind the Meter | Vivint Solar Developer, LLC | PSE&G | Accepted | 2019-01-29 | 2019-01-30 | 2020-01-30 | Solar Edge | SE3800H-US | Inverters | 3800 |  | 1 |  |  | 0.992 |  | Outdoor | Near the Utility Meter.
Solar Registration Program | NJSRRE1540305141 | Garfield | 7026 | 7 | 2.52 | Residential | Yes | Behind the Meter | Vivint Solar Developer, LLC | PSE&G | Accepted | 2019-02-01 | 2019-05-01 | 2020-05-01 | Hanwha Solar | Q.Peak BLK-G5 315 | Solar Panels |  | 0.315 | 8 | 341 | 35 |  | Fixed | Roof
Solar Registration Program | NJSRRE1540305141 | Garfield | 7026 | 7 | 2.52 | Residential | Yes | Behind the Meter | Vivint Solar Developer, LLC | PSE&G | Accepted | 2019-02-01 | 2019-05-01 | 2020-05-01 | Solar Edge | SE3800H-US | Inverters | 3800 |  | 1 |  |  | 0.992 |  | Outdoor | Near the Utility Meter.
Solar Registration Program | NJSRRE1540387582 | Mantua | 8051 | 15 | 2.52 | Residential | Yes | Behind the Meter | Trinity Solar | AC Electric | Accepted | 2019-02-22 | 2019-05-01 | 2020-05-01 | Hanwha | Q.PEAK DUO BLK-G5 315 | Solar Panels |  | 0.315 | 8 | 62 | 23 |  | Fixed | Roof
Solar Registration Program | NJSRRE1540387582 | Mantua | 8051 | 15 | 2.52 | Residential | Yes | Behind the Meter | Trinity Solar | AC Electric | Accepted | 2019-02-22 | 2019-05-01 | 2020-05-01 | Enphase | IQ7-60-2-US | Inverters | 240 |  | 8 |  |  | 0.96 |  | Outside | side of home
Solar Registration Program | NJSRRE1540412845 | Newark | 7108 | 9 | 2.52 | Residential | Yes | Behind the Meter | Trinity Solar | PSE&G | Accepted | 2019-03-01 | 2019-03-04 | 2020-03-04 | HANWHA | Q.PEAK DUO BLK-G5 315 | Solar Panels |  | 0.315 | 8 | 105 | 34 |  | Fixed | Roof
Solar Registration Program | NJSRRE1540412845 | Newark | 7108 | 9 | 2.52 | Residential | Yes | Behind the Meter | Trinity Solar | PSE&G | Accepted | 2019-03-01 | 2019-03-04 | 2020-03-04 | Solar Edge | SE3000 | Inverters | 3000 |  | 1 |  |  | 0.97 |  | Outside | Side of home
Solar Registration Program | NJSRRE1540452660 | Hamilton | 8330 | 19 | 2.52 | Residential | Yes | Behind the Meter | Suntuity Solar LLC | AC Electric | Accepted | 2019-03-20 | 2019-03-20 | 2020-03-20 | Hanwha Solar | Q-Cells 315 Mono | Solar Panels |  | 0.315 | 8 | 179 | 46 |  | Fixed | Roof
Solar Registration Program | NJSRRE1540452660 | Hamilton | 8330 | 19 | 2.52 | Residential | Yes | Behind the Meter | Suntuity Solar LLC | AC Electric | Accepted | 2019-03-20 | 2019-03-20 | 2020-03-20 | Enphase Energy | IQ7-60-2-US | Inverters | 240 |  | 8 |  |  | 0.97 |  | Outdoor | Behind the PV Modules
Solar Registration Program | NJSRRE1540458638 | CARTERET | 7008 | 11 | 2.52 | Residential | Yes | Behind the Meter | Vivint Solar Developer, LLC | PSE&G | Accepted | 2019-03-07 | 2019-05-01 | 2020-05-01 | Hanwha Solar | Q.PEAK DUO BLK-G5 315 | Solar Panels |  | 0.315 | 8 | 25 | 24 |  | Fixed | Roof
Solar Registration Program | NJSRRE1540458638 | CARTERET | 7008 | 11 | 2.52 | Residential | Yes | Behind the Meter | Vivint Solar Developer, LLC | PSE&G | Accepted | 2019-03-07 | 2019-05-01 | 2020-05-01 | Solar Edge | SE3800H-US | Inverters | 3800 |  | 1 |  |  | 0.992 |  | Outdoor | Near the Utility Meter
Solar Registration Program | NJSRRE1540458832 | MAPLE SHADE | 8052 | 13 | 2.52 | Residential | Yes | Behind the Meter | Vivint Solar Developer, LLC | PSE&G | Accepted | 2019-03-07 | 2019-05-01 | 2020-05-01 | Hanwha Solar | Q.PEAK BLK-G5 315 | Solar Panels |  | 0.315 | 8 | 93 | 25 |  | Fixed | Roof
Solar Registration Program | NJSRRE1540458832 | MAPLE SHADE | 8052 | 13 | 2.52 | Residential | Yes | Behind the Meter | Vivint Solar Developer, LLC | PSE&G | Accepted | 2019-03-07 | 2019-05-01 | 2020-05-01 | Solar Edge | SE3800H-US | Inverters | 3800 |  | 1 |  |  | 0.992 |  | Outdoor | Near the Utility Meter
Solar Registration Program | NJSRRE1540459370 | Runnemede | 8078 | 14 | 2.52 | Residential | Yes | Behind the Meter | Vivint Solar Developer, LLC | PSE&G | Accepted | 2019-03-07 | 2019-05-01 | 2020-05-01 | Hanwha Solar | Q.PEAK BLK-G5 315 | Solar Panels |  | 0.315 | 4 | 338 | 21 |  | Fixed | Roof
Solar Registration Program | NJSRRE1540459370 | Runnemede | 8078 | 14 | 2.52 | Residential | Yes | Behind the Meter | Vivint Solar Developer, LLC | PSE&G | Accepted | 2019-03-07 | 2019-05-01 | 2020-05-01 | Hanwha Solar | Q.PEAK BLK-G5 315 | Solar Panels |  | 0.315 | 4 | 68 | 21 |  | Fixed | Roof
Solar Registration Program | NJSRRE1540459370 | Runnemede | 8078 | 14 | 2.52 | Residential | Yes | Behind the Meter | Vivint Solar Developer, LLC | PSE&G | Accepted | 2019-03-07 | 2019-05-01 | 2020-05-01 | Solar Edge | SE3800H-US | Inverters | 3800 |  | 1 |  |  | 0.992 |  | Outdoor | Near the Utility Meter
Solar Registration Program | NJSRRE1540820460 | Voorhees | 8043 | 14 | 2.52 | Residential | Yes | Behind the Meter | Vivint Solar Developer, LLC | AC Electric | Accepted | 2019-04-05 | 2019-05-01 | 2020-05-01 | Hanwha Solar | Q.PEAK DUO BLK-G5 315 | Solar Panels |  | 0.315 | 8 | 333 | 38 |  | Fixed | Roof
Solar Registration Program | NJSRRE1540820460 | Voorhees | 8043 | 14 | 2.52 | Residential | Yes | Behind the Meter | Vivint Solar Developer, LLC | AC Electric | Accepted | 2019-04-05 | 2019-05-01 | 2020-05-01 | Solar Edge | SE3800H-US | Inverters | 3800 |  | 1 |  |  | 0.992 |  | Outdoor | Near the Utility Meter
Solar Registration Program | NJSRRE1541125282 | Whiting | 8759 | 18 | 2.52 | Residential | Yes | Behind the Meter | Vivint Solar Developer, LLC | JCP&L | Accepted | 2019-06-10 | 2019-06-12 | 2020-06-12 | Hanwha | Q.PEAK BLK-G5 315 | Solar Panels |  | 0.315 | 8 | 211 | 16 |  | Fixed | Roof
Solar Registration Program | NJSRRE1541125282 | Whiting | 8759 | 18 | 2.52 | Residential | Yes | Behind the Meter | Vivint Solar Developer, LLC | JCP&L | Accepted | 2019-06-10 | 2019-06-12 | 2020-06-12 | Solar Edge | SE3800H-US | Inverters | 3800 |  | 1 |  |  | 0.992 |  | Outdoor | Near the Utility Meter
Solar Registration Program | NJSRRE1541443701 | BERGENFIELD | 7621 | 7 | 2.52 | Residential | Yes | Behind the Meter | Vivint Solar Developer, LLC | PSE&G | Accepted | 2019-06-24 | 2019-06-25 | 2020-06-25 | HANWHA SOLAR | Q.PEAK BLK-G5 315 | Solar Panels |  | 0.315 | 8 | 178 | 26 |  | Fixed | Roof
Solar Registration Program | NJSRRE1541443701 | BERGENFIELD | 7621 | 7 | 2.52 | Residential | Yes | Behind the Meter | Vivint Solar Developer, LLC | PSE&G | Accepted | 2019-06-24 | 2019-06-25 | 2020-06-25 | SOLAREDGE | SE3800H-US | Inverters | 3800 |  | 1 |  |  | 0.992 |  | Outdoor | Near The Utility Meter
Solar Registration Program | NJSRRE1541514292 | PENNSAUKEN | 8109 | 14 | 2.52 | Residential | Yes | Behind the Meter | Vivint Solar Developer, LLC | PSE&G | Accepted | 2019-07-02 | 2019-07-03 | 2020-07-03 | Hanwha Solar | Q.PEAK BLK G5 315 | Solar Panels |  | 0.315 | 8 | 213 | 19 |  | Fixed | Roof
Solar Registration Program | NJSRRE1541514292 | PENNSAUKEN | 8109 | 14 | 2.52 | Residential | Yes | Behind the Meter | Vivint Solar Developer, LLC | PSE&G | Accepted | 2019-07-02 | 2019-07-03 | 2020-07-03 | Solar Edge | SE3800H-US | Inverters | 3800 |  | 1 |  |  | 0.992 |  | Outdoor | Near The Utility Meter
Solar Registration Program | NJSRRE1541521540 | WENONAH | 8090 | 15 | 2.52 | Residential | Yes | Behind the Meter | Vivint Solar Developer, LLC | AC Electric | Accepted | 2019-07-03 | 2019-07-05 | 2020-07-05 | HANWHA SOLAR | Q.PEAK BLK-G5 315 | Solar Panels |  | 0.315 | 4 | 163 | 20 |  | Fixed | Roof
Solar Registration Program | NJSRRE1541521540 | WENONAH | 8090 | 15 | 2.52 | Residential | Yes | Behind the Meter | Vivint Solar Developer, LLC | AC Electric | Accepted | 2019-07-03 | 2019-07-05 | 2020-07-05 | HANWHA SOLAR | Q.PEAK BLK-G5 315 | Solar Panels |  | 0.315 | 4 | 343 | 20 |  | Fixed | Roof
Solar Registration Program | NJSRRE1541521540 | WENONAH | 8090 | 15 | 2.52 | Residential | Yes | Behind the Meter | Vivint Solar Developer, LLC | AC Electric | Accepted | 2019-07-03 | 2019-07-05 | 2020-07-05 | SOLAREDGE | SE3800H-US | Inverters | 3800 |  | 1 |  |  | 0.992 |  | Outdoor | Near The Utility Meter
Solar Registration Program | NJSRRE1541580201 | WHARTON | 7885 | 3 | 2.52 | Residential | Yes | Behind the Meter | Vivint Solar Developer, LLC | JCP&L | Accepted | 2019-07-05 | 2019-07-08 | 2020-07-08 | HANWHA SOLAR | Q.PEAK BLK-G5 315 | Solar Panels |  | 0.315 | 8 | 40 | 27 |  | Fixed | Roof
Solar Registration Program | NJSRRE1541580201 | WHARTON | 7885 | 3 | 2.52 | Residential | Yes | Behind the Meter | Vivint Solar Developer, LLC | JCP&L | Accepted | 2019-07-05 | 2019-07-08 | 2020-07-08 | SOLAREDGE | SE3800H-US | Inverters | 3800 |  | 1 |  |  | 0.992 |  | Outdoor | Near The Utility Meter
Solar Registration Program | NJSRRE1541580223 | PEMBERTON | 8068 | 13 | 2.52 | Residential | Yes | Behind the Meter | Vivint Solar Developer, LLC | JCP&L | Accepted | 2019-07-05 | 2019-07-08 | 2020-07-08 | HANWHA SOLAR | Q.PEAK BLK-G5 315 | Solar Panels |  | 0.315 | 8 | 327 | 26 |  | Fixed | Roof
Solar Registration Program | NJSRRE1541580223 | PEMBERTON | 8068 | 13 | 2.52 | Residential | Yes | Behind the Meter | Vivint Solar Developer, LLC | JCP&L | Accepted | 2019-07-05 | 2019-07-08 | 2020-07-08 | SOLAREDGE | SE3800H-US | Inverters | 3800 |  | 1 |  |  | 0.992 |  | Outdoor | Near The Utility Meter
Solar Registration Program | NJSRRE1541609466 | NORTHVALE | 7647 | 7 | 2.52 | Residential | Yes | Behind the Meter | Vivint Solar Developer, LLC | Orange Rockland Electric | Accepted | 2019-07-05 | 2019-07-09 | 2020-07-09 | Hanwha Solar | Q.Peak BLK-G5 315 | Solar Panels |  | 0.315 | 8 | 114 | 40 |  | Fixed | Roof
Solar Registration Program | NJSRRE1541609466 | NORTHVALE | 7647 | 7 | 2.52 | Residential | Yes | Behind the Meter | Vivint Solar Developer, LLC | Orange Rockland Electric | Accepted | 2019-07-05 | 2019-07-09 | 2020-07-09 | Solar Edge | SE3800H-US | Inverters | 3800 |  | 1 |  |  | 0.992 |  | Outdoor | Near the Utility Meter
Solar Registration Program | NJSRRE1541676171 | Hackensack | 7601 | 7 | 2.52 | Residential | No | Behind the Meter | Trinity Solar | PSE&G | Accepted | 2019-07-17 | 2019-07-18 | 2020-07-18 | Hanwha | Q.PEAK DUO BLK-G5 315 | Solar Panels |  | 0.315 | 5 | 106 | 34 |  | Fixed | Roof
Solar Registration Program | NJSRRE1541676171 | Hackensack | 7601 | 7 | 2.52 | Residential | No | Behind the Meter | Trinity Solar | PSE&G | Accepted | 2019-07-17 | 2019-07-18 | 2020-07-18 | Hanwha | Q.PEAK DUO BLK-G5 315 | Solar Panels |  | 0.315 | 3 | 286 | 34 |  | Fixed | Roof
Solar Registration Program | NJSRRE1541676171 | Hackensack | 7601 | 7 | 2.52 | Residential | No | Behind the Meter | Trinity Solar | PSE&G | Accepted | 2019-07-17 | 2019-07-18 | 2020-07-18 | Solar Edge | SE3000 | Inverters | 3000 |  | 1 |  |  | 0.97 |  | Outside | side of home
Solar Registration Program | NJSRRE1541688475 | LONG BRANCH | 7740 | 17 | 2.52 | Residential | Yes | Behind the Meter | Vivint Solar Developer, LLC | JCP&L | Accepted | 2019-07-23 | 2019-07-23 | 2020-07-23 | Hanwha Solar | Q.PEAK BLK-G5 315 | Solar Panels |  | 0.315 | 5 | 155 | 17 |  | Fixed | Roof
Solar Registration Program | NJSRRE1541688475 | LONG BRANCH | 7740 | 17 | 2.52 | Residential | Yes | Behind the Meter | Vivint Solar Developer, LLC | JCP&L | Accepted | 2019-07-23 | 2019-07-23 | 2020-07-23 | Hanwha Solar | Q.PEAK BLK-G5 315 | Solar Panels |  | 0.315 | 3 | 155 | 40 |  | Fixed | Roof
Solar Registration Program | NJSRRE1541688475 | LONG BRANCH | 7740 | 17 | 2.52 | Residential | Yes | Behind the Meter | Vivint Solar Developer, LLC | JCP&L | Accepted | 2019-07-23 | 2019-07-23 | 2020-07-23 | SolarEdge | SE3800H-US | Inverters | 3800 |  | 1 |  |  | 0.992 |  | Outdoor | Near The Utility Meter
Solar Registration Program | NJSRRE1541688831 | Egg Harbor City | 8215 | 19 | 2.52 | Residential | Yes | Behind the Meter | Vivint Solar Developer, LLC | AC Electric | Accepted | 2019-07-23 | 2019-07-25 | 2020-07-25 | Hanwha Solar | Q.PEAK BLK-G5 315 | Solar Panels |  | 0.315 | 6 | 222 | 25 |  | Fixed | Roof
Solar Registration Program | NJSRRE1541688831 | Egg Harbor City | 8215 | 19 | 2.52 | Residential | Yes | Behind the Meter | Vivint Solar Developer, LLC | AC Electric | Accepted | 2019-07-23 | 2019-07-25 | 2020-07-25 | Hanwha Solar | Q.PEAK BLK-G5 315 | Solar Panels |  | 0.315 | 2 | 42 | 25 |  | Fixed | Roof
Solar Registration Program | NJSRRE1541688831 | Egg Harbor City | 8215 | 19 | 2.52 | Residential | Yes | Behind the Meter | Vivint Solar Developer, LLC | AC Electric | Accepted | 2019-07-23 | 2019-07-25 | 2020-07-25 | Enphase | IQ6-60-2-US | Inverters | 60 |  | 8 |  |  | 0.96 |  | Other | Underneath Each Module
Solar Registration Program | NJSRRE1541815205 | LITTLE EGG HARBOR TWP | 8087 | 18 | 2.52 | Residential | Yes | Behind the Meter | Vivint Solar Developer, LLC | AC Electric | Accepted | 2019-08-13 | 2019-09-03 | 2020-09-03 | Hanwha Solar | Q.PEAK BLK-G5 315 | Solar Panels |  | 0.315 | 8 | 119 | 11 |  | Fixed | Roof
Solar Registration Program | NJSRRE1541815205 | LITTLE EGG HARBOR TWP | 8087 | 18 | 2.52 | Residential | Yes | Behind the Meter | Vivint Solar Developer, LLC | AC Electric | Accepted | 2019-08-13 | 2019-09-03 | 2020-09-03 | Solar Edge | SE3800H-US | Inverters | 3800 |  | 1 |  |  | 0.992 |  | Outdoor | Near the Utility Meter
Solar Registration Program | NJSRRE1541851390 | Sewell | 8080 | 15 | 2.52 | Residential | Yes | Behind the Meter | Trinity Solar | AC Electric | Accepted | 2019-08-16 | 2019-08-23 | 2020-08-23 | Hanwha | Q.PEAK DUO BLK-G5 315 | Solar Panels |  | 0.315 | 2 | 213 | 34 |  | Fixed | Roof
Solar Registration Program | NJSRRE1541851390 | Sewell | 8080 | 15 | 2.52 | Residential | Yes | Behind the Meter | Trinity Solar | AC Electric | Accepted | 2019-08-16 | 2019-08-23 | 2020-08-23 | Hanwha | Q.PEAK DUO BLK-G5 315 | Solar Panels |  | 0.315 | 3 | 213 | 34 |  | Fixed | Roof
Solar Registration Program | NJSRRE1541851390 | Sewell | 8080 | 15 | 2.52 | Residential | Yes | Behind the Meter | Trinity Solar | AC Electric | Accepted | 2019-08-16 | 2019-08-23 | 2020-08-23 | Hanwha | Q.PEAK DUO BLK-G5 315 | Solar Panels |  | 0.315 | 3 | 213 | 34 |  | Fixed | Roof
Solar Registration Program | NJSRRE1541851390 | Sewell | 8080 | 15 | 2.52 | Residential | Yes | Behind the Meter | Trinity Solar | AC Electric | Accepted | 2019-08-16 | 2019-08-23 | 2020-08-23 | Solar Edge | SE3000 | Inverters | 3000 |  | 1 |  |  | 0.97 |  | Outside | side of home
Solar Registration Program | NJSRRE1541861995 | TOMS RIVER | 8757 | 18 | 2.52 | Residential | Yes | Behind the Meter | Vivint Solar Developer, LLC | JCP&L | Accepted | 2019-08-20 | 2019-08-26 | 2020-08-26 | Hanwha Solar | Q.PEAK BLK-G5 315 | Solar Panels |  | 0.315 | 5 | 107 | 25 |  | Fixed | Roof
Solar Registration Program | NJSRRE1541861995 | TOMS RIVER | 8757 | 18 | 2.52 | Residential | Yes | Behind the Meter | Vivint Solar Developer, LLC | JCP&L | Accepted | 2019-08-20 | 2019-08-26 | 2020-08-26 | Hanwha Solar | Q.PEAK BLK-G5 315 | Solar Panels |  | 0.315 | 3 | 287 | 25 |  | Fixed | Roof
Solar Registration Program | NJSRRE1541861995 | TOMS RIVER | 8757 | 18 | 2.52 | Residential | Yes | Behind the Meter | Vivint Solar Developer, LLC | JCP&L | Accepted | 2019-08-20 | 2019-08-26 | 2020-08-26 | Solar Edge | SE3800H-US | Inverters | 3800 |  | 1 |  |  | 0.992 |  | Outdoor | Near the Utility Meter
Solar Registration Program | NJSRRE1541864890 | Bloomfield | 7003 | 9 | 2.52 | Residential | No | Behind the Meter | Trinity Solar | PSE&G | Accepted | 2019-08-21 | 2019-08-26 | 2020-08-26 | HANWHA | Q.PEAK DUO BLK-G5 315 | Solar Panels |  | 0.315 | 8 | 216 | 34 |  | Fixed | Roof
Solar Registration Program | NJSRRE1541864890 | Bloomfield | 7003 | 9 | 2.52 | Residential | No | Behind the Meter | Trinity Solar | PSE&G | Accepted | 2019-08-21 | 2019-08-26 | 2020-08-26 | Solar Edge | SE3000H-US000BNC4 | Inverters | 3000 |  | 1 |  |  | 0.97 |  | Outdoor | side of home
Solar Registration Program | NJSRRE1541873900 | Plainsboro | 8536 | 11 | 2.52 | Residential | No | Behind the Meter | Trinity Solar | PSE&G | Accepted | 2019-08-22 | 2019-08-27 | 2020-08-27 | HANWHA | Q.PEAK DUO BLK-G5 315 | Solar Panels |  | 0.315 | 8 | 175 | 34 |  | Fixed | Roof
Solar Registration Program | NJSRRE1541873900 | Plainsboro | 8536 | 11 | 2.52 | Residential | No | Behind the Meter | Trinity Solar | PSE&G | Accepted | 2019-08-22 | 2019-08-27 | 2020-08-27 | Solar Edge | SE3000H-US000BNC4 | Inverters | 3000 |  | 1 |  |  | 0.97 |  | Outdoor | side of home
Solar Registration Program | NJSRRE1541989824 | CAPE MAY | 8204 | 21 | 2.52 | Residential | Yes | Behind the Meter | Vivint Solar Developer, LLC | AC Electric | Accepted | 2019-09-04 | 2019-09-05 | 2020-09-05 | HANWHA SOLAR | Q.PEAK BLK-G5 315 | Solar Panels |  | 0.315 | 3 | 44 | 19 |  | Fixed | Roof
Solar Registration Program | NJSRRE1541989824 | CAPE MAY | 8204 | 21 | 2.52 | Residential | Yes | Behind the Meter | Vivint Solar Developer, LLC | AC Electric | Accepted | 2019-09-04 | 2019-09-05 | 2020-09-05 | HANWHA SOLAR | Q.PEAK BLK-G5 315 | Solar Panels |  | 0.315 | 5 | 134 | 16 |  | Fixed | Roof
Solar Registration Program | NJSRRE1541989824 | CAPE MAY | 8204 | 21 | 2.52 | Residential | Yes | Behind the Meter | Vivint Solar Developer, LLC | AC Electric | Accepted | 2019-09-04 | 2019-09-05 | 2020-09-05 | SOLAR EDGE | SE3800H-US000BNC4 | Inverters | 3800 |  | 1 |  |  | 0.992 |  | Outdoor | Near Utility Meter
Solar Registration Program | NJSRRE1542376198 | Ventor City | 8406 | 19 | 2.52 | Residential | Yes | Behind the Meter | Trinity Solar | AC Electric | Accepted | 2019-09-10 | 2019-09-12 | 2020-09-12 | Hanwha 315 | Q.PEAK DUO BLK-G5 315 | Solar Panels |  | 0.315 | 8 | 238 | 18 |  | Fixed | Roof
Solar Registration Program | NJSRRE1542376198 | Ventor City | 8406 | 19 | 2.52 | Residential | Yes | Behind the Meter | Trinity Solar | AC Electric | Accepted | 2019-09-10 | 2019-09-12 | 2020-09-12 | Solar Edge | SE3000 | Inverters | 3000 |  | 1 |  |  | 0.97 |  | Outside | side of home
Solar Registration Program | NJSRRE1542376732 | TOMS RIVER | 8757 | 18 | 2.52 | Residential | Yes | Behind the Meter | Vivint Solar Developer, LLC | JCP&L | Accepted | 2019-09-10 | 2019-09-12 | 2020-09-12 | HANWHA SOLAR | Q.PEAK BLK-G5 315 | Solar Panels |  | 0.315 | 8 | 17 | 18 |  | Fixed | Roof
Solar Registration Program | NJSRRE1542376732 | TOMS RIVER | 8757 | 18 | 2.52 | Residential | Yes | Behind the Meter | Vivint Solar Developer, LLC | JCP&L | Accepted | 2019-09-10 | 2019-09-12 | 2020-09-12 | SOLAREDGE TECHNOLOGIES | SE3800H-US000BNC4 | Inverters | 3800 |  | 1 |  |  | 0.992 |  | Outdoor | Near The Utility Meter
Solar Registration Program | NJSRRE1542389719 | TOMS RIVER | 8757 | 18 | 2.52 | Residential | Yes | Behind the Meter | Vivint Solar Developer, LLC | JCP&L | Accepted | 2019-09-11 | 2019-09-13 | 2020-09-13 | HANWHA SOLAR | Q.PEAK BLK-G5 315 | Solar Panels |  | 0.315 | 4 | 257 | 19 |  | Fixed | Roof
Solar Registration Program | NJSRRE1542389719 | TOMS RIVER | 8757 | 18 | 2.52 | Residential | Yes | Behind the Meter | Vivint Solar Developer, LLC | JCP&L | Accepted | 2019-09-11 | 2019-09-13 | 2020-09-13 | HANWHA SOLAR | Q.PEAK BLK-G5 315 | Solar Panels |  | 0.315 | 4 | 77 | 19 |  | Fixed | Roof
Solar Registration Program | NJSRRE1542389719 | TOMS RIVER | 8757 | 18 | 2.52 | Residential | Yes | Behind the Meter | Vivint Solar Developer, LLC | JCP&L | Accepted | 2019-09-11 | 2019-09-13 | 2020-09-13 | SOLAREDGE TECHNOLOGIES | SE3800H-US000BNC4 | Inverters | 3800 |  | 1 |  |  | 0.992 |  | Outdoor | Near The Utility Meter
Solar Registration Program | NJSRRE1542409778 | FORDS | 8863 | 11 | 2.52 | Residential | Yes | Behind the Meter | Vivint Solar Developer, LLC | PSE&G | Accepted | 2019-09-24 | 2019-09-25 | 2020-09-25 | HANWHA SOLAR | Q.PEAK BLK-G5 315 | Solar Panels |  | 0.315 | 8 | 58 | 38 |  | Fixed | Roof
Solar Registration Program | NJSRRE1542409778 | FORDS | 8863 | 11 | 2.52 | Residential | Yes | Behind the Meter | Vivint Solar Developer, LLC | PSE&G | Accepted | 2019-09-24 | 2019-09-25 | 2020-09-25 | Solar Edge | SE3800H-US000BNC4 | Inverters | 3800 |  | 1 |  |  | 0.992 |  | Outdoor | Near the Utility Meter
Solar Registration Program | NJSRRE1542419963 | East Brunswick | 8816 | 11 | 2.52 | Residential | Yes | Behind the Meter | Vivint Solar Developer, LLC | PSE&G | Accepted | 2019-09-19 | 2019-09-20 | 2020-09-20 | Hanwha | Q.PEAK BLK-G5 315 | Solar Panels |  | 0.315 | 8 | 351 | 19 |  | Fixed | Roof
Solar Registration Program | NJSRRE1542419963 | East Brunswick | 8816 | 11 | 2.52 | Residential | Yes | Behind the Meter | Vivint Solar Developer, LLC | PSE&G | Accepted | 2019-09-19 | 2019-09-20 | 2020-09-20 | SolarEdge | SE3800H-US | Inverters | 3800 |  | 1 |  |  | 0.992 |  | Outdoor | Near the Utility Meter
Solar Registration Program | NJSRRE1542421623 | Bayonne | 7002 | 8 | 2.52 | Residential | Yes | Behind the Meter | Trinity Solar | PSE&G | Accepted | 2019-09-19 | 2019-09-23 | 2020-09-23 | Hanwha | Q.PEAK DUO BLK-G5 315 | Solar Panels |  | 0.315 | 8 | 123 | 27 |  | Fixed | Roof
Solar Registration Program | NJSRRE1542421623 | Bayonne | 7002 | 8 | 2.52 | Residential | Yes | Behind the Meter | Trinity Solar | PSE&G | Accepted | 2019-09-19 | 2019-09-23 | 2020-09-23 | Solar Edge | SE3000 | Inverters | 3000 |  | 1 |  |  | 0.97 |  | Outside | side of home
Solar Registration Program | NJSRRE1542421711 | BAYVILLE | 8721 | 18 | 2.52 | Residential | Yes | Behind the Meter | Vivint Solar Developer, LLC | JCP&L | Accepted | 2019-09-19 | 2019-09-23 | 2020-09-23 | HANWHA SOLAR | Q.PEAK BLK-G5 315 | Solar Panels |  | 0.315 | 3 | 273 | 26 |  | Fixed | Roof
Solar Registration Program | NJSRRE1542421711 | BAYVILLE | 8721 | 18 | 2.52 | Residential | Yes | Behind the Meter | Vivint Solar Developer, LLC | JCP&L | Accepted | 2019-09-19 | 2019-09-23 | 2020-09-23 | HANWHA SOLAR | Q.PEAK BLK-G5 315 | Solar Panels |  | 0.315 | 5 | 3 | 26 |  | Fixed | Roof
Solar Registration Program | NJSRRE1542421711 | BAYVILLE | 8721 | 18 | 2.52 | Residential | Yes | Behind the Meter | Vivint Solar Developer, LLC | JCP&L | Accepted | 2019-09-19 | 2019-09-23 | 2020-09-23 | SOLAREDGE | SE3800H-US000BNC4 | Inverters | 3800 |  | 1 |  |  | 0.992 |  | Outdoor | Near The Utility Meter
Solar Registration Program | NJSRRE1542423105 | EGG HBR TWP | 8234 | 19 | 2.52 | Residential | Yes | Behind the Meter | Vivint Solar Developer, LLC | AC Electric | Accepted | 2019-09-19 | 2019-09-24 | 2020-09-24 | HANWHA SOLAR | Q.PEAK BLK-G5 315 | Solar Panels |  | 0.315 | 8 | 30 | 34 |  | Fixed | Roof
Solar Registration Program | NJSRRE1542423105 | EGG HBR TWP | 8234 | 19 | 2.52 | Residential | Yes | Behind the Meter | Vivint Solar Developer, LLC | AC Electric | Accepted | 2019-09-19 | 2019-09-24 | 2020-09-24 | SOLAR EDGE | SE3800H-US | Inverters | 3800 |  | 1 |  |  | 0.992 |  | Outdoor | NEAR UTILITY METER
Solar Registration Program | NJSRRE1542425071 | MILLVILLE | 8332 | 20 | 2.52 | Residential | Yes | Behind the Meter | Vivint Solar Developer, LLC | AC Electric | Accepted | 2019-09-20 | 2019-09-24 | 2020-09-24 | HANWHA SOLAR | Q.PEAK BLK-G5 315 | Solar Panels |  | 0.315 | 8 | 266 | 31 |  | Fixed | Roof
Solar Registration Program | NJSRRE1542425071 | MILLVILLE | 8332 | 20 | 2.52 | Residential | Yes | Behind the Meter | Vivint Solar Developer, LLC | AC Electric | Accepted | 2019-09-20 | 2019-09-24 | 2020-09-24 | Solar edge | SE3800H-US000BNC4 | Inverters | 3800 |  | 1 |  |  | 0.992 |  | Outdoor | Near the Utility Meter
Solar Registration Program | NJSRRE1542428473 | LONG BRANCH | 7740 | 17 | 2.52 | Residential | Yes | Behind the Meter | Vivint Solar Developer, LLC | JCP&L | Accepted | 2019-09-23 | 2019-09-25 | 2020-09-25 | HANWHA SOLAR | Q.PEAK BLK-G5 315 | Solar Panels |  | 0.315 | 2 | 97 | 13 |  | Fixed | Roof
Solar Registration Program | NJSRRE1542428473 | LONG BRANCH | 7740 | 17 | 2.52 | Residential | Yes | Behind the Meter | Vivint Solar Developer, LLC | JCP&L | Accepted | 2019-09-23 | 2019-09-25 | 2020-09-25 | HANWHA SOLAR | Q.PEAK BLK-G5 315 | Solar Panels |  | 0.315 | 6 | 277 | 39 |  | Fixed | Roof
Solar Registration Program | NJSRRE1542428473 | LONG BRANCH | 7740 | 17 | 2.52 | Residential | Yes | Behind the Meter | Vivint Solar Developer, LLC | JCP&L | Accepted | 2019-09-23 | 2019-09-25 | 2020-09-25 | SOLAR EDGE | SE3800H-US | Inverters | 3800 |  | 1 |  |  | 0.992 |  | Outdoor | NEAR UTILITY METER
Solar Registration Program | NJSRRE1542428882 | West Orange | 7052 | 9 | 2.52 | Residential | No | Behind the Meter | Trinity Solar | PSE&G | Accepted | 2019-09-23 | 2019-09-25 | 2020-09-25 | Hanwha 315 | Q.PEAK DUO BLK-G5 315 | Solar Panels |  | 0.315 | 8 | 94 | 9 |  | Fixed | Roof
Solar Registration Program | NJSRRE1542428882 | West Orange | 7052 | 9 | 2.52 | Residential | No | Behind the Meter | Trinity Solar | PSE&G | Accepted | 2019-09-23 | 2019-09-25 | 2020-09-25 | Enphase | IQ7PLUS-72-2-US | Inverters | 290 |  | 8 |  |  | 0.96 |  | Outside | under panels
Solar Registration Program | NJSRRE1542441556 | Toms River | 8753 | 18 | 2.52 | Residential | Yes | Behind the Meter | Vivint Solar Developer, LLC | JCP&L | Accepted | 2019-09-26 | 2019-09-27 | 2020-09-27 | Hanwha Solar | Q.PEAK BLK-G5 315 | Solar Panels |  | 0.315 | 8 | 63 | 26 |  | Fixed | Roof
Solar Registration Program | NJSRRE1542441556 | Toms River | 8753 | 18 | 2.52 | Residential | Yes | Behind the Meter | Vivint Solar Developer, LLC | JCP&L | Accepted | 2019-09-26 | 2019-09-27 | 2020-09-27 | SOLAREDGE | SE3800H-US000BNC4 | Inverters | 3800 |  | 1 |  |  | 0.992 |  | Outdoor | Near The Utility Meter
Solar Registration Program | NJSRRE1542447307 | TOMS RIVER | 8753 | 18 | 2.52 | Residential | Yes | Behind the Meter | Vivint Solar Developer, LLC | JCP&L | Accepted | 2019-09-27 | 2019-10-01 | 2020-10-01 | Hanwha Solar | Q.PEAK BLK-G5 315 | Solar Panels |  | 0.315 | 5 | 183 | 22 |  | Fixed | Roof
Solar Registration Program | NJSRRE1542447307 | TOMS RIVER | 8753 | 18 | 2.52 | Residential | Yes | Behind the Meter | Vivint Solar Developer, LLC | JCP&L | Accepted | 2019-09-27 | 2019-10-01 | 2020-10-01 | Hanwha Solar | Q.PEAK BLK-G5 315 | Solar Panels |  | 0.315 | 3 | 273 | 22 |  | Fixed | Roof
Solar Registration Program | NJSRRE1542447307 | TOMS RIVER | 8753 | 18 | 2.52 | Residential | Yes | Behind the Meter | Vivint Solar Developer, LLC | JCP&L | Accepted | 2019-09-27 | 2019-10-01 | 2020-10-01 | Solar Edge | SE3800H-US000BNC4 | Inverters | 3800 |  | 1 |  |  | 0.992 |  | Outdoor | near the Utility meter
Solar Registration Program | NJSRRE1542447402 | West Milford | 7480 | 6 | 2.52 | Residential | Yes | Behind the Meter | Trinity Solar | JCP&L | Accepted | 2019-09-27 | 2019-10-01 | 2020-10-01 | HANWHA | Q.PEAK DUO BLK-G5 315 | Solar Panels |  | 0.315 | 8 | 256 | 25 |  | Fixed | Roof
Solar Registration Program | NJSRRE1542447402 | West Milford | 7480 | 6 | 2.52 | Residential | Yes | Behind the Meter | Trinity Solar | JCP&L | Accepted | 2019-09-27 | 2019-10-01 | 2020-10-01 | Solar Edge | SE3000H-US | Inverters | 3000 |  | 1 |  |  | 0.97 |  | Outdoor | side of home
Solar Registration Program | NJSRRE1542461416 | GALLOWAY | 8205 | 19 | 2.52 | Residential | Yes | Behind the Meter | Vivint Solar Developer, LLC | AC Electric | Accepted | 2019-09-30 | 2019-10-02 | 2020-10-02 | Hanwha | Q.PEAK DUO BLK-G5 315w | Solar Panels |  | 0.315 | 6 | 221 | 41 |  | Fixed | Roof
Solar Registration Program | NJSRRE1542461416 | GALLOWAY | 8205 | 19 | 2.52 | Residential | Yes | Behind the Meter | Vivint Solar Developer, LLC | AC Electric | Accepted | 2019-09-30 | 2019-10-02 | 2020-10-02 | Hanwha | Q.PEAK DUO BLK-G5 315w | Solar Panels |  | 0.315 | 2 | 221 | 45 |  | Fixed | Roof
Solar Registration Program | NJSRRE1542461416 | GALLOWAY | 8205 | 19 | 2.52 | Residential | Yes | Behind the Meter | Vivint Solar Developer, LLC | AC Electric | Accepted | 2019-09-30 | 2019-10-02 | 2020-10-02 | Solar Edge | SE3800H-US000BNC4 | Inverters | 3800 |  | 1 |  |  | 0.992 |  | Outdoor | Near the Utility Meter
Solar Registration Program | NJSRRE1542461715 | NORTHFIELD | 8225 | 19 | 2.52 | Residential | Yes | Behind the Meter | Vivint Solar Developer, LLC | AC Electric | Accepted | 2019-10-01 | 2019-10-02 | 2020-10-02 | Hanwha Solar | Q.PEAK BLK-G5 315 | Solar Panels |  | 0.315 | 8 | 37 | 19 |  | Fixed | Roof
Solar Registration Program | NJSRRE1542461715 | NORTHFIELD | 8225 | 19 | 2.52 | Residential | Yes | Behind the Meter | Vivint Solar Developer, LLC | AC Electric | Accepted | 2019-10-01 | 2019-10-02 | 2020-10-02 | SOLAREDGE | SE3800H-US000BNC4 | Inverters | 3800 |  | 1 |  |  | 0.992 |  | Outdoor | Near The Utility Meter
Solar Registration Program | NJSRRE1542510352 | Colonia | 7067 | 10 | 2.52 | Residential | Yes | Behind the Meter | Vivint Solar Developer, LLC | PSE&G | Accepted | 2019-10-05 | 2019-10-09 | 2020-10-09 | HANWHA SOLAR | Q.PEAK BLK-G5 315 | Solar Panels |  | 0.315 | 8 | 352 | 21 |  | Fixed | Roof
Solar Registration Program | NJSRRE1542510352 | Colonia | 7067 | 10 | 2.52 | Residential | Yes | Behind the Meter | Vivint Solar Developer, LLC | PSE&G | Accepted | 2019-10-05 | 2019-10-09 | 2020-10-09 | solar edge | SE3800H-US | Inverters | 3800 |  | 1 |  |  | 0.992 |  | Outdoor | near utility meter
Solar Registration Program | NJSRRE1542512944 | Williamstown | 8094 | 15 | 2.52 | Residential | Yes | Behind the Meter | Vivint Solar Developer, LLC | AC Electric | Accepted | 2019-10-07 | 2019-10-10 | 2020-10-10 | HANWHA SOLAR | Q.PEAK BLK-G5 315 | Solar Panels |  | 0.315 | 4 | 12 | 40 |  | Fixed | Roof
Solar Registration Program | NJSRRE1542512944 | Williamstown | 8094 | 15 | 2.52 | Residential | Yes | Behind the Meter | Vivint Solar Developer, LLC | AC Electric | Accepted | 2019-10-07 | 2019-10-10 | 2020-10-10 | Hanwha Solar | Q.PEAK BLK-G5 315 | Solar Panels |  | 0.315 | 2 | 12 | 40 |  | Fixed | Roof
Solar Registration Program | NJSRRE1542512944 | Williamstown | 8094 | 15 | 2.52 | Residential | Yes | Behind the Meter | Vivint Solar Developer, LLC | AC Electric | Accepted | 2019-10-07 | 2019-10-10 | 2020-10-10 | Hanwha Solar | Q.PEAK BLK-G5 315 | Solar Panels |  | 0.315 | 2 | 102 | 32 |  | Fixed | Roof
Solar Registration Program | NJSRRE1542512944 | Williamstown | 8094 | 15 | 2.52 | Residential | Yes | Behind the Meter | Vivint Solar Developer, LLC | AC Electric | Accepted | 2019-10-07 | 2019-10-10 | 2020-10-10 | SOLAREDGE | SE3800H-US000BNC4 | Inverters | 3800 |  | 1 |  |  | 0.992 |  | Outdoor | Near The Utility Meter
Solar Registration Program | NJSRRE1542515708 | Lumberton | 8048 | 13 | 2.52 | Residential | No | Behind the Meter | Trinity Solar | PSE&G | Accepted | 2019-10-08 | 2019-10-10 | 2020-10-10 | Hanwha 315 | Q.PEAK DUO BLK-G5 315 | Solar Panels |  | 0.315 | 8 | 285 | 27 |  | Fixed | Roof
Solar Registration Program | NJSRRE1542515708 | Lumberton | 8048 | 13 | 2.52 | Residential | No | Behind the Meter | Trinity Solar | PSE&G | Accepted | 2019-10-08 | 2019-10-10 | 2020-10-10 | Solar Edge | SE3000H-US | Inverters | 3000 |  | 1 |  |  | 0.97 |  | Indoor | Garage
Solar Registration Program | NJSRRE1542518874 | Belleville | 7109 | 9 | 2.52 | Residential | Yes | Behind the Meter | Suntuity Solar LLC | PSE&G | Accepted | 2019-10-09 | 2019-10-11 | 2020-10-11 | Yingli Green Energy | YL315D-30b | Solar Panels |  | 0.315 | 8 | 206 | 44 |  | Fixed | Roof
Solar Registration Program | NJSRRE1542518874 | Belleville | 7109 | 9 | 2.52 | Residential | Yes | Behind the Meter | Suntuity Solar LLC | PSE&G | Accepted | 2019-10-09 | 2019-10-11 | 2020-10-11 | Enphase Energy | IQ7-60-2-US | Inverters | 240 |  | 8 |  |  | 0.97 |  | Outdoor | Behind the PV Modules
Solar Registration Program | NJSRRE1542523654 | Clifton | 7011 | 6 | 2.52 | Residential | Yes | Behind the Meter | Suntuity Solar LLC | PSE&G | Accepted | 2019-10-10 | 2019-10-14 | 2020-10-14 | Yingli Green Energy | YL315D-30b | Solar Panels |  | 0.315 | 8 | 121 | 20 |  | Fixed | Roof
Solar Registration Program | NJSRRE1542523654 | Clifton | 7011 | 6 | 2.52 | Residential | Yes | Behind the Meter | Suntuity Solar LLC | PSE&G | Accepted | 2019-10-10 | 2019-10-14 | 2020-10-14 | Enphase Energy | IQ7-60-2-US | Inverters | 240 |  | 8 |  |  | 0.97 |  | Outdoor | Behind the PV Modules
Solar Registration Program | NJSRRE1542528443 | NORTHFIELD | 8225 | 19 | 2.52 | Residential | Yes | Behind the Meter | Vivint Solar Developer, LLC | AC Electric | Accepted | 2019-10-11 | 2019-10-15 | 2020-10-15 | HANWHA SOLAR | Q.PEAK BLK-G5 315 | Solar Panels |  | 0.315 | 6 | 354 | 19 |  | Fixed | Roof
Solar Registration Program | NJSRRE1542528443 | NORTHFIELD | 8225 | 19 | 2.52 | Residential | Yes | Behind the Meter | Vivint Solar Developer, LLC | AC Electric | Accepted | 2019-10-11 | 2019-10-15 | 2020-10-15 | HANWHA SOLAR | Q.PEAK BLK-G5 315 | Solar Panels |  | 0.315 | 2 | 354 | 19 |  | Fixed | Roof
Solar Registration Program | NJSRRE1542528443 | NORTHFIELD | 8225 | 19 | 2.52 | Residential | Yes | Behind the Meter | Vivint Solar Developer, LLC | AC Electric | Accepted | 2019-10-11 | 2019-10-15 | 2020-10-15 | solar edge | SE3800H-US | Inverters | 3800 |  | 1 |  |  | 0.992 |  | Outdoor | near utility meter
Solar Registration Program | NJSRRE1542543921 | EGG HARBOR TWP | 8234 | 19 | 2.52 | Residential | Yes | Behind the Meter | Vivint Solar Developer, LLC | AC Electric | Accepted | 2019-10-15 | 2019-10-17 | 2020-10-17 | HANWHA SOLAR | Q.PEAK BLK-G5 315 | Solar Panels |  | 0.315 | 6 | 199 | 21 |  | Fixed | Roof
Solar Registration Program | NJSRRE1542543921 | EGG HARBOR TWP | 8234 | 19 | 2.52 | Residential | Yes | Behind the Meter | Vivint Solar Developer, LLC | AC Electric | Accepted | 2019-10-15 | 2019-10-17 | 2020-10-17 | HANWHA SOLAR | Q.PEAK BLK-G5 315 | Solar Panels |  | 0.315 | 2 | 19 | 21 |  | Fixed | Roof
Solar Registration Program | NJSRRE1542543921 | EGG HARBOR TWP | 8234 | 19 | 2.52 | Residential | Yes | Behind the Meter | Vivint Solar Developer, LLC | AC Electric | Accepted | 2019-10-15 | 2019-10-17 | 2020-10-17 | solar edge | SE3800H-US | Inverters | 3800 |  | 1 |  |  | 0.992 |  | Outdoor | near utility meter
Solar Registration Program | NJSRRE1542556269 | Prospect Park | 7508 | 6 | 2.52 | Residential | Yes | Behind the Meter | Trinity Solar | PSE&G | Accepted | 2019-10-18 | 2019-10-22 | 2020-10-22 | Hanwha | Q.PEAK DUO BLK-G5 315 | Solar Panels |  | 0.315 | 8 | 138 | 14 |  | Fixed | Roof
Solar Registration Program | NJSRRE1542556269 | Prospect Park | 7508 | 6 | 2.52 | Residential | Yes | Behind the Meter | Trinity Solar | PSE&G | Accepted | 2019-10-18 | 2019-10-22 | 2020-10-22 | Solar Edge | SE3000 | Inverters | 3000 |  | 1 |  |  | 0.97 |  | Outside | side of home
Solar Registration Program | NJSRRE1542556389 | North Middletown | 7748 | 17 | 2.52 | Residential | Yes | Behind the Meter | Trinity Solar | JCP&L | Accepted | 2019-10-18 | 2019-10-22 | 2020-10-22 | Hanwha | Q.PEAK DUO BLK-G5 315 | Solar Panels |  | 0.315 | 8 | 155 | 37 |  | Fixed | Roof
Solar Registration Program | NJSRRE1542556389 | North Middletown | 7748 | 17 | 2.52 | Residential | Yes | Behind the Meter | Trinity Solar | JCP&L | Accepted | 2019-10-18 | 2019-10-22 | 2020-10-22 | Solar edge | SE3000 | Inverters | 3000 |  | 1 |  |  | 0.97 |  | Outside | side of home
Solar Registration Program | NJSRRE1542601891 | Irvington | 7111 | 9 | 2.52 | Residential | Yes | Behind the Meter | Trinity Solar | PSE&G | Accepted | 2019-10-25 | 2019-10-29 | 2020-10-29 | HANWHA | Q.PEAK DUO BLK-G5 315 | Solar Panels |  | 0.315 | 4 | 99 | 27 |  | Fixed | Roof
Solar Registration Program | NJSRRE1542601891 | Irvington | 7111 | 9 | 2.52 | Residential | Yes | Behind the Meter | Trinity Solar | PSE&G | Accepted | 2019-10-25 | 2019-10-29 | 2020-10-29 | HANWHA | Q.PEAK DUO BLK-G5 315 | Solar Panels |  | 0.315 | 4 | 279 | 27 |  | Fixed | Roof
Solar Registration Program | NJSRRE1542601891 | Irvington | 7111 | 9 | 2.52 | Residential | Yes | Behind the Meter | Trinity Solar | PSE&G | Accepted | 2019-10-25 | 2019-10-29 | 2020-10-29 | Solar Edge | SE3000H-US000BNC4 | Inverters | 3000 |  | 1 |  |  | 0.97 |  | Outdoor | side of home
Solar Registration Program | NJSRRE1542625308 | East Orange | 7017 | 9 | 2.52 | Residential | Yes | Behind the Meter | Trinity Solar | PSE&G | Accepted | 2019-10-25 | 2019-10-29 | 2020-10-29 | Hanwha | Q.PEAK DUO BLK-G5 315 | Solar Panels |  | 0.315 | 5 | 254 | 44 |  | Fixed | Roof
Solar Registration Program | NJSRRE1542625308 | East Orange | 7017 | 9 | 2.52 | Residential | Yes | Behind the Meter | Trinity Solar | PSE&G | Accepted | 2019-10-25 | 2019-10-29 | 2020-10-29 | Hanwha | Q.PEAK DUO BLK-G5 315 | Solar Panels |  | 0.315 | 3 | 164 | 18 |  | Fixed | Roof
Solar Registration Program | NJSRRE1542625308 | East Orange | 7017 | 9 | 2.52 | Residential | Yes | Behind the Meter | Trinity Solar | PSE&G | Accepted | 2019-10-25 | 2019-10-29 | 2020-10-29 | Solar Edge | SE3000 | Inverters | 3000 |  | 1 |  |  | 0.97 |  | Outside | side of home
Solar Registration Program | NJSRRE1542642844 | PENNSAUKEN | 8109 | 14 | 2.52 | Residential | Yes | Behind the Meter | Vivint Solar Developer, LLC | PSE&G | Accepted | 2019-10-25 | 2019-10-29 | 2020-10-29 | HANWHA SOLAR | Q.PEAK BLK-G5 315 | Solar Panels |  | 0.315 | 2 | 157 | 33 |  | Fixed | Roof
Solar Registration Program | NJSRRE1542642844 | PENNSAUKEN | 8109 | 14 | 2.52 | Residential | Yes | Behind the Meter | Vivint Solar Developer, LLC | PSE&G | Accepted | 2019-10-25 | 2019-10-29 | 2020-10-29 | HANWHA SOLAR | Q.PEAK BLK-G5 315 | Solar Panels |  | 0.315 | 6 | 337 | 33 |  | Fixed | Roof
Solar Registration Program | NJSRRE1542642844 | PENNSAUKEN | 8109 | 14 | 2.52 | Residential | Yes | Behind the Meter | Vivint Solar Developer, LLC | PSE&G | Accepted | 2019-10-25 | 2019-10-29 | 2020-10-29 | solar edge | SE3800H-US | Inverters | 3800 |  | 1 |  |  | 0.992 |  | Outdoor | near utility meter
Solar Registration Program | NJSRRE1542790759 | PISCATAWAY | 8854 | 11 | 2.52 | Residential | Yes | Behind the Meter | Vivint Solar Developer, LLC | PSE&G | Accepted | 2019-10-30 | 2019-11-01 | 2020-11-01 | HANWHA SOLAR | Q.PEAK BLK-G5 315 | Solar Panels |  | 0.315 | 8 | 58 | 25 |  | Fixed | Roof
Solar Registration Program | NJSRRE1542790759 | PISCATAWAY | 8854 | 11 | 2.52 | Residential | Yes | Behind the Meter | Vivint Solar Developer, LLC | PSE&G | Accepted | 2019-10-30 | 2019-11-01 | 2020-11-01 | SOLAREDGE | SE3800H-US000BNC4 | Inverters | 3800 |  | 1 |  |  | 0.992 |  | Outdoor | Near The Utility Meter
Solar Registration Program | NJSRRE1542840682 | Plainfield | 7062 | 10 | 2.52 | Residential | No | Behind the Meter | Trinity Solar | PSE&G | Accepted | 2019-10-31 | 2019-11-04 | 2020-11-04 | HANWHA | Q.PEAK DUO BLK-G5 315 | Solar Panels |  | 0.315 | 8 | 218 | 18 |  | Fixed | Roof
Solar Registration Program | NJSRRE1542840682 | Plainfield | 7062 | 10 | 2.52 | Residential | No | Behind the Meter | Trinity Solar | PSE&G | Accepted | 2019-10-31 | 2019-11-04 | 2020-11-04 | Solar Edge | SE3000H-US000BNC4 | Inverters | 3000 |  | 1 |  |  | 0.97 |  | Outdoor | side of home
Solar Registration Program | NJSRRE1542850382 | Plainfield | 7063 | 10 | 2.52 | Residential | Yes | Behind the Meter | Pro Custom Solar dba Momentum Solar | PSE&G | Accepted | 2019-10-31 | 2019-11-04 | 2020-11-04 | HANWHA | Q.PEAK DUO BLK-G5 315 | Solar Panels |  | 0.315 | 8 | 140 | 28 |  | Fixed | Roof
Solar Registration Program | NJSRRE1542850382 | Plainfield | 7063 | 10 | 2.52 | Residential | Yes | Behind the Meter | Pro Custom Solar dba Momentum Solar | PSE&G | Accepted | 2019-10-31 | 2019-11-04 | 2020-11-04 | ENPHASE ENERGY | IQ6-60-2-US | Inverters | 240 |  | 8 |  |  | 0.97 |  | Outdoor | Roof
Solar Registration Program | NJSRRE1542851367 | Wildwood | 8260 | 21 | 2.52 | Residential | Yes | Behind the Meter | Trinity Solar | AC Electric | Accepted | 2019-10-31 | 2019-11-04 | 2020-11-04 | Hanwha | Q.PEAK DUO BLK-G5 315 | Solar Panels |  | 0.315 | 6 | 137 | 34 |  | Fixed | Roof
Solar Registration Program | NJSRRE1542851367 | Wildwood | 8260 | 21 | 2.52 | Residential | Yes | Behind the Meter | Trinity Solar | AC Electric | Accepted | 2019-10-31 | 2019-11-04 | 2020-11-04 | Hanwha | Q.PEAK DUO BLK-G5 315 | Solar Panels |  | 0.315 | 2 | 47 | 34 |  | Fixed | Roof
Solar Registration Program | NJSRRE1542851367 | Wildwood | 8260 | 21 | 2.52 | Residential | Yes | Behind the Meter | Trinity Solar | AC Electric | Accepted | 2019-10-31 | 2019-11-04 | 2020-11-04 | Solar Edge | SE3000 | Inverters | 3000 |  | 1 |  |  | 0.97 |  | Outside | side of home
Solar Registration Program | NJSRRE1542856899 | OLD BRIDGE | 8857 | 11 | 2.52 | Residential | Yes | Behind the Meter | Vivint Solar Developer, LLC | JCP&L | Accepted | 2019-11-02 | 2019-11-05 | 2020-11-05 | HANWHA SOLAR | Q.PEAK BLK-G5 315 | Solar Panels |  | 0.315 | 6 | 113 | 18 |  | Fixed | Roof
Solar Registration Program | NJSRRE1542856899 | OLD BRIDGE | 8857 | 11 | 2.52 | Residential | Yes | Behind the Meter | Vivint Solar Developer, LLC | JCP&L | Accepted | 2019-11-02 | 2019-11-05 | 2020-11-05 | HANWHA SOLAR | Q.PEAK BLK-G5 315 | Solar Panels |  | 0.315 | 2 | 293 | 18 |  | Fixed | Roof
Solar Registration Program | NJSRRE1542856899 | OLD BRIDGE | 8857 | 11 | 2.52 | Residential | Yes | Behind the Meter | Vivint Solar Developer, LLC | JCP&L | Accepted | 2019-11-02 | 2019-11-05 | 2020-11-05 | SOLAREDGE | SE3800H-US000BNC4 | Inverters | 3800 |  | 1 |  |  | 0.992 |  | Outdoor | Near the Utility Meter
Solar Registration Program | NJSRRE1543022491 | VILLAS | 8251 | 21 | 2.52 | Residential | Yes | Behind the Meter | Vivint Solar Developer, LLC | AC Electric | Accepted | 2019-11-05 | 2019-11-08 | 2020-11-08 | Hanwha Solar | Q.PEAK BLK-G5 315 | Solar Panels |  | 0.315 | 2 | 308 | 28 |  | Fixed | Roof
Solar Registration Program | NJSRRE1543022491 | VILLAS | 8251 | 21 | 2.52 | Residential | Yes | Behind the Meter | Vivint Solar Developer, LLC | AC Electric | Accepted | 2019-11-05 | 2019-11-08 | 2020-11-08 | Hanwha Solar | Q.PEAK BLK-G5 315 | Solar Panels |  | 0.315 | 6 | 128 | 28 |  | Fixed | Roof
Solar Registration Program | NJSRRE1543022491 | VILLAS | 8251 | 21 | 2.52 | Residential | Yes | Behind the Meter | Vivint Solar Developer, LLC | AC Electric | Accepted | 2019-11-05 | 2019-11-08 | 2020-11-08 | Solar Edge | SE3800H-US000BNC4 | Inverters | 3800 |  | 1 |  |  | 0.992 |  | Other | Near the Utility Meter
Solar Registration Program | NJSRRE1543022505 | Plainfield | 7063 | 10 | 2.52 | Residential | Yes | Behind the Meter | Vivint Solar Developer, LLC | PSE&G | Accepted | 2019-11-05 | 2019-11-08 | 2020-11-08 | Hanwha | Q.PEAK BLK-G5 315 | Solar Panels |  | 0.315 | 4 | 317 | 29 |  | Fixed | Roof
Solar Registration Program | NJSRRE1543022505 | Plainfield | 7063 | 10 | 2.52 | Residential | Yes | Behind the Meter | Vivint Solar Developer, LLC | PSE&G | Accepted | 2019-11-05 | 2019-11-08 | 2020-11-08 | Hanwha | Q.PEAK BLK-G5 315 | Solar Panels |  | 0.315 | 4 | 137 | 29 |  | Fixed | Roof
Solar Registration Program | NJSRRE1543022505 | Plainfield | 7063 | 10 | 2.52 | Residential | Yes | Behind the Meter | Vivint Solar Developer, LLC | PSE&G | Accepted | 2019-11-05 | 2019-11-08 | 2020-11-08 | Solar Edge | SE3800H-US000BNC4 | Inverters | 3800 |  | 1 |  |  | 0.992 |  | Outdoor | Near the Utility Meter
Solar Registration Program | NJSRRE1543058160 | Rahway City | 7065 | 10 | 2.52 | Residential | No | Behind the Meter | Trinity Solar | PSE&G | Accepted | 2019-11-08 | 2019-11-12 | 2020-11-12 | Hanwha | Q.PEAK DUO BLK-G5 315 | Solar Panels |  | 0.315 | 8 | 176 | 14 |  | Fixed | Roof
Solar Registration Program | NJSRRE1543058160 | Rahway City | 7065 | 10 | 2.52 | Residential | No | Behind the Meter | Trinity Solar | PSE&G | Accepted | 2019-11-08 | 2019-11-12 | 2020-11-12 | Solar Edge | SE3000 | Inverters | 3000 |  | 1 |  |  | 0.97 |  | Outside | side of home
Solar Registration Program | NJSRRE1543059723 | North Cape May | 8204 | 21 | 2.52 | Residential | Yes | Behind the Meter | Trinity Solar | AC Electric | Accepted | 2019-11-08 | 2019-11-13 | 2020-11-13 | Hanwha | Q.PEAK DUO BLK-G5 315 | Solar Panels |  | 0.315 | 8 | 201 | 18 |  | Fixed | Roof
Solar Registration Program | NJSRRE1543059723 | North Cape May | 8204 | 21 | 2.52 | Residential | Yes | Behind the Meter | Trinity Solar | AC Electric | Accepted | 2019-11-08 | 2019-11-13 | 2020-11-13 | Enphase | IQ7-60-2-US | Inverters | 230 |  | 8 |  |  | 0.97 |  | Outside | outside
Solar Registration Program | NJSRRE1543344203 | North Plainfield | 7062 | 10 | 2.52 | Residential | Yes | Behind the Meter | Trinity Solar | PSE&G | Accepted | 2019-11-15 | 2019-11-19 | 2020-11-19 | Hanwha 315 | Q.PEAK DUO BLK-G5 315 | Solar Panels |  | 0.315 | 8 | 260 | 27 |  | Fixed | Roof
Solar Registration Program | NJSRRE1543344203 | North Plainfield | 7062 | 10 | 2.52 | Residential | Yes | Behind the Meter | Trinity Solar | PSE&G | Accepted | 2019-11-15 | 2019-11-19 | 2020-11-19 | Solar Edge | SE3000H-US | Inverters | 3000 |  | 1 |  |  | 0.97 |  | Outside | side of home
Solar Registration Program | NJSRRE1543418133 | JerseyCity | 7305 | 8 | 2.52 | Residential | Yes | Behind the Meter | Vivint Solar Developer, LLC | PSE&G | Accepted | 2019-11-18 | 2019-11-21 | 2020-11-21 | Hanwha | Q.PEAK BLK-G5 315 | Solar Panels |  | 0.315 | 8 | 327 | 32 |  | Fixed | Roof
Solar Registration Program | NJSRRE1543418133 | JerseyCity | 7305 | 8 | 2.52 | Residential | Yes | Behind the Meter | Vivint Solar Developer, LLC | PSE&G | Accepted | 2019-11-18 | 2019-11-21 | 2020-11-21 | Solar Edge | SE3800H-US000BNC4 | Inverters | 3800 |  | 1 |  |  | 0.992 |  | Outdoor | Near the utility meter
Solar Registration Program | NJSRRE1543421217 | South Amboy | 8879 | 11 | 2.52 | Residential | Yes | Behind the Meter | Trinity Solar | JCP&L | Accepted | 2019-11-19 | 2019-11-20 | 2020-11-20 | Hanwha | Q.PEAK DUO BLK-G5 315 | Solar Panels |  | 0.315 | 8 | 148 | 37 |  | Fixed | Roof
Solar Registration Program | NJSRRE1543421217 | South Amboy | 8879 | 11 | 2.52 | Residential | Yes | Behind the Meter | Trinity Solar | JCP&L | Accepted | 2019-11-19 | 2019-11-20 | 2020-11-20 | Solar Edge | SE3000 | Inverters | 3000 |  | 1 |  |  | 0.97 |  | Outside | side of home
Solar Registration Program | NJSRRE1543446460 | Sayreville | 8872 | 11 | 2.52 | Residential | Yes | Behind the Meter | Trinity Solar | JCP&L | Accepted | 2019-11-26 | 2019-12-02 | 2020-12-02 | Hanwha | Q.PEAK DUO BLK-G5 315 | Solar Panels |  | 0.315 | 8 | 171 | 18 |  | Fixed | Roof
Solar Registration Program | NJSRRE1543446460 | Sayreville | 8872 | 11 | 2.52 | Residential | Yes | Behind the Meter | Trinity Solar | JCP&L | Accepted | 2019-11-26 | 2019-12-02 | 2020-12-02 | Solar Edge | SE3000 | Inverters | 3000 |  | 1 |  |  | 0.97 |  | Outside | side of home
Solar Registration Program | NJSRRE1543451911 | EGG HARBOR TWP | 8234 | 19 | 2.52 | Residential | Yes | Behind the Meter | Vivint Solar Developer, LLC | AC Electric | Accepted | 2019-11-29 | 2019-12-03 | 2020-12-03 | Hanwha | Q.PEAK BLK-G5 315 | Solar Panels |  | 0.315 | 6 | 170 | 33 |  | Fixed | Roof
Solar Registration Program | NJSRRE1543451911 | EGG HARBOR TWP | 8234 | 19 | 2.52 | Residential | Yes | Behind the Meter | Vivint Solar Developer, LLC | AC Electric | Accepted | 2019-11-29 | 2019-12-03 | 2020-12-03 | HANWHA SOLAR | Q.PEAK BLK-G5 315 | Solar Panels |  | 0.315 | 2 | 350 | 33 |  | Fixed | Roof
Solar Registration Program | NJSRRE1543451911 | EGG HARBOR TWP | 8234 | 19 | 2.52 | Residential | Yes | Behind the Meter | Vivint Solar Developer, LLC | AC Electric | Accepted | 2019-11-29 | 2019-12-03 | 2020-12-03 | SOLAREDGE | SE3800H-US | Inverters | 3800 |  | 1 |  |  | 0.992 |  | Outdoor | Near the Utility Meter
Solar Registration Program | NJSRRE1543463078 | Neptune | 7753 | 17 | 2.52 | Residential | Yes | Behind the Meter | Vivint Solar Developer, LLC | JCP&L | Accepted | 2019-12-03 | 2019-12-04 | 2020-12-04 | Hanwha | Q.PEAK BLK-G5 315 | Solar Panels |  | 0.315 | 8 | 47 | 28 |  | Fixed | Roof
Solar Registration Program | NJSRRE1543463078 | Neptune | 7753 | 17 | 2.52 | Residential | Yes | Behind the Meter | Vivint Solar Developer, LLC | JCP&L | Accepted | 2019-12-03 | 2019-12-04 | 2020-12-04 | Solar Edge | SE3800H-US | Inverters | 3800 |  | 1 |  |  | 0.992 |  | Outdoor | Near the utility meter
Solar Registration Program | NJSRRE1543478096 | Teaneck | 7666 | 7 | 2.52 | Residential | Yes | Behind the Meter | Trinity Solar | PSE&G | Accepted | 2019-12-04 | 2019-12-06 | 2020-12-06 | Hanwha | Q.PEAK DUO BLK-G5 315 | Solar Panels |  | 0.315 | 8 | 197 | 30 |  | Fixed | Roof
Solar Registration Program | NJSRRE1543478096 | Teaneck | 7666 | 7 | 2.52 | Residential | Yes | Behind the Meter | Trinity Solar | PSE&G | Accepted | 2019-12-04 | 2019-12-06 | 2020-12-06 | Solar Edge | SE3000 | Inverters | 3000 |  | 1 |  |  | 0.97 |  | Outside | side of home
Solar Registration Program | NJSRRE1543481212 | South Bound Brook | 8880 | 5 | 2.52 | Residential | Yes | Behind the Meter | Trinity Solar | PSE&G | Accepted | 2019-12-05 | 2019-12-09 | 2020-12-09 | HANWHA | Q.PEAK DUO BLK-G5 315 | Solar Panels |  | 0.315 | 2 | 205 | 9 |  | Fixed | Roof
Solar Registration Program | NJSRRE1543481212 | South Bound Brook | 8880 | 5 | 2.52 | Residential | Yes | Behind the Meter | Trinity Solar | PSE&G | Accepted | 2019-12-05 | 2019-12-09 | 2020-12-09 | HANWHA | Q.PEAK DUO BLK-G5 315 | Solar Panels |  | 0.315 | 6 | 205 | 30 |  | Fixed | Roof
Solar Registration Program | NJSRRE1543481212 | South Bound Brook | 8880 | 5 | 2.52 | Residential | Yes | Behind the Meter | Trinity Solar | PSE&G | Accepted | 2019-12-05 | 2019-12-09 | 2020-12-09 | Solar Edge | SE3000H-US000BNC4 | Inverters | 3000 |  | 1 |  |  | 0.97 |  | Outdoor | side of home
Solar Registration Program | NJSRRE1543502118 | HILLSIDE | 7205 | 10 | 2.52 | Residential | Yes | Behind the Meter | Vivint Solar Developer, LLC | PSE&G | Accepted | 2019-12-09 | 2019-12-12 | 2020-12-12 | Hanwha | Q.PEAK BLK-G5 315 | Solar Panels |  | 0.315 | 6 | 126 | 22 |  | Fixed | Roof
Solar Registration Program | NJSRRE1543502118 | HILLSIDE | 7205 | 10 | 2.52 | Residential | Yes | Behind the Meter | Vivint Solar Developer, LLC | PSE&G | Accepted | 2019-12-09 | 2019-12-12 | 2020-12-12 | Hanwha | Q.PEAK BLK-G5 315 | Solar Panels |  | 0.315 | 2 | 36 | 22 |  | Fixed | Roof
Solar Registration Program | NJSRRE1543502118 | HILLSIDE | 7205 | 10 | 2.52 | Residential | Yes | Behind the Meter | Vivint Solar Developer, LLC | PSE&G | Accepted | 2019-12-09 | 2019-12-12 | 2020-12-12 | Solar Edge | SE3800H-US | Inverters | 3800 |  | 1 |  |  | 0.992 |  | Outdoor | Near the utility meter
Solar Registration Program | NJSRRE1543513316 | MARMORA | 8223 | 21 | 2.52 | Residential | Yes | Behind the Meter | Vivint Solar Developer, LLC | AC Electric | Accepted | 2019-12-11 | 2019-12-16 | 2020-12-16 | HANWHA SOLAR | Q.PEAK BLK-G5 315 | Solar Panels |  | 0.315 | 5 | 47 | 22 |  | Fixed | Roof
Solar Registration Program | NJSRRE1543513316 | MARMORA | 8223 | 21 | 2.52 | Residential | Yes | Behind the Meter | Vivint Solar Developer, LLC | AC Electric | Accepted | 2019-12-11 | 2019-12-16 | 2020-12-16 | HANWHA SOLAR | Q.PEAK BLK-G5 315 | Solar Panels |  | 0.315 | 3 | 47 | 22 |  | Fixed | Roof
Solar Registration Program | NJSRRE1543513316 | MARMORA | 8223 | 21 | 2.52 | Residential | Yes | Behind the Meter | Vivint Solar Developer, LLC | AC Electric | Accepted | 2019-12-11 | 2019-12-16 | 2020-12-16 | SOLAREDGE | SE3800H-US | Inverters | 3800 |  | 1 |  |  | 0.992 |  | Outdoor | Near the Utility Meter
Solar Registration Program | NJSRRE1543547203 | Woodbury | 8096 | 15 | 2.52 | Residential | Yes | Behind the Meter | Trinity Solar | PSE&G | Accepted | 2019-12-13 | 2019-12-17 | 2020-12-17 | SOLAR EDGE | SE3000H-US | Inverters | 3000 |  | 1 |  |  | 0.97 |  | Outside | SIDE OF HOME
Solar Registration Program | NJSRRE1543547203 | Woodbury | 8096 | 15 | 2.52 | Residential | Yes | Behind the Meter | Trinity Solar | PSE&G | Accepted | 2019-12-13 | 2019-12-17 | 2020-12-17 | HANWHA | Q.PEAK DUO BLK-G5 315 | Solar Panels |  | 0.315 | 8 | 289 | 9 |  | Fixed | Roof
Solar Registration Program | NJSRRE1543552468 | Howell | 7731 | 17 | 2.52 | Residential | Yes | Behind the Meter | Trinity Solar | JCP&L | Accepted | 2019-12-16 | 2019-12-19 | 2020-12-19 | HANWHA | Q.PEAK DUO BLK-G5 315 | Solar Panels |  | 0.315 | 8 | 173 | 23 |  | Fixed | Roof
Solar Registration Program | NJSRRE1543552468 | Howell | 7731 | 17 | 2.52 | Residential | Yes | Behind the Meter | Trinity Solar | JCP&L | Accepted | 2019-12-16 | 2019-12-19 | 2020-12-19 | SOLAR EDGE | SE3000H-US | Inverters | 3000 |  | 1 |  |  | 0.97 |  | Outside | SIDE OF HOME
Solar Registration Program | NJSRRE1543660585 | Hawthorne | 7506 | 6 | 2.52 | Residential | Yes | Behind the Meter | Trinity Solar | PSE&G | Accepted | 2019-12-23 | 2019-12-30 | 2020-12-30 | Hanwha | Q.PEAK DUO BLK-G5 315 | Solar Panels |  | 0.315 | 8 | 171 | 34 |  | Fixed | Roof
Solar Registration Program | NJSRRE1543660585 | Hawthorne | 7506 | 6 | 2.52 | Residential | Yes | Behind the Meter | Trinity Solar | PSE&G | Accepted | 2019-12-23 | 2019-12-30 | 2020-12-30 | Solar Edge | SE3000 | Inverters | 3000 |  | 1 |  |  | 0.97 |  | Outside | side of home
Solar Registration Program | NJSRRE1543674200 | Elizabeth | 7201 | 10 | 2.52 | Residential | Yes | Behind the Meter | Trinity Solar | PSE&G | Accepted | 2019-12-24 | 2019-12-30 | 2020-12-30 | Hanwha | Q.PEAK DUO BLK-G5 315 | Solar Panels |  | 0.315 | 2 | 205 | 37 |  | Fixed | Roof
Solar Registration Program | NJSRRE1543674200 | Elizabeth | 7201 | 10 | 2.52 | Residential | Yes | Behind the Meter | Trinity Solar | PSE&G | Accepted | 2019-12-24 | 2019-12-30 | 2020-12-30 | Hanwha | Q.PEAK DUO BLK-G5 315 | Solar Panels |  | 0.315 | 6 | 25 | 14 |  | Fixed | Roof
Solar Registration Program | NJSRRE1543674200 | Elizabeth | 7201 | 10 | 2.52 | Residential | Yes | Behind the Meter | Trinity Solar | PSE&G | Accepted | 2019-12-24 | 2019-12-30 | 2020-12-30 | Solar Edge | SE3000 | Inverters | 3000 |  | 1 |  |  | 0.97 |  | Outside | side of home
Solar Registration Program | NJSRRE1543823123 | Paterson | 7502 | 6 | 2.52 | Residential | No | Behind the Meter | Trinity Solar | PSE&G | Accepted | 2019-12-27 | 2019-12-31 | 2020-12-31 | HANWHA | Q.PEAK DUO BLK-G5 315 | Solar Panels |  | 0.315 | 3 | 103 | 37 |  | Fixed | Roof
Solar Registration Program | NJSRRE1543823123 | Paterson | 7502 | 6 | 2.52 | Residential | No | Behind the Meter | Trinity Solar | PSE&G | Accepted | 2019-12-27 | 2019-12-31 | 2020-12-31 | HANWHA | Q.PEAK DUO BLK-G5 315 | Solar Panels |  | 0.315 | 5 | 193 | 30 |  | Fixed | Roof
Solar Registration Program | NJSRRE1543823123 | Paterson | 7502 | 6 | 2.52 | Residential | No | Behind the Meter | Trinity Solar | PSE&G | Accepted | 2019-12-27 | 2019-12-31 | 2020-12-31 | ENPHASE | IQ7-60-2-US | Inverters | 240 |  | 8 |  |  | 0.97 |  | Outside | UNDER THE PANELS
Solar Registration Program | NJSRRE1542528754 | Medford | 8055 | 13 | 2.56 | Residential | No | Behind the Meter | Sunrun Installation Services, Inc. | PSE&G | Accepted | 2019-10-11 | 2019-10-22 | 2020-10-22 | LG Electronics | LG365Q1C-V5 | Solar Panels |  | 0.365 | 7 | 188 | 30 |  | Fixed | Roof
Solar Registration Program | NJSRRE1542528754 | Medford | 8055 | 13 | 2.56 | Residential | No | Behind the Meter | Sunrun Installation Services, Inc. | PSE&G | Accepted | 2019-10-11 | 2019-10-22 | 2020-10-22 | Delta Electronics | M4-TL-US | Inverters | 3840 |  | 1 |  |  | 0.96 |  | Outdoor | Next To Meter
Solar Registration Program | NJSRRE1542581462 | Atlantic City | 8401 | 19 | 2.56 | Residential | No | Behind the Meter | Castle Energy, LLC | AC Electric | Accepted | 2019-10-24 | 2019-10-28 | 2020-10-28 | Hanwha Q-Cells | Q.Peak DUO-G5 320 | Solar Panels |  | 0.32 | 8 | 152 | 25 |  | Fixed | Roof
Solar Registration Program | NJSRRE1542581462 | Atlantic City | 8401 | 19 | 2.56 | Residential | No | Behind the Meter | Castle Energy, LLC | AC Electric | Accepted | 2019-10-24 | 2019-10-28 | 2020-10-28 | Enphase Energy | IQ7-60-2-US | Inverters | 240 |  | 8 |  |  | 0.967 |  | Outside | on the rooftop under each solar panel
Solar Registration Program | NJSRRE1542393471 | Vincentown | 8088 | 13 | 2.59 | Residential | No | Behind the Meter | Solar States LLC | AC Electric | Accepted | 2019-09-12 | 2019-09-18 | 2020-09-18 | SUNTECH | STP1855-24/ADB+ | Solar Panels |  | 0.185 | 14 | 205 | 25 |  | Fixed | Roof
Solar Registration Program | NJSRRE1542393471 | Vincentown | 8088 | 13 | 2.59 | Residential | No | Behind the Meter | Solar States LLC | AC Electric | Accepted | 2019-09-12 | 2019-09-18 | 2020-09-18 | Enphase | ENPHASE IQ7+-72-2-US | Inverters | 4.13 |  | 14 |  |  | 0.98 |  | Outside | GARAGE
Solar Registration Program | NJSRRE1541880181 | Highland Park | 8904 | 11 | 2.6 | Commercial | No | Behind the Meter | MOORE ENERGY LLC | PSE&G | Accepted | 2019-08-23 | 2019-08-27 | 2020-08-27 | Hanwha | Q Cell | Solar Panels |  | 0.325 | 8 | 220 | 10 |  | Fixed | Roof
Solar Registration Program | NJSRRE1541880181 | Highland Park | 8904 | 11 | 2.6 | Commercial | No | Behind the Meter | MOORE ENERGY LLC | PSE&G | Accepted | 2019-08-23 | 2019-08-27 | 2020-08-27 | SolarEdge | SE3800 (208v application) | Inverters | 3300 |  | 1 |  |  | 0.99 |  | Indoor | next to meter
Solar Registration Program | NJSRRE1541880181 | Highland Park | 8904 | 11 | 2.6 | Commercial | No | Behind the Meter | MOORE ENERGY LLC | PSE&G | Accepted | 2019-08-23 | 2019-08-27 | 2020-08-27 | solaredge | rwnc208 | Meters |  |  | 1 |  |  |  |  | Indoor
Solar Registration Program | NJSRRE1540250891 | Long Branch | 7740 | 17 | 2.61 | Residential | Yes | Behind the Meter | Sunrun Installation Services, Inc. | JCP&L | Accepted | 2019-01-16 | 2019-01-21 | 2020-01-21 | REC Solar | REC290TP2 BLK | Solar Panels |  | 0.29 | 9 | 190 | 23 |  | Fixed | Roof
Solar Registration Program | NJSRRE1540250891 | Long Branch | 7740 | 17 | 2.61 | Residential | Yes | Behind the Meter | Sunrun Installation Services, Inc. | JCP&L | Accepted | 2019-01-16 | 2019-01-21 | 2020-01-21 | SMA America | SB3.0-1SP-US-40 | Inverters | 3000 |  | 1 |  |  | 0.96 |  | Outdoor | Next To Meter
Solar Registration Program | NJSRRE1540480364 | Hamilton Twp Mer | 8610 | 12 | 2.61 | Residential | No | Behind the Meter | Sunrun Installation Services, Inc. | PSE&G | Accepted | 2019-03-13 | 2019-03-14 | 2020-03-14 | REC Solar | REC290TP2 BLK | Solar Panels |  | 0.29 | 3 | 49 | 23 |  | Fixed | Roof
Solar Registration Program | NJSRRE1540480364 | Hamilton Twp Mer | 8610 | 12 | 2.61 | Residential | No | Behind the Meter | Sunrun Installation Services, Inc. | PSE&G | Accepted | 2019-03-13 | 2019-03-14 | 2020-03-14 | REC Solar | REC290TP2 BLK | Solar Panels |  | 0.29 | 4 | 229 | 23 |  | Fixed | Roof
Solar Registration Program | NJSRRE1540480364 | Hamilton Twp Mer | 8610 | 12 | 2.61 | Residential | No | Behind the Meter | Sunrun Installation Services, Inc. | PSE&G | Accepted | 2019-03-13 | 2019-03-14 | 2020-03-14 | REC Solar | REC290TP2 BLK | Solar Panels |  | 0.29 | 2 | 139 | 10 |  | Fixed | Roof
Solar Registration Program | NJSRRE1540480364 | Hamilton Twp Mer | 8610 | 12 | 2.61 | Residential | No | Behind the Meter | Sunrun Installation Services, Inc. | PSE&G | Accepted | 2019-03-13 | 2019-03-14 | 2020-03-14 | SolarEdge Technologies | SE3000H-USRGM | Inverters | 3000 |  | 1 |  |  | 0.96 |  | Outdoor | Next To Meter
Solar Registration Program | NJSRRE1540983578 | Teaneck Twp | 7666 | 7 | 2.61 | Residential | No | Behind the Meter | Sunrun Installation Services, Inc. | PSE&G | Accepted | 2019-05-13 | 2019-05-16 | 2020-05-16 | REC Solar | REC290TP2 BLK | Solar Panels |  | 0.29 | 9 | 256 | 34 |  | Fixed | Roof
Solar Registration Program | NJSRRE1540983578 | Teaneck Twp | 7666 | 7 | 2.61 | Residential | No | Behind the Meter | Sunrun Installation Services, Inc. | PSE&G | Accepted | 2019-05-13 | 2019-05-16 | 2020-05-16 | SMA America | SB3.0-1SP-US-40 | Inverters | 3000 |  | 1 |  |  | 0.96 |  | Outdoor | Next To Meter
Solar Registration Program | NJSRRE1541032540 | Perth Amboy City | 8861 | 11 | 2.61 | Residential | Yes | Behind the Meter | Sunrun Installation Services, Inc. | PSE&G | Accepted | 2019-05-22 | 2019-05-28 | 2020-05-28 | REC Solar | REC290TP2 BLK | Solar Panels |  | 0.29 | 9 | 195 | 10 |  | Fixed | Roof
Solar Registration Program | NJSRRE1541032540 | Perth Amboy City | 8861 | 11 | 2.61 | Residential | Yes | Behind the Meter | Sunrun Installation Services, Inc. | PSE&G | Accepted | 2019-05-22 | 2019-05-28 | 2020-05-28 | SMA America | SB3.0-1SP-US-40 | Inverters | 3000 |  | 1 |  |  | 0.96 |  | Outdoor | Next To Meter
Solar Registration Program | NJSRRE1541629618 | Pennsauken Township | 8109 | 14 | 2.61 | Residential | Yes | Behind the Meter | Sunrun Installation Services, Inc. | PSE&G | Accepted | 2019-07-10 | 2019-07-15 | 2020-07-15 | REC Solar | REC290TP2 BLK | Solar Panels |  | 0.29 | 9 | 146 | 40 |  | Fixed | Roof
Solar Registration Program | NJSRRE1541629618 | Pennsauken Township | 8109 | 14 | 2.61 | Residential | Yes | Behind the Meter | Sunrun Installation Services, Inc. | PSE&G | Accepted | 2019-07-10 | 2019-07-15 | 2020-07-15 | Ningbo Ginlong Technologies | Solis-1P3K-4G-US | Inverters | 3000 |  | 1 |  |  | 0.96 |  | Outdoor | Next To Meter
Solar Registration Program | NJSRRE1541788299 | Little Falls | 7424 | 6 | 2.61 | Residential | No | Behind the Meter | Sunrun Installation Services, Inc. | PSE&G | Accepted | 2019-08-05 | 2019-08-08 | 2020-08-08 | REC Solar | REC290TP2 BLK | Solar Panels |  | 0.29 | 9 | 118 | 40 |  | Fixed | Roof
Solar Registration Program | NJSRRE1541788299 | Little Falls | 7424 | 6 | 2.61 | Residential | No | Behind the Meter | Sunrun Installation Services, Inc. | PSE&G | Accepted | 2019-08-05 | 2019-08-08 | 2020-08-08 | Ningbo Ginlong Technologies | Solis-1P3K-4G-US | Inverters | 3000 |  | 1 |  |  | 0.96 |  | Outdoor | Next To Meter
Solar Registration Program | NJSRRE1541857627 | Morristown | 7960 | 3 | 2.61 | Residential | Yes | Behind the Meter | Sunrun Installation Services, Inc. | JCP&L | Accepted | 2019-08-17 | 2019-09-09 | 2020-09-09 | REC Solar | REC290TP2 BLK | Solar Panels |  | 0.29 | 3 | 113 | 43 |  | Fixed | Roof
Solar Registration Program | NJSRRE1541857627 | Morristown | 7960 | 3 | 2.61 | Residential | Yes | Behind the Meter | Sunrun Installation Services, Inc. | JCP&L | Accepted | 2019-08-17 | 2019-09-09 | 2020-09-09 | REC Solar | REC290TP2 BLK | Solar Panels |  | 0.29 | 3 | 202 | 40 |  | Fixed | Roof
Solar Registration Program | NJSRRE1541857627 | Morristown | 7960 | 3 | 2.61 | Residential | Yes | Behind the Meter | Sunrun Installation Services, Inc. | JCP&L | Accepted | 2019-08-17 | 2019-09-09 | 2020-09-09 | REC Solar | REC290TP2 BLK | Solar Panels |  | 0.29 | 3 | 293 | 43 |  | Fixed | Roof
Solar Registration Program | NJSRRE1541857627 | Morristown | 7960 | 3 | 2.61 | Residential | Yes | Behind the Meter | Sunrun Installation Services, Inc. | JCP&L | Accepted | 2019-08-17 | 2019-09-09 | 2020-09-09 | SolarEdge Technologies | SE3000H-USRGM | Inverters | 3000 |  | 1 |  |  | 0.96 |  | Outdoor | Next To Meter
Solar Registration Program | NJSRRE1542248737 | Bloomfield Twp | 7003 | 9 | 2.61 | Residential | Yes | Behind the Meter | Sunrun Installation Services, Inc. | PSE&G | Accepted | 2019-09-05 | 2019-09-10 | 2020-09-10 | REC Solar | REC290TP2 BLK | Solar Panels |  | 0.29 | 9 | 127 | 43 |  | Fixed | Roof
Solar Registration Program | NJSRRE1542248737 | Bloomfield Twp | 7003 | 9 | 2.61 | Residential | Yes | Behind the Meter | Sunrun Installation Services, Inc. | PSE&G | Accepted | 2019-09-05 | 2019-09-10 | 2020-09-10 | Ningbo Ginlong Technologies | Solis-1P3K-4G-US | Inverters | 3000 |  | 1 |  |  | 0.96 |  | Outdoor | Next To Meter
Solar Registration Program | NJSRRE1542543887 | Newark City | 7112 | 9 | 2.61 | Residential | Yes | Behind the Meter | Sunrun Installation Services, Inc. | PSE&G | Accepted | 2019-10-15 | 2019-10-17 | 2020-10-17 | REC Solar | REC290TP2 BLK | Solar Panels |  | 0.29 | 3 | 30 | 23 |  | Fixed | Roof
Solar Registration Program | NJSRRE1542543887 | Newark City | 7112 | 9 | 2.61 | Residential | Yes | Behind the Meter | Sunrun Installation Services, Inc. | PSE&G | Accepted | 2019-10-15 | 2019-10-17 | 2020-10-17 | REC Solar | REC290TP2 BLK | Solar Panels |  | 0.29 | 6 | 300 | 23 |  | Fixed | Roof
Solar Registration Program | NJSRRE1542543887 | Newark City | 7112 | 9 | 2.61 | Residential | Yes | Behind the Meter | Sunrun Installation Services, Inc. | PSE&G | Accepted | 2019-10-15 | 2019-10-17 | 2020-10-17 | SolarEdge Technologies | SE3000H-USRGM | Inverters | 3000 |  | 1 |  |  | 0.96 |  | Outdoor | Next To Meter
Solar Registration Program | NJSRRE1542559538 | Little Falls | 7424 | 6 | 2.61 | Residential | No | Behind the Meter | Sunrun Installation Services, Inc. | PSE&G | Accepted | 2019-10-18 | 2019-10-22 | 2020-10-22 | REC Solar | REC290TP2 BLK | Solar Panels |  | 0.29 | 9 | 118 | 40 |  | Fixed | Roof
Solar Registration Program | NJSRRE1542559538 | Little Falls | 7424 | 6 | 2.61 | Residential | No | Behind the Meter | Sunrun Installation Services, Inc. | PSE&G | Accepted | 2019-10-18 | 2019-10-22 | 2020-10-22 | Delta Electronics | M4-TL-US | Inverters | 3840 |  | 1 |  |  | 0.96 |  | Outdoor | Next To Meter
Solar Registration Program | NJSRRE1543065468 | Newark | 7106 | 9 | 2.61 | Residential | Yes | Behind the Meter | Sunrun Installation Services, Inc. | PSE&G | Accepted | 2019-11-11 | 2019-11-13 | 2020-11-13 | REC Solar | REC290TP2 BLK | Solar Panels |  | 0.29 | 2 | 111 | 18 |  | Fixed | Roof
Solar Registration Program | NJSRRE1543065468 | Newark | 7106 | 9 | 2.61 | Residential | Yes | Behind the Meter | Sunrun Installation Services, Inc. | PSE&G | Accepted | 2019-11-11 | 2019-11-13 | 2020-11-13 | REC Solar | REC290TP2 BLK | Solar Panels |  | 0.29 | 7 | 291 | 37 |  | Fixed | Roof
Solar Registration Program | NJSRRE1543065468 | Newark | 7106 | 9 | 2.61 | Residential | Yes | Behind the Meter | Sunrun Installation Services, Inc. | PSE&G | Accepted | 2019-11-11 | 2019-11-13 | 2020-11-13 | Enphase Energy | IQ7-60-x-US (240V) | Inverters | 240 |  | 9 |  |  | 0.96 |  | Outdoor | Rooftop
Solar Registration Program | NJSRRE1543421583 | Manville | 8835 | 5 | 2.61 | Residential | Yes | Behind the Meter | Sunrun Installation Services, Inc. | PSE&G | Accepted | 2019-11-19 | 2019-11-21 | 2020-11-21 | REC Solar | REC290TP2 BLK | Solar Panels |  | 0.29 | 9 | 88 | 40 |  | Fixed | Roof
Solar Registration Program | NJSRRE1543421583 | Manville | 8835 | 5 | 2.61 | Residential | Yes | Behind the Meter | Sunrun Installation Services, Inc. | PSE&G | Accepted | 2019-11-19 | 2019-11-21 | 2020-11-21 | Delta Electronics | M4-TL-US | Inverters | 3840 |  | 1 |  |  | 0.96 |  | Outdoor | Next To Meter
Solar Registration Program | NJSRRE1541025811 | Hillside TWP | 7205 | 10 | 2.62 | Residential | Yes | Behind the Meter | Vision Solar LLC | PSE&G | Accepted | 2019-05-20 | 2019-05-28 | 2020-05-28 | sunpower | e20-327-e-ac | Solar Panels |  | 0.327 | 8 | 180 | 33 |  | Fixed | Roof
Solar Registration Program | NJSRRE1541025811 | Hillside TWP | 7205 | 10 | 2.62 | Residential | Yes | Behind the Meter | Vision Solar LLC | PSE&G | Accepted | 2019-05-20 | 2019-05-28 | 2020-05-28 | sunpower | e20-327-e-ac | Inverters | 0.327 |  | 8 |  |  | 0.396 |  | Other | behind panels
Solar Registration Program | NJSRRE1541208595 | Kearny | 7032 | 8 | 2.62 | Residential | Yes | Behind the Meter | GenRenew, LLC | PSE&G | Accepted | 2019-06-13 | 2019-06-17 | 2020-06-17 | sunpower | SPR-E20-327-E-AC | Solar Panels |  | 0.327 | 2 | 308 | 23 |  | Fixed | Roof
Solar Registration Program | NJSRRE1541208595 | Kearny | 7032 | 8 | 2.62 | Residential | Yes | Behind the Meter | GenRenew, LLC | PSE&G | Accepted | 2019-06-13 | 2019-06-17 | 2020-06-17 | sunpower | SPR-E20-327-E-AC | Solar Panels |  | 0.327 | 4 | 128 | 19 |  | Fixed | Roof
Solar Registration Program | NJSRRE1541208595 | Kearny | 7032 | 8 | 2.62 | Residential | Yes | Behind the Meter | GenRenew, LLC | PSE&G | Accepted | 2019-06-13 | 2019-06-17 | 2020-06-17 | sunpower | SPR-E20-327-E-AC | Solar Panels |  | 0.327 | 2 | 128 | 23 |  | Fixed | Roof
Solar Registration Program | NJSRRE1541208595 | Kearny | 7032 | 8 | 2.62 | Residential | Yes | Behind the Meter | GenRenew, LLC | PSE&G | Accepted | 2019-06-13 | 2019-06-17 | 2020-06-17 | sunpower | MI-C-320-US208/240-10 | Inverters | 320 |  | 8 |  |  | 0.96 |  | Outdoor | microinverter located under module
Solar Registration Program | NJSRRE1541726031 | Newark City | 7108 | 9 | 2.62 | Residential | No | Behind the Meter | SunPower Capital | PSE&G | Accepted | 2019-08-01 | 2019-08-06 | 2020-08-06 | sunpower | e20-327-e-ac | Solar Panels |  | 0.327 | 5 | 197 | 37 |  | Fixed | Roof
Solar Registration Program | NJSRRE1541726031 | Newark City | 7108 | 9 | 2.62 | Residential | No | Behind the Meter | SunPower Capital | PSE&G | Accepted | 2019-08-01 | 2019-08-06 | 2020-08-06 | sunpower | e20-327-e-ac | Solar Panels |  | 0.327 | 3 | 107 | 37 |  | Fixed | Roof
Solar Registration Program | NJSRRE1541726031 | Newark City | 7108 | 9 | 2.62 | Residential | No | Behind the Meter | SunPower Capital | PSE&G | Accepted | 2019-08-01 | 2019-08-06 | 2020-08-06 | sunpower | e20-327-e-ac | Inverters | 0.32 |  | 8 |  |  | 0.96 |  | Other | behind panels
Solar Registration Program | NJSRRE1541788023 | Bayonne | 7002 | 8 | 2.62 | Residential | Yes | Behind the Meter | Vision Solar LLC | PSE&G | Accepted | 2019-08-05 | 2019-08-08 | 2020-08-08 | sunpower | e20-327-e-ac | Solar Panels |  | 0.327 | 8 | 213 | 1 |  | Fixed | Roof
Solar Registration Program | NJSRRE1541788023 | Bayonne | 7002 | 8 | 2.62 | Residential | Yes | Behind the Meter | Vision Solar LLC | PSE&G | Accepted | 2019-08-05 | 2019-08-08 | 2020-08-08 | sunpower | e20-327-e-ac | Inverters | 0.32 |  | 8 |  |  | 0.96 |  | Other | behind panels
Solar Registration Program | NJSRRE1542390469 | Camden | 8103 | 14 | 2.62 | Residential | Yes | Behind the Meter | Castle Energy, LLC | PSE&G | Accepted | 2019-09-11 | 2019-09-13 | 2020-09-13 | SunPower | SPR-E20-327-E-AC | Solar Panels |  | 0.327 | 8 | 186 | 4 |  | Fixed | Roof
Solar Registration Program | NJSRRE1542390469 | Camden | 8103 | 14 | 2.62 | Residential | Yes | Behind the Meter | Castle Energy, LLC | PSE&G | Accepted | 2019-09-11 | 2019-09-13 | 2020-09-13 | SunPower | SPR-E20-327-E-AC Type E | Inverters | 320 |  | 8 |  |  | 0.975 |  | Outside | on the rooftop under each solar panel
Solar Registration Program | NJSRRE1540502499 | Union City | 7087 | 8 | 2.64 | Residential | No | Behind the Meter | Sunrun Installation Services, Inc. | PSE&G | Accepted | 2019-03-20 | 2019-03-21 | 2020-03-21 | LG Electronics | LG330N1C-A5 | Solar Panels |  | 0.33 | 8 | 212 | 10 |  | Fixed | Roof
Solar Registration Program | NJSRRE1540502499 | Union City | 7087 | 8 | 2.64 | Residential | No | Behind the Meter | Sunrun Installation Services, Inc. | PSE&G | Accepted | 2019-03-20 | 2019-03-21 | 2020-03-21 | SMA America | SB3.0-1SP-US-40 | Inverters | 3000 |  | 1 |  |  | 0.96 |  | Outdoor | Next To Meter
Solar Registration Program | NJSRRE1541059582 | Pitman | 8071 | 15 | 2.64 | Residential | Yes | Behind the Meter | Sunrun Installation Services, Inc. | AC Electric | Accepted | 2019-05-30 | 2019-06-04 | 2020-06-04 | LG Electronics | LG330N1C-A5 | Solar Panels |  | 0.33 | 8 | 251 | 37 |  | Fixed | Roof
Solar Registration Program | NJSRRE1541059582 | Pitman | 8071 | 15 | 2.64 | Residential | Yes | Behind the Meter | Sunrun Installation Services, Inc. | AC Electric | Accepted | 2019-05-30 | 2019-06-04 | 2020-06-04 | Ningbo Ginlong Technologies | Solis-1P3K-4G-US | Inverters | 3000 |  | 1 |  |  | 0.96 |  | Outdoor | Next To Meter
Solar Registration Program | NJSRRE1543464182 | Millville | 8332 | 20 | 2.64 | Residential | Yes | Behind the Meter | Sunrun Installation Services, Inc. | AC Electric | Accepted | 2019-12-02 | 2019-12-04 | 2020-12-04 | LG Electronics | LG330N1C-A5 | Solar Panels |  | 0.33 | 4 | 176 | 45 |  | Fixed | Roof
Solar Registration Program | NJSRRE1543464182 | Millville | 8332 | 20 | 2.64 | Residential | Yes | Behind the Meter | Sunrun Installation Services, Inc. | AC Electric | Accepted | 2019-12-02 | 2019-12-04 | 2020-12-04 | LG Electronics | LG330N1C-A5 | Solar Panels |  | 0.33 | 2 | 87 | 45 |  | Fixed | Roof
Solar Registration Program | NJSRRE1543464182 | Millville | 8332 | 20 | 2.64 | Residential | Yes | Behind the Meter | Sunrun Installation Services, Inc. | AC Electric | Accepted | 2019-12-02 | 2019-12-04 | 2020-12-04 | LG Electronics | LG330N1C-A5 | Solar Panels |  | 0.33 | 2 | 266 | 45 |  | Fixed | Roof
Solar Registration Program | NJSRRE1543464182 | Millville | 8332 | 20 | 2.64 | Residential | Yes | Behind the Meter | Sunrun Installation Services, Inc. | AC Electric | Accepted | 2019-12-02 | 2019-12-04 | 2020-12-04 | Enphase Energy | IQ7-60-x-US (240V) | Inverters | 240 |  | 8 |  |  | 0.96 |  | Outdoor | Rooftop
Solar Registration Program | NJSRRE1542428489 | North Bergen | 7047 | 8 | 2.68 | Residential | Yes | Behind the Meter | Pro Custom Solar dba Momentum Solar | PSE&G | Accepted | 2019-09-23 | 2019-09-25 | 2020-09-25 | LG ELECTRONICS | LG 335N1C-A5 | Solar Panels |  | 0.335 | 8 | 123 | 18 |  | Fixed | Roof
Solar Registration Program | NJSRRE1542428489 | North Bergen | 7047 | 8 | 2.68 | Residential | Yes | Behind the Meter | Pro Custom Solar dba Momentum Solar | PSE&G | Accepted | 2019-09-23 | 2019-09-25 | 2020-09-25 | Enphase Energy | IQ7Plus-72-2-US | Inverters | 295 |  | 8 |  |  | 0.97 |  | Outdoor | Roof
Solar Registration Program | NJSRRE1543497852 | JERSEY CITY | 7305 | 8 | 2.68 | Residential | No | Behind the Meter | Infinity Solar Systems | PSE&G | Accepted | 2019-12-06 | 2019-12-10 | 2020-12-10 | LG | LG335N1K-V5 | Solar Panels |  | 0.335 | 8 | 196 | 35 |  | Fixed | Roof
Solar Registration Program | NJSRRE1543497852 | JERSEY CITY | 7305 | 8 | 2.68 | Residential | No | Behind the Meter | Infinity Solar Systems | PSE&G | Accepted | 2019-12-06 | 2019-12-10 | 2020-12-10 | ENPHASE | IQ7-60-X-US | Inverters | 240 |  | 8 |  |  | 0.97 |  | Outside | MICROINVERTERS
Solar Registration Program | NJSRRE1541655062 | IRVINGTON | 7111 | 9 | 2.7 | Residential | Yes | Behind the Meter | Pro Custom Solar dba Momentum Solar | PSE&G | Accepted | 2019-07-15 | 2019-07-17 | 2020-07-17 | TRINA SOLAR | TSM270-DD05.08 | Solar Panels |  | 0.27 | 10 | 195 | 29 |  | Fixed | Roof
Solar Registration Program | NJSRRE1541655062 | IRVINGTON | 7111 | 9 | 2.7 | Residential | Yes | Behind the Meter | Pro Custom Solar dba Momentum Solar | PSE&G | Accepted | 2019-07-15 | 2019-07-17 | 2020-07-17 | ENPHASE | IQ6-60-2-US | Inverters | 240 |  | 10 |  |  | 0.97 |  | Outdoor | 1
Solar Registration Program | NJSRRE1542541562 | Elizabeth | 7202 | 10 | 2.76 | Residential | Yes | Behind the Meter | Pro Custom Solar dba Momentum Solar | PSE&G | Accepted | 2019-10-14 | 2019-10-16 | 2020-10-16 | LG Electronics | LG 345N1C-V5 | Solar Panels |  | 0.345 | 8 | 184 | 41 |  | Fixed | Roof
Solar Registration Program | NJSRRE1542541562 | Elizabeth | 7202 | 10 | 2.76 | Residential | Yes | Behind the Meter | Pro Custom Solar dba Momentum Solar | PSE&G | Accepted | 2019-10-14 | 2019-10-16 | 2020-10-16 | Enphase Energy | IQ7-60-2-US | Inverters | 250 |  | 8 |  |  | 0.97 |  | Outdoor | Roof
Solar Registration Program | NJSRRE1543570892 | Englishtown | 7726 | 17 | 2.76 | Residential | No | Behind the Meter | Sunrun Installation Services, Inc. | JCP&L | Accepted | 2019-12-19 | 2019-12-26 | 2020-12-26 | LG Electronics | LG345N1C-V5 | Solar Panels |  | 0.345 | 8 | 113 | 23 |  | Fixed | Roof
Solar Registration Program | NJSRRE1543570892 | Englishtown | 7726 | 17 | 2.76 | Residential | No | Behind the Meter | Sunrun Installation Services, Inc. | JCP&L | Accepted | 2019-12-19 | 2019-12-26 | 2020-12-26 | Enphase Energy | IQ7PLUS-72-x-US (240V) | Inverters | 290 |  | 8 |  |  | 0.96 |  | Outdoor | Rooftop
Solar Registration Program | NJSRRE1540828966 | Long Branch | 7740 | 17 | 2.79 | Residential | Yes | Behind the Meter | Suntuity Solar LLC | JCP&L | Accepted | 2019-04-08 | 2019-04-09 | 2020-04-09 | Yingli Green Energy | YL310D-30b | Solar Panels |  | 0.31 | 4 | 156 | 34 |  | Fixed | Roof
Solar Registration Program | NJSRRE1540828966 | Long Branch | 7740 | 17 | 2.79 | Residential | Yes | Behind the Meter | Suntuity Solar LLC | JCP&L | Accepted | 2019-04-08 | 2019-04-09 | 2020-04-09 | Yingli Green Energy | YL310D-30b | Solar Panels |  | 0.31 | 3 | 246 | 26 |  | Fixed | Roof
Solar Registration Program | NJSRRE1540828966 | Long Branch | 7740 | 17 | 2.79 | Residential | Yes | Behind the Meter | Suntuity Solar LLC | JCP&L | Accepted | 2019-04-08 | 2019-04-09 | 2020-04-09 | Yingli Green Energy | YL310D-30b | Solar Panels |  | 0.31 | 2 | 336 | 34 |  | Fixed | Roof
Solar Registration Program | NJSRRE1540828966 | Long Branch | 7740 | 17 | 2.79 | Residential | Yes | Behind the Meter | Suntuity Solar LLC | JCP&L | Accepted | 2019-04-08 | 2019-04-09 | 2020-04-09 | Enphase Energy | IQ7-60-2-US | Inverters | 240 |  | 9 |  |  | 0.97 |  | Outside | Behind the PV modules
Solar Registration Program | NJSRRE1540166574 | Keyport | 7735 | 17 | 2.8 | Residential | No | Behind the Meter | Self Install | JCP&L | Accepted | 2019-02-26 | 2019-05-01 | 2020-05-01 | SolarWorld | Sunmodlue SWA 350 XL Mono | Solar Panels |  | 0.35 | 8 | South/West | 37 |  | Fixed | Roof | Garage Roof
Solar Registration Program | NJSRRE1540166574 | Keyport | 7735 | 17 | 2.8 | Residential | No | Behind the Meter | Self Install | JCP&L | Accepted | 2019-02-26 | 2019-05-01 | 2020-05-01 | SolarEdge | SE3000H-US 000NNU2 | Inverters | 3000 |  | 1 |  |  | 0.99 |  | Outdoor | On side of House by Meter (JCP&L)
Solar Registration Program | NJSRRE1540166574 | Keyport | 7735 | 17 | 2.8 | Residential | No | Behind the Meter | Self Install | JCP&L | Accepted | 2019-02-26 | 2019-05-01 | 2020-05-01 | Landis & Gyr | ALF 2S CL200 | Meters |  |  | 1 |  |  |  |  | Outdoor
Solar Registration Program | NJSRRE1543477509 | Rockaway | 7866 | 3 | 2.8 | Residential | Yes | Behind the Meter | Vivint Solar Developer, LLC | JCP&L | Accepted | 2019-12-04 | 2019-12-06 | 2020-12-06 | Trina Solar | TSM-280DD05A.05(II) | Solar Panels |  | 0.28 | 6 | 125 | 17 |  | Fixed | Roof
Solar Registration Program | NJSRRE1543477509 | Rockaway | 7866 | 3 | 2.8 | Residential | Yes | Behind the Meter | Vivint Solar Developer, LLC | JCP&L | Accepted | 2019-12-04 | 2019-12-06 | 2020-12-06 | Trina Solar | TSM-280DD05A.05(II) | Solar Panels |  | 0.28 | 4 | 305 | 17 |  | Fixed | Roof
Solar Registration Program | NJSRRE1543477509 | Rockaway | 7866 | 3 | 2.8 | Residential | Yes | Behind the Meter | Vivint Solar Developer, LLC | JCP&L | Accepted | 2019-12-04 | 2019-12-06 | 2020-12-06 | Solar Edge | SE3800H-US | Inverters | 3800 |  | 1 |  |  | 0.992 |  | Outdoor | Near the Utility Meter
Solar Registration Program | NJSRRE1543496780 | Roselle Boro | 7203 | 10 | 2.8 | Residential | No | Behind the Meter | SunnyMac LLC | PSE&G | Accepted | 2019-12-06 | 2019-12-10 | 2020-12-10 | SunPower | SPR-X21-350 | Solar Panels |  | 0.35 | 5 | 260 | 38 |  | Fixed | Roof
Solar Registration Program | NJSRRE1543496780 | Roselle Boro | 7203 | 10 | 2.8 | Residential | No | Behind the Meter | SunnyMac LLC | PSE&G | Accepted | 2019-12-06 | 2019-12-10 | 2020-12-10 | SunPower | SPR-X21-350 | Solar Panels |  | 0.35 | 3 | 170 | 38 |  | Fixed | Roof
Solar Registration Program | NJSRRE1543496780 | Roselle Boro | 7203 | 10 | 2.8 | Residential | No | Behind the Meter | SunnyMac LLC | PSE&G | Accepted | 2019-12-06 | 2019-12-10 | 2020-12-10 | Enphase | IQ7XS-96-ACM-US | Inverters | 0.315 |  | 8 |  |  | 0.99 |  | Outdoor | roof
Solar Registration Program | NJSRRE1540295824 | Sayreville | 8872 | 11 | 2.84 | Residential | Yes | Behind the Meter | Vivint Solar Developer, LLC | JCP&L | Accepted | 2019-01-31 | 2019-05-01 | 2020-05-01 | Hanwha Solar | Q.Peak BLK-G5 315 | Solar Panels |  | 0.315 | 4 | 240 | 35 |  | Fixed | Roof
Solar Registration Program | NJSRRE1540295824 | Sayreville | 8872 | 11 | 2.84 | Residential | Yes | Behind the Meter | Vivint Solar Developer, LLC | JCP&L | Accepted | 2019-01-31 | 2019-05-01 | 2020-05-01 | Hanwha Solar | Q.Peak BLK-G5 315 | Solar Panels |  | 0.315 | 5 | 60 | 35 |  | Fixed | Roof
Solar Registration Program | NJSRRE1540295824 | Sayreville | 8872 | 11 | 2.84 | Residential | Yes | Behind the Meter | Vivint Solar Developer, LLC | JCP&L | Accepted | 2019-01-31 | 2019-05-01 | 2020-05-01 | Solar Edge | SE3800H-US | Inverters | 3800 |  | 1 |  |  | 0.992 |  | Outdoor | Near the Utility Meter.
Solar Registration Program | NJSRRE1540304726 | North Plainfield | 7062 | 10 | 2.84 | Residential | Yes | Behind the Meter | Vivint Solar Developer, LLC | PSE&G | Accepted | 2019-02-01 | 2019-05-01 | 2020-05-01 | Hanwha Solar | Q.Peak BLK-B5 315 | Solar Panels |  | 0.315 | 9 | 132 | 33 |  | Fixed | Roof
Solar Registration Program | NJSRRE1540304726 | North Plainfield | 7062 | 10 | 2.84 | Residential | Yes | Behind the Meter | Vivint Solar Developer, LLC | PSE&G | Accepted | 2019-02-01 | 2019-05-01 | 2020-05-01 | Solar Edge | SE3800H-US | Inverters | 3800 |  | 1 |  |  | 0.992 |  | Outdoor | Near the Utility Meter.
Solar Registration Program | NJSRRE1540402493 | Totowa | 7512 | 6 | 2.84 | Residential | Yes | Behind the Meter | Vivint Solar Developer, LLC | PSE&G | Accepted | 2019-02-28 | 2019-03-01 | 2020-03-01 | Hanwha Solar | Q.Peak BLK-G5 315 | Solar Panels |  | 0.315 | 9 | 124 | 25 |  | Fixed | Roof
Solar Registration Program | NJSRRE1540402493 | Totowa | 7512 | 6 | 2.84 | Residential | Yes | Behind the Meter | Vivint Solar Developer, LLC | PSE&G | Accepted | 2019-02-28 | 2019-03-01 | 2020-03-01 | Solar Edge | SE3800H-US | Inverters | 3800 |  | 1 |  |  | 0.992 |  | Outdoor | Near the Utility Meter.
Solar Registration Program | NJSRRE1540506919 | Wharton | 7885 | 3 | 2.84 | Residential | Yes | Behind the Meter | Vivint Solar Developer, LLC | JCP&L | Accepted | 2019-03-21 | 2019-05-01 | 2020-05-01 | Hanwha Solar | Q.Peak BLK-G5 315 | Solar Panels |  | 0.315 | 9 | 296 | 39 |  | Fixed | Roof
Solar Registration Program | NJSRRE1540506919 | Wharton | 7885 | 3 | 2.84 | Residential | Yes | Behind the Meter | Vivint Solar Developer, LLC | JCP&L | Accepted | 2019-03-21 | 2019-05-01 | 2020-05-01 | Solar Edge | SE3800H-US | Inverters | 3800 |  | 1 |  |  | 0.992 |  | Outdoor | Near the Utility Meter.
Solar Registration Program | NJSRRE1540815803 | Mount Laurel | 8054 | 13 | 2.84 | Residential | Yes | Behind the Meter | Vivint Solar Developer, LLC | PSE&G | Accepted | 2019-04-04 | 2019-05-01 | 2020-05-01 | Hanwha Solar | Q.PEAK BLK-G5 315 | Solar Panels |  | 0.315 | 3 | 283 | 24 |  | Fixed | Roof
Solar Registration Program | NJSRRE1540815803 | Mount Laurel | 8054 | 13 | 2.84 | Residential | Yes | Behind the Meter | Vivint Solar Developer, LLC | PSE&G | Accepted | 2019-04-04 | 2019-05-01 | 2020-05-01 | Hanwha Solar | Q.PEAK BLK-G5 315 | Solar Panels |  | 0.315 | 4 | 13 | 24 |  | Fixed | Roof
Solar Registration Program | NJSRRE1540815803 | Mount Laurel | 8054 | 13 | 2.84 | Residential | Yes | Behind the Meter | Vivint Solar Developer, LLC | PSE&G | Accepted | 2019-04-04 | 2019-05-01 | 2020-05-01 | Hanwha Solar | Q.PEAK BLK-G5 315 | Solar Panels |  | 0.315 | 2 | 193 | 24 |  | Fixed | Roof
Solar Registration Program | NJSRRE1540815803 | Mount Laurel | 8054 | 13 | 2.84 | Residential | Yes | Behind the Meter | Vivint Solar Developer, LLC | PSE&G | Accepted | 2019-04-04 | 2019-05-01 | 2020-05-01 | Solar Edge | SE3800H-US | Inverters | 3800 |  | 1 |  |  | 0.992 |  | Outdoor | Near the Utility Meter
Solar Registration Program | NJSRRE1540847405 | Somerset | 8873 | 5 | 2.84 | Residential | Yes | Behind the Meter | Vivint Solar Developer, LLC | PSE&G | Accepted | 2019-04-11 | 2019-05-01 | 2020-05-01 | Hanwha Solar | Q.Peak BLK-G5 315 | Solar Panels |  | 0.315 | 5 | 239 | 30 |  | Fixed | Roof
Solar Registration Program | NJSRRE1540847405 | Somerset | 8873 | 5 | 2.84 | Residential | Yes | Behind the Meter | Vivint Solar Developer, LLC | PSE&G | Accepted | 2019-04-11 | 2019-05-01 | 2020-05-01 | Hanwha Solar | Q.Peak BLK-G5 315 | Solar Panels |  | 0.315 | 4 | 149 | 30 |  | Fixed | Roof
Solar Registration Program | NJSRRE1540847405 | Somerset | 8873 | 5 | 2.84 | Residential | Yes | Behind the Meter | Vivint Solar Developer, LLC | PSE&G | Accepted | 2019-04-11 | 2019-05-01 | 2020-05-01 | Solar Edge | SE3800H-US | Inverters | 3800 |  | 1 |  |  | 0.992 |  | Outdoor | Near the Utility Meter.
Solar Registration Program | NJSRRE1540856784 | MOUNT LAUREL | 8054 | 13 | 2.84 | Residential | Yes | Behind the Meter | Vivint Solar Developer, LLC | PSE&G | Accepted | 2019-04-17 | 2019-05-01 | 2020-05-01 | Hanwha Solar | Q.PEAK BLK-G5 315 | Solar Panels |  | 0.315 | 9 | 175 | 45 |  | Fixed | Roof
Solar Registration Program | NJSRRE1540856784 | MOUNT LAUREL | 8054 | 13 | 2.84 | Residential | Yes | Behind the Meter | Vivint Solar Developer, LLC | PSE&G | Accepted | 2019-04-17 | 2019-05-01 | 2020-05-01 | Solar Edge | SE3800H-US | Inverters | 3800 |  | 1 |  |  | 0.992 |  | Outdoor | Near the Utility Meter
Solar Registration Program | NJSRRE1540969522 | TOMS RIVER | 8753 | 18 | 2.84 | Residential | Yes | Behind the Meter | Vivint Solar Developer, LLC | JCP&L | Accepted | 2019-05-08 | 2019-05-13 | 2020-05-13 | Hanwha Solar | Q.PEAK BLK-G5 315 | Solar Panels |  | 0.315 | 9 | 10 | 30 |  | Fixed | Roof
Solar Registration Program | NJSRRE1540969522 | TOMS RIVER | 8753 | 18 | 2.84 | Residential | Yes | Behind the Meter | Vivint Solar Developer, LLC | JCP&L | Accepted | 2019-05-08 | 2019-05-13 | 2020-05-13 | Solar Edge | SE3800H-US | Inverters | 3800 |  | 1 |  |  | 0.992 |  | Outdoor | Near the Utility Meter
Solar Registration Program | NJSRRE1540980171 | OCEAN CITY | 8226 | 21 | 2.84 | Residential | No | Behind the Meter | Vivint Solar Developer, LLC | AC Electric | Accepted | 2019-05-13 | 2019-05-15 | 2020-05-15 | Hanwha Solar | Q.PEAK DUO BLK-G5 315 | Solar Panels |  | 0.315 | 4 | 47 | 29 |  | Fixed | Roof
Solar Registration Program | NJSRRE1540980171 | OCEAN CITY | 8226 | 21 | 2.84 | Residential | No | Behind the Meter | Vivint Solar Developer, LLC | AC Electric | Accepted | 2019-05-13 | 2019-05-15 | 2020-05-15 | Hanwha Solar | Q.PEAK DUO BLK-G5 315 | Solar Panels |  | 0.315 | 5 | 227 | 29 |  | Fixed | Roof
Solar Registration Program | NJSRRE1540980171 | OCEAN CITY | 8226 | 21 | 2.84 | Residential | No | Behind the Meter | Vivint Solar Developer, LLC | AC Electric | Accepted | 2019-05-13 | 2019-05-15 | 2020-05-15 | Solar Edge | SE3800H-US | Inverters | 3800 |  | 1 |  |  | 0.992 |  | Outdoor | Near the Utility Meter
Solar Registration Program | NJSRRE1541132496 | Kendall Park | 8824 | 11 | 2.84 | Residential | Yes | Behind the Meter | Vivint Solar Developer, LLC | PSE&G | Accepted | 2019-06-21 | 2019-06-24 | 2020-06-24 | Hanwha Solar | Q.PEAK BLK-G5 315 | Solar Panels |  | 0.315 | 9 | 343 | 18 |  | Fixed | Roof
Solar Registration Program | NJSRRE1541132496 | Kendall Park | 8824 | 11 | 2.84 | Residential | Yes | Behind the Meter | Vivint Solar Developer, LLC | PSE&G | Accepted | 2019-06-21 | 2019-06-24 | 2020-06-24 | SolarEdge | SE3800H-US | Inverters | 3800 |  | 1 |  |  | 0.992 |  | Outdoor | Near the Utility Meter
Solar Registration Program | NJSRRE1541356493 | PLEASANTVILLE | 8232 | 19 | 2.84 | Residential | Yes | Behind the Meter | Vivint Solar Developer, LLC | AC Electric | Accepted | 2019-06-18 | 2019-06-19 | 2020-06-19 | HANWHA SOLAR | Q.PEAK BLK-G5 315 | Solar Panels |  | 0.315 | 7 | 312 | 34 |  | Fixed | Roof
Solar Registration Program | NJSRRE1541356493 | PLEASANTVILLE | 8232 | 19 | 2.84 | Residential | Yes | Behind the Meter | Vivint Solar Developer, LLC | AC Electric | Accepted | 2019-06-18 | 2019-06-19 | 2020-06-19 | HANWHA SOLAR | Q.PEAK BLK-G5 315 | Solar Panels |  | 0.315 | 2 | 132 | 34 |  | Fixed | Roof
Solar Registration Program | NJSRRE1541356493 | PLEASANTVILLE | 8232 | 19 | 2.84 | Residential | Yes | Behind the Meter | Vivint Solar Developer, LLC | AC Electric | Accepted | 2019-06-18 | 2019-06-19 | 2020-06-19 | SOLAREDGE | SE3800H-US | Inverters | 3800 |  | 1 |  |  | 0.992 |  | Outdoor | Near the Utility meter
Solar Registration Program | NJSRRE1541438419 | PERTH AMBOY | 8861 | 11 | 2.84 | Residential | Yes | Behind the Meter | Vivint Solar Developer, LLC | PSE&G | Accepted | 2019-08-01 | 2019-08-22 | 2020-08-22 | Hanwha Solar | Q.PEAK BLK-G5 315 | Solar Panels |  | 0.315 | 9 | 10 | 30 |  | Fixed | Roof
Solar Registration Program | NJSRRE1541438419 | PERTH AMBOY | 8861 | 11 | 2.84 | Residential | Yes | Behind the Meter | Vivint Solar Developer, LLC | PSE&G | Accepted | 2019-08-01 | 2019-08-22 | 2020-08-22 | Solar Edge | SE3800H-US | Inverters | 3800 |  | 1 |  |  | 0.992 |  | Outdoor | Near the Utility Meter
Solar Registration Program | NJSRRE1541525023 | PORT READING | 7064 | 11 | 2.84 | Residential | Yes | Behind the Meter | Vivint Solar Developer, LLC | PSE&G | Accepted | 2019-07-03 | 2019-07-05 | 2020-07-05 | HANWHA SOLAR | Q.PEAK BLK-G5 315 | Solar Panels |  | 0.315 | 9 | 181 | 27 |  | Fixed | Roof
Solar Registration Program | NJSRRE1541525023 | PORT READING | 7064 | 11 | 2.84 | Residential | Yes | Behind the Meter | Vivint Solar Developer, LLC | PSE&G | Accepted | 2019-07-03 | 2019-07-05 | 2020-07-05 | SOLAREDGE | SE3800H-US | Inverters | 3800 |  | 1 |  |  | 0.992 |  | Outdoor | Near The Utility Meter
Solar Registration Program | NJSRRE1541620992 | Teaneck | 7666 | 7 | 2.84 | Residential | Yes | Behind the Meter | Trinity Solar | PSE&G | Accepted | 2019-07-08 | 2019-07-10 | 2020-07-10 | Hanwha | Q.PEAK DUO BLK-G5 315 | Solar Panels |  | 0.315 | 6 | 212 | 34 |  | Fixed | Roof
Solar Registration Program | NJSRRE1541620992 | Teaneck | 7666 | 7 | 2.84 | Residential | Yes | Behind the Meter | Trinity Solar | PSE&G | Accepted | 2019-07-08 | 2019-07-10 | 2020-07-10 | Hanwha | Q.PEAK DUO BLK-G5 315 | Solar Panels |  | 0.315 | 3 | 212 | 18 |  | Fixed | Roof
Solar Registration Program | NJSRRE1541620992 | Teaneck | 7666 | 7 | 2.84 | Residential | Yes | Behind the Meter | Trinity Solar | PSE&G | Accepted | 2019-07-08 | 2019-07-10 | 2020-07-10 | Solar Edge | SE3000 | Inverters | 3000 |  | 1 |  |  | 0.97 |  | Outside | side of home
Solar Registration Program | NJSRRE1541699214 | Hillside | 7205 | 10 | 2.84 | Residential | Yes | Behind the Meter | Trinity Solar | PSE&G | Accepted | 2019-07-24 | 2019-07-26 | 2020-07-26 | Hanwha | SE3000 | Solar Panels |  | 0.315 | 9 | 218 | 30 |  | Fixed | Roof
Solar Registration Program | NJSRRE1541699214 | Hillside | 7205 | 10 | 2.84 | Residential | Yes | Behind the Meter | Trinity Solar | PSE&G | Accepted | 2019-07-24 | 2019-07-26 | 2020-07-26 | Solar Edge | SE3000 | Inverters | 3000 |  | 1 |  |  | 0.97 |  | Outside | side of home
Solar Registration Program | NJSRRE1541702408 | NORTH BERGEN | 7047 | 8 | 2.84 | Residential | Yes | Behind the Meter | Pro Custom Solar dba Momentum Solar | PSE&G | Accepted | 2019-07-25 | 2019-07-30 | 2020-07-30 | HANWHA | Q.PEAK DUO BLK-G5 315 | Solar Panels |  | 0.315 | 9 | 299 | 23 |  | Fixed | Roof
Solar Registration Program | NJSRRE1541702408 | NORTH BERGEN | 7047 | 8 | 2.84 | Residential | Yes | Behind the Meter | Pro Custom Solar dba Momentum Solar | PSE&G | Accepted | 2019-07-25 | 2019-07-30 | 2020-07-30 | HANWHA | Q.PEAK DUO BLK-G5 315 | Inverters | 250 |  | 9 |  |  | 0.97 |  | Outdoor | Roof
Solar Registration Program | NJSRRE1541788111 | HEWITT | 7421 | 6 | 2.84 | Residential | Yes | Behind the Meter | Vivint Solar Developer, LLC | Orange Rockland Electric | Accepted | 2019-08-06 | 2019-08-08 | 2020-08-08 | Hanwha Solar | Q.PEAK BLK-G5 315 | Solar Panels |  | 0.315 | 9 | 200 | 2 |  | Fixed | Roof
Solar Registration Program | NJSRRE1541788111 | HEWITT | 7421 | 6 | 2.84 | Residential | Yes | Behind the Meter | Vivint Solar Developer, LLC | Orange Rockland Electric | Accepted | 2019-08-06 | 2019-08-08 | 2020-08-08 | Solar Edge | SE3800H-US | Inverters | 3800 |  | 1 |  |  | 0.992 |  | Outdoor | Near The Utility Meter
Solar Registration Program | NJSRRE1541805452 | CLINTON | 8809 | 4 | 2.84 | Residential | Yes | Behind the Meter | Vivint Solar Developer, LLC | JCP&L | Accepted | 2019-08-13 | 2019-08-23 | 2020-08-23 | HANWHA SOLAR | Q.PEAK BLK-G5 315 | Solar Panels |  | 0.315 | 4 | 59 | 21 |  | Fixed | Roof
Solar Registration Program | NJSRRE1541805452 | CLINTON | 8809 | 4 | 2.84 | Residential | Yes | Behind the Meter | Vivint Solar Developer, LLC | JCP&L | Accepted | 2019-08-13 | 2019-08-23 | 2020-08-23 | HANWHA SOLAR | Q.PEAK BLK-G5 315 | Solar Panels |  | 0.315 | 5 | 59 | 23 |  | Fixed | Roof
Solar Registration Program | NJSRRE1541805452 | CLINTON | 8809 | 4 | 2.84 | Residential | Yes | Behind the Meter | Vivint Solar Developer, LLC | JCP&L | Accepted | 2019-08-13 | 2019-08-23 | 2020-08-23 | SOLAREDGE | SE3800H-US000BNC4 | Inverters | 3800 |  | 1 |  |  | 0.992 |  | Outdoor | Neat the Utility Meter
Solar Registration Program | NJSRRE1541851342 | New Brunswick | 8901 | 11 | 2.84 | Residential | Yes | Behind the Meter | Trinity Solar | JCP&L | Accepted | 2019-08-16 | 2019-08-23 | 2020-08-23 | HANWHA | Q.PEAK DUO BLK-G5 315 | Solar Panels |  | 0.315 | 9 | 129 | 45 |  | Fixed | Roof
Solar Registration Program | NJSRRE1541851342 | New Brunswick | 8901 | 11 | 2.84 | Residential | Yes | Behind the Meter | Trinity Solar | JCP&L | Accepted | 2019-08-16 | 2019-08-23 | 2020-08-23 | Solar Edge | SE3000H-US000BNC4 | Inverters | 3000 |  | 1 |  |  | 0.97 |  | Outdoor | side of home
Solar Registration Program | NJSRRE1541861837 | Fair Lawn | 7410 | 7 | 2.84 | Residential | Yes | Behind the Meter | Vivint Solar Developer, LLC | PSE&G | Accepted | 2019-08-20 | 2019-08-23 | 2020-08-23 | Hanwha Solar | Q.PEAK BLK-G5 315 | Solar Panels |  | 0.315 | 2 | 340 | 6 |  | Fixed | Roof
Solar Registration Program | NJSRRE1541861837 | Fair Lawn | 7410 | 7 | 2.84 | Residential | Yes | Behind the Meter | Vivint Solar Developer, LLC | PSE&G | Accepted | 2019-08-20 | 2019-08-23 | 2020-08-23 | HANWHA SOLAR | Q.PEAK BLK-G5 315 | Solar Panels |  | 0.315 | 5 | 160 | 17 |  | Fixed | Roof
Solar Registration Program | NJSRRE1541861837 | Fair Lawn | 7410 | 7 | 2.84 | Residential | Yes | Behind the Meter | Vivint Solar Developer, LLC | PSE&G | Accepted | 2019-08-20 | 2019-08-23 | 2020-08-23 | Hanwha Solar | Q.PEAK BLK-G5 315 | Solar Panels |  | 0.315 | 2 | 159 | 39 |  | Fixed | Roof
Solar Registration Program | NJSRRE1541861837 | Fair Lawn | 7410 | 7 | 2.84 | Residential | Yes | Behind the Meter | Vivint Solar Developer, LLC | PSE&G | Accepted | 2019-08-20 | 2019-08-23 | 2020-08-23 | SOLAREDGE TECHNOLOGIES | SE3800H-US | Inverters | 3800 |  | 1 |  |  | 0.992 |  | Outdoor | Near the Utility Meter
Solar Registration Program | NJSRRE1541870289 | Bloomfield | 7003 | 9 | 2.84 | Residential | No | Behind the Meter | Trinity Solar | PSE&G | Accepted | 2019-08-21 | 2019-08-26 | 2020-08-26 | HANWHA | Q.PEAK DUO BLK-G5 315 | Solar Panels |  | 0.315 | 9 | 216 | 34 |  | Fixed | Roof
Solar Registration Program | NJSRRE1541870289 | Bloomfield | 7003 | 9 | 2.84 | Residential | No | Behind the Meter | Trinity Solar | PSE&G | Accepted | 2019-08-21 | 2019-08-26 | 2020-08-26 | Solar Edge | SE3000H-US000BNC4 | Inverters | 3000 |  | 1 |  |  | 0.97 |  | Outdoor | side of home
Solar Registration Program | NJSRRE1541880923 | HOWELL | 7731 | 17 | 2.84 | Residential | Yes | Behind the Meter | Vivint Solar Developer, LLC | JCP&L | Accepted | 2019-08-29 | 2019-09-04 | 2020-09-04 | Hanwha Solar | Q.PEAK BLK-G5 315 | Solar Panels |  | 0.315 | 5 | 65 | 15 |  | Fixed | Roof
Solar Registration Program | NJSRRE1541880923 | HOWELL | 7731 | 17 | 2.84 | Residential | Yes | Behind the Meter | Vivint Solar Developer, LLC | JCP&L | Accepted | 2019-08-29 | 2019-09-04 | 2020-09-04 | Hanwha Solar | Q.PEAK BLK-G5 315 | Solar Panels |  | 0.315 | 4 | 245 | 15 |  | Fixed | Roof
Solar Registration Program | NJSRRE1541880923 | HOWELL | 7731 | 17 | 2.84 | Residential | Yes | Behind the Meter | Vivint Solar Developer, LLC | JCP&L | Accepted | 2019-08-29 | 2019-09-04 | 2020-09-04 | SOLAR EDGE | SE3800H-US | Inverters | 3800 |  | 1 |  |  | 0.992 |  | Outdoor | Near the Utility Meter
Solar Registration Program | NJSRRE1541881092 | E BRUNSWICK | 8816 | 11 | 2.84 | Residential | Yes | Behind the Meter | Vivint Solar Developer, LLC | PSE&G | Accepted | 2019-08-26 | 2019-08-28 | 2020-08-28 | HANWHA SOLAR | Q.PEAK BLK-G5 315 | Solar Panels |  | 0.315 | 9 | 201 | 19 |  | Fixed | Roof
Solar Registration Program | NJSRRE1541881092 | E BRUNSWICK | 8816 | 11 | 2.84 | Residential | Yes | Behind the Meter | Vivint Solar Developer, LLC | PSE&G | Accepted | 2019-08-26 | 2019-08-28 | 2020-08-28 | solaredge | SE3800H-US000BNC4 | Inverters | 3800 |  | 1 |  |  | 0.992 |  | Outdoor | Near the Utility Meter
Solar Registration Program | NJSRRE1541883873 | Gibbstown | 8027 | 15 | 2.84 | Residential | Yes | Behind the Meter | Vivint Solar Developer, LLC | AC Electric | Accepted | 2019-09-03 | 2019-09-03 | 2020-09-03 | HANWHA SOLAR | Q.PEAK BLK-G5 315 | Solar Panels |  | 0.315 | 9 | 128 | 19 |  | Fixed | Roof
Solar Registration Program | NJSRRE1541883873 | Gibbstown | 8027 | 15 | 2.84 | Residential | Yes | Behind the Meter | Vivint Solar Developer, LLC | AC Electric | Accepted | 2019-09-03 | 2019-09-03 | 2020-09-03 | SOLAR EDGE | SE3800H-US000BNC4 | Inverters | 3800 |  | 1 |  |  | 0.992 |  | Outdoor | Near the Utility Meter
Solar Registration Program | NJSRRE1541891092 | CAPE MAY | 8204 | 21 | 2.84 | Residential | Yes | Behind the Meter | Vivint Solar Developer, LLC | AC Electric | Accepted | 2019-09-04 | 2019-09-11 | 2020-09-11 | HANWHA SOLAR | Q.PEAK BLK-G5 315 | Solar Panels |  | 0.315 | 9 | 128 | 22 |  | Fixed | Roof
Solar Registration Program | NJSRRE1541891092 | CAPE MAY | 8204 | 21 | 2.84 | Residential | Yes | Behind the Meter | Vivint Solar Developer, LLC | AC Electric | Accepted | 2019-09-04 | 2019-09-11 | 2020-09-11 | SOLAREDGE TECHNOLOGIES | SE3800H-US000BNC | Inverters | 3800 |  | 1 |  |  | 0.992 |  | Outdoor | Near the Utility Meter
Solar Registration Program | NJSRRE1541894786 | NORTHFIELD | 8225 | 19 | 2.84 | Residential | Yes | Behind the Meter | Vivint Solar Developer, LLC | AC Electric | Accepted | 2019-09-03 | 2019-09-04 | 2020-09-04 | Hanwha Solar | Q.PEAK BLK-G5 315 | Solar Panels |  | 0.315 | 9 | 164 | 19 |  | Fixed | Roof
Solar Registration Program | NJSRRE1541894786 | NORTHFIELD | 8225 | 19 | 2.84 | Residential | Yes | Behind the Meter | Vivint Solar Developer, LLC | AC Electric | Accepted | 2019-09-03 | 2019-09-04 | 2020-09-04 | SolarEdge Technologies | SE3800H | Inverters | 3800 |  | 1 |  |  | 0.992 |  | Outdoor | Near the Utility Meter
Solar Registration Program | NJSRRE1541989831 | PAULSBORO | 8066 | 15 | 2.84 | Residential | Yes | Behind the Meter | Vivint Solar Developer, LLC | AC Electric | Accepted | 2019-09-03 | 2019-09-05 | 2020-09-05 | solar edge | SOLAR Q.PEAK BLK-G5 315 | Solar Panels |  | 0.315 | 9 | 161 | 26 |  | Fixed | Roof
Solar Registration Program | NJSRRE1541989831 | PAULSBORO | 8066 | 15 | 2.84 | Residential | Yes | Behind the Meter | Vivint Solar Developer, LLC | AC Electric | Accepted | 2019-09-03 | 2019-09-05 | 2020-09-05 | solar edge | S SE3800H-US | Inverters | 3800 |  | 1 |  |  | 0.992 |  | Outdoor | near utility meter
Solar Registration Program | NJSRRE1542161758 | Bloomfield | 7003 | 9 | 2.84 | Residential | No | Behind the Meter | Trinity Solar | PSE&G | Accepted | 2019-09-04 | 2019-09-06 | 2020-09-06 | HANWHA | Q.PEAK DUO BLK-G5 315 | Solar Panels |  | 0.315 | 9 | 216 | 34 |  | Fixed | Roof
Solar Registration Program | NJSRRE1542161758 | Bloomfield | 7003 | 9 | 2.84 | Residential | No | Behind the Meter | Trinity Solar | PSE&G | Accepted | 2019-09-04 | 2019-09-06 | 2020-09-06 | Solar Edge | SE3000H-US | Inverters | 3000 |  | 1 |  |  | 0.97 |  | Outdoor | side of home
Solar Registration Program | NJSRRE1542396606 | Newark | 7105 | 9 | 2.84 | Residential | No | Behind the Meter | Trinity Solar | PSE&G | Accepted | 2019-09-13 | 2019-09-17 | 2020-09-17 | HANWHA | Q.PEAK DUO BLK-G5 315 | Solar Panels |  | 0.315 | 4 | 53 | 23 |  | Fixed | Roof
Solar Registration Program | NJSRRE1542396606 | Newark | 7105 | 9 | 2.84 | Residential | No | Behind the Meter | Trinity Solar | PSE&G | Accepted | 2019-09-13 | 2019-09-17 | 2020-09-17 | HANWHA | Q.PEAK DUO BLK-G5 315 | Solar Panels |  | 0.315 | 5 | 233 | 23 |  | Fixed | Roof
Solar Registration Program | NJSRRE1542396606 | Newark | 7105 | 9 | 2.84 | Residential | No | Behind the Meter | Trinity Solar | PSE&G | Accepted | 2019-09-13 | 2019-09-17 | 2020-09-17 | SOLAR EDGE | SE3000H-US | Inverters | 3000 |  | 1 |  |  | 0.97 |  | Outdoor | SIDE OF HOME
Solar Registration Program | NJSRRE1542396864 | Newark | 7105 | 9 | 2.84 | Residential | No | Behind the Meter | Trinity Solar | PSE&G | Accepted | 2019-09-13 | 2019-09-17 | 2020-09-17 | HANWHA | Q.PEAK DUO BLK-G5 315 | Solar Panels |  | 0.315 | 4 | 53 | 23 |  | Fixed | Roof
Solar Registration Program | NJSRRE1542396864 | Newark | 7105 | 9 | 2.84 | Residential | No | Behind the Meter | Trinity Solar | PSE&G | Accepted | 2019-09-13 | 2019-09-17 | 2020-09-17 | HANWHA | Q.PEAK DUO BLK-G5 315 | Solar Panels |  | 0.315 | 5 | 233 | 23 |  | Fixed | Roof
Solar Registration Program | NJSRRE1542396864 | Newark | 7105 | 9 | 2.84 | Residential | No | Behind the Meter | Trinity Solar | PSE&G | Accepted | 2019-09-13 | 2019-09-17 | 2020-09-17 | SOLAR EDGE | SE3000H-US | Inverters | 3000 |  | 1 |  |  | 0.97 |  | Outdoor | SIDE OF HOME
Solar Registration Program | NJSRRE1542425031 | South Orange | 7079 | 9 | 2.84 | Residential | Yes | Behind the Meter | Trinity Solar | PSE&G | Accepted | 2019-09-20 | 2019-09-24 | 2020-09-24 | Hanwha | Q.PEAK DUO BLK-G5 315 | Solar Panels |  | 0.315 | 9 | 137 | 40 |  | Fixed | Roof
Solar Registration Program | NJSRRE1542425031 | South Orange | 7079 | 9 | 2.84 | Residential | Yes | Behind the Meter | Trinity Solar | PSE&G | Accepted | 2019-09-20 | 2019-09-24 | 2020-09-24 | Solar Edge | SE3000 | Inverters | 3000 |  | 1 |  |  | 0.97 |  | Outside | side of home
Solar Registration Program | NJSRRE1542425067 | GALLOWAY | 8205 | 19 | 2.84 | Residential | Yes | Behind the Meter | Vivint Solar Developer, LLC | AC Electric | Accepted | 2019-09-20 | 2019-09-24 | 2020-09-24 | HANWHA SOLAR | Q.PEAK BLK-G5 315 | Solar Panels |  | 0.315 | 3 | 281 | 29 |  | Fixed | Roof
Solar Registration Program | NJSRRE1542425067 | GALLOWAY | 8205 | 19 | 2.84 | Residential | Yes | Behind the Meter | Vivint Solar Developer, LLC | AC Electric | Accepted | 2019-09-20 | 2019-09-24 | 2020-09-24 | Hanwha | Q.PEAK BLK-G5 315 | Solar Panels |  | 0.315 | 6 | 101 | 29 |  | Fixed | Roof
Solar Registration Program | NJSRRE1542425067 | GALLOWAY | 8205 | 19 | 2.84 | Residential | Yes | Behind the Meter | Vivint Solar Developer, LLC | AC Electric | Accepted | 2019-09-20 | 2019-09-24 | 2020-09-24 | SolarEdge | SE3800H-US | Inverters | 3800 |  | 1 |  |  | 0.992 |  | Outdoor | Near the Utility Meter
Solar Registration Program | NJSRRE1542461627 | NORTHFIELD | 8225 | 19 | 2.84 | Residential | Yes | Behind the Meter | Vivint Solar Developer, LLC | AC Electric | Accepted | 2019-09-30 | 2019-10-02 | 2020-10-02 | Hanwha Solar | Q.PEAK BLK-G5 315 | Solar Panels |  | 0.315 | 9 | 52 | 22 |  | Fixed | Roof
Solar Registration Program | NJSRRE1542461627 | NORTHFIELD | 8225 | 19 | 2.84 | Residential | Yes | Behind the Meter | Vivint Solar Developer, LLC | AC Electric | Accepted | 2019-09-30 | 2019-10-02 | 2020-10-02 | SOLAREDGE | SE3800H-US000BNC4 | Inverters | 3800 |  | 1 |  |  | 0.992 |  | Outdoor | Near The Utility Meter
Solar Registration Program | NJSRRE1542476170 | PLEASANTVILLE | 8232 | 19 | 2.84 | Residential | Yes | Behind the Meter | Vivint Solar Developer, LLC | AC Electric | Accepted | 2019-10-01 | 2019-10-03 | 2020-10-03 | HANWHA SOLAR | Q.PEAK BLK-G5 315 | Solar Panels |  | 0.315 | 9 | 348 | 41 |  | Fixed | Roof
Solar Registration Program | NJSRRE1542476170 | PLEASANTVILLE | 8232 | 19 | 2.84 | Residential | Yes | Behind the Meter | Vivint Solar Developer, LLC | AC Electric | Accepted | 2019-10-01 | 2019-10-03 | 2020-10-03 | SOLAR EDGE | SE3800H-US | Inverters | 3800 |  | 1 |  |  | 0.992 |  | Outdoor | NEAR THE UTILITY METER
Solar Registration Program | NJSRRE1542501313 | Jersey City | 7305 | 8 | 2.84 | Residential | Yes | Behind the Meter | Trinity Solar | PSE&G | Accepted | 2019-10-03 | 2019-10-08 | 2020-10-08 | HANWHA | Q.PEAK DUO BLK-G5 315 | Solar Panels |  | 0.315 | 9 | 148 | 30 |  | Fixed | Roof
Solar Registration Program | NJSRRE1542501313 | Jersey City | 7305 | 8 | 2.84 | Residential | Yes | Behind the Meter | Trinity Solar | PSE&G | Accepted | 2019-10-03 | 2019-10-08 | 2020-10-08 | Solar Edge | SE3000H-US | Inverters | 3000 |  | 1 |  |  | 0.97 |  | Outdoor | side of home
Solar Registration Program | NJSRRE1542510356 | BERGENFIELD | 7621 | 7 | 2.84 | Residential | Yes | Behind the Meter | Vivint Solar Developer, LLC | PSE&G | Accepted | 2019-10-05 | 2019-10-09 | 2020-10-09 | Hanwha Solar | Q.PEAK BLK-G5 315 | Solar Panels |  | 0.315 | 9 | 177 | 40 |  | Fixed | Roof
Solar Registration Program | NJSRRE1542510356 | BERGENFIELD | 7621 | 7 | 2.84 | Residential | Yes | Behind the Meter | Vivint Solar Developer, LLC | PSE&G | Accepted | 2019-10-05 | 2019-10-09 | 2020-10-09 | Solar Edge | SE3800H-US000BNC4 | Inverters | 3800 |  | 1 |  |  | 0.992 |  | Outdoor | Near the Utility Meter
Solar Registration Program | NJSRRE1542515237 | ATCO | 8004 | 14 | 2.84 | Residential | Yes | Behind the Meter | Vivint Solar Developer, LLC | AC Electric | Accepted | 2019-10-08 | 2019-10-10 | 2020-10-10 | Hanwha Solar | Q.PEAK BLK-G5 315 | Solar Panels |  | 0.315 | 7 | 13 | 33 |  | Fixed | Roof
Solar Registration Program | NJSRRE1542515237 | ATCO | 8004 | 14 | 2.84 | Residential | Yes | Behind the Meter | Vivint Solar Developer, LLC | AC Electric | Accepted | 2019-10-08 | 2019-10-10 | 2020-10-10 | Hanwha Solar | Q.PEAK BLK-G5 315 | Solar Panels |  | 0.315 | 2 | 193 | 33 |  | Fixed | Roof
Solar Registration Program | NJSRRE1542515237 | ATCO | 8004 | 14 | 2.84 | Residential | Yes | Behind the Meter | Vivint Solar Developer, LLC | AC Electric | Accepted | 2019-10-08 | 2019-10-10 | 2020-10-10 | SOLAR EDGE | SE3800H-US000BNC4 | Inverters | 3800 |  | 1 |  |  | 0.992 |  | Outdoor | Near The Utility Meter
Solar Registration Program | NJSRRE1542524605 | Ocean City | 8226 | 21 | 2.84 | Residential | No | Behind the Meter | Trinity Solar | AC Electric | Accepted | 2019-10-10 | 2019-10-14 | 2020-10-14 | HANWHA | Q.PEAK DUO BLK-G5 315 | Solar Panels |  | 0.315 | 9 | 263 | 37 |  | Fixed | Roof
Solar Registration Program | NJSRRE1542524605 | Ocean City | 8226 | 21 | 2.84 | Residential | No | Behind the Meter | Trinity Solar | AC Electric | Accepted | 2019-10-10 | 2019-10-14 | 2020-10-14 | ENPHASE | IQ7-60-2-US | Inverters | 240 |  | 9 |  |  | 0.96 |  | Outdoor | under panels
Solar Registration Program | NJSRRE1542541782 | Egg Harbor Township | 8234 | 19 | 2.84 | Residential | Yes | Behind the Meter | Trinity Solar | AC Electric | Accepted | 2019-10-14 | 2019-10-16 | 2020-10-16 | Hanwha | Q.PEAK DUO BLK-G5 315 | Solar Panels |  | 0.315 | 9 | 201 | 27 |  | Fixed | Roof
Solar Registration Program | NJSRRE1542541782 | Egg Harbor Township | 8234 | 19 | 2.84 | Residential | Yes | Behind the Meter | Trinity Solar | AC Electric | Accepted | 2019-10-14 | 2019-10-16 | 2020-10-16 | Solar Edge | SE3000 | Inverters | 3000 |  | 1 |  |  | 0.97 |  | Outside | side of home
Solar Registration Program | NJSRRE1542553068 | Bloomfield | 7003 | 9 | 2.84 | Residential | Yes | Behind the Meter | Trinity Solar | PSE&G | Accepted | 2019-10-17 | 2019-10-21 | 2020-10-21 | HANWHA | Q.PEAK DUO BLK-G5 315 | Solar Panels |  | 0.315 | 9 | 123 | 27 |  | Fixed | Roof
Solar Registration Program | NJSRRE1542553068 | Bloomfield | 7003 | 9 | 2.84 | Residential | Yes | Behind the Meter | Trinity Solar | PSE&G | Accepted | 2019-10-17 | 2019-10-21 | 2020-10-21 | Solar Edge | SE3000H-US000BNC4 | Inverters | 3000 |  | 1 |  |  | 0.97 |  | Outdoor | side of home
Solar Registration Program | NJSRRE1542556991 | Ridgefield Park | 7660 | 7 | 2.84 | Residential | No | Behind the Meter | Trinity Solar | PSE&G | Accepted | 2019-10-18 | 2019-10-22 | 2020-10-22 | HANWHA | Q.PEAK DUO BLK-G5 315 | Solar Panels |  | 0.315 | 9 | 175 | 23 |  | Fixed | Roof
Solar Registration Program | NJSRRE1542556991 | Ridgefield Park | 7660 | 7 | 2.84 | Residential | No | Behind the Meter | Trinity Solar | PSE&G | Accepted | 2019-10-18 | 2019-10-22 | 2020-10-22 | Solar Edge | SE3000H-US000BNC4 | Inverters | 3000 |  | 1 |  |  | 0.97 |  | Outdoor | side of home
Solar Registration Program | NJSRRE1542578849 | Bloomfield | 7003 | 9 | 2.84 | Residential | Yes | Behind the Meter | Trinity Solar | PSE&G | Accepted | 2019-10-23 | 2019-10-25 | 2020-10-25 | Hanwha | Q.PEAK DUO BLK-G5 315 | Solar Panels |  | 0.315 | 9 | 175 | 43 |  | Fixed | Roof
Solar Registration Program | NJSRRE1542578849 | Bloomfield | 7003 | 9 | 2.84 | Residential | Yes | Behind the Meter | Trinity Solar | PSE&G | Accepted | 2019-10-23 | 2019-10-25 | 2020-10-25 | Solar Edge | SE3000 | Inverters | 3000 |  | 1 |  |  | 0.97 |  | Outside | side of home
Solar Registration Program | NJSRRE1542625116 | East Orange | 7017 | 9 | 2.84 | Residential | Yes | Behind the Meter | Trinity Solar | PSE&G | Accepted | 2019-10-25 | 2019-10-29 | 2020-10-29 | Hanwha | Q.PEAK DUO BLK-G5 315 | Solar Panels |  | 0.315 | 4 | 164 | 14 |  | Fixed | Roof
Solar Registration Program | NJSRRE1542625116 | East Orange | 7017 | 9 | 2.84 | Residential | Yes | Behind the Meter | Trinity Solar | PSE&G | Accepted | 2019-10-25 | 2019-10-29 | 2020-10-29 | Hanwha | Q.PEAK DUO BLK-G5 315 | Solar Panels |  | 0.315 | 5 | 74 | 44 |  | Fixed | Roof
Solar Registration Program | NJSRRE1542625116 | East Orange | 7017 | 9 | 2.84 | Residential | Yes | Behind the Meter | Trinity Solar | PSE&G | Accepted | 2019-10-25 | 2019-10-29 | 2020-10-29 | Solar Edge | SE3000 | Inverters | 3000 |  | 1 |  |  | 0.97 |  | Outside | side of home
Solar Registration Program | NJSRRE1542687264 | South Plainfield | 7080 | 11 | 2.84 | Residential | Yes | Behind the Meter | Trinity Solar | PSE&G | Accepted | 2019-10-29 | 2019-10-31 | 2020-10-31 | HANWHA | Q.PEAK DUO BLK-G5 315 | Solar Panels |  | 0.315 | 9 | 266 | 23 |  | Fixed | Roof
Solar Registration Program | NJSRRE1542687264 | South Plainfield | 7080 | 11 | 2.84 | Residential | Yes | Behind the Meter | Trinity Solar | PSE&G | Accepted | 2019-10-29 | 2019-10-31 | 2020-10-31 | Solar Edge | SE3000H-US000BNC4 | Inverters | 3000 |  | 1 |  |  | 0.97 |  | Outdoor | side of home
Solar Registration Program | NJSRRE1542816137 | Edison | 8817 | 11 | 2.84 | Residential | Yes | Behind the Meter | Pro Custom Solar dba Momentum Solar | PSE&G | Accepted | 2019-10-30 | 2019-11-01 | 2020-11-01 | Hanwha | Q.Peak DUO BLK-G5 315 | Solar Panels |  | 0.315 | 9 | 137 | 30 |  | Fixed | Roof
Solar Registration Program | NJSRRE1542816137 | Edison | 8817 | 11 | 2.84 | Residential | Yes | Behind the Meter | Pro Custom Solar dba Momentum Solar | PSE&G | Accepted | 2019-10-30 | 2019-11-01 | 2020-11-01 | Enphase Energy | IQ6-60-2-US | Inverters | 240 |  | 9 |  |  | 0.97 |  | Outdoor | Roof
Solar Registration Program | NJSRRE1542967102 | Paterson | 7513 | 6 | 2.84 | Residential | Yes | Behind the Meter | Trinity Solar | PSE&G | Accepted | 2019-11-05 | 2019-11-07 | 2020-11-07 | Hanwha 315 | Q.PEAK DUO BLK-G5 315 | Solar Panels |  | 0.315 | 9 | 189 | 40 |  | Fixed | Roof
Solar Registration Program | NJSRRE1542967102 | Paterson | 7513 | 6 | 2.84 | Residential | Yes | Behind the Meter | Trinity Solar | PSE&G | Accepted | 2019-11-05 | 2019-11-07 | 2020-11-07 | Solar Edge | SE3000H-US | Inverters | 3000 |  | 1 |  |  | 0.97 |  | Outside | side of home
Solar Registration Program | NJSRRE1543042510 | ROSELLE | 7203 | 10 | 2.84 | Residential | Yes | Behind the Meter | Vivint Solar Developer, LLC | PSE&G | Accepted | 2019-11-07 | 2019-11-11 | 2020-11-11 | HANWHA SOLAR | Q.PEAK BLK-G5 315 | Solar Panels |  | 0.315 | 9 | 170 | 38 |  | Fixed | Roof
Solar Registration Program | NJSRRE1543042510 | ROSELLE | 7203 | 10 | 2.84 | Residential | Yes | Behind the Meter | Vivint Solar Developer, LLC | PSE&G | Accepted | 2019-11-07 | 2019-11-11 | 2020-11-11 | solar edge | SE3800H-US | Inverters | 3800 |  | 1 |  |  | 0.992 |  | Outdoor | near the utility meter
Solar Registration Program | NJSRRE1543046155 | Woodbridge Township | 7095 | 11 | 2.84 | Residential | Yes | Behind the Meter | Suntuity Solar LLC | PSE&G | Accepted | 2019-11-07 | 2019-11-15 | 2020-11-15 | Yingli Green Energy | YL315D-30b | Solar Panels |  | 0.315 | 9 | 151 | 42 |  | Fixed | Roof
Solar Registration Program | NJSRRE1543046155 | Woodbridge Township | 7095 | 11 | 2.84 | Residential | Yes | Behind the Meter | Suntuity Solar LLC | PSE&G | Accepted | 2019-11-07 | 2019-11-15 | 2020-11-15 | Enphase Energy | IQ7-60-2-US | Inverters | 240 |  | 9 |  |  | 0.97 |  | Outdoor | Behind the PV Modules
Solar Registration Program | NJSRRE1543046180 | Clifton | 7011 | 6 | 2.84 | Residential | Yes | Behind the Meter | Trinity Solar | PSE&G | Accepted | 2019-11-07 | 2019-11-11 | 2020-11-11 | HANWHA | Q.PEAK DUO BLK-G5 315 | Solar Panels |  | 0.315 | 9 | 235 | 37 |  | Fixed | Roof
Solar Registration Program | NJSRRE1543046180 | Clifton | 7011 | 6 | 2.84 | Residential | Yes | Behind the Meter | Trinity Solar | PSE&G | Accepted | 2019-11-07 | 2019-11-11 | 2020-11-11 | SOLAR EDGE | SE3000H-US | Inverters | 3000 |  | 1 |  |  | 0.97 |  | Outdoor | SIDE OF HOME
Solar Registration Program | NJSRRE1543046314 | Manahawkin | 8050 | 18 | 2.84 | Residential | Yes | Behind the Meter | Vivint Solar Developer, LLC | AC Electric | Accepted | 2019-11-07 | 2019-11-11 | 2020-11-11 | HANWHA SOLAR | Q.PEAK BLK-G5 315 | Solar Panels |  | 0.315 | 9 | 129 | 32 |  | Fixed | Roof
Solar Registration Program | NJSRRE1543046314 | Manahawkin | 8050 | 18 | 2.84 | Residential | Yes | Behind the Meter | Vivint Solar Developer, LLC | AC Electric | Accepted | 2019-11-07 | 2019-11-11 | 2020-11-11 | SOLAREDGE | SE3800H-US000BNC4 | Inverters | 3800 |  | 1 |  |  | 0.992 |  | Outdoor | Near the Utility Meter
Solar Registration Program | NJSRRE1543169765 | Linden | 7036 | 10 | 2.84 | Residential | Yes | Behind the Meter | Trinity Solar | PSE&G | Accepted | 2019-11-13 | 2019-11-15 | 2020-11-15 | Hanwha | Q.PEAK DUO BLK-G5 315 | Solar Panels |  | 0.315 | 9 | 126 | 37 |  | Single Axis | Roof
Solar Registration Program | NJSRRE1543169765 | Linden | 7036 | 10 | 2.84 | Residential | Yes | Behind the Meter | Trinity Solar | PSE&G | Accepted | 2019-11-13 | 2019-11-15 | 2020-11-15 | Solar Edge | SE3000 | Inverters | 3000 |  | 1 |  |  | 0.97 |  | Outside | side of home
Solar Registration Program | NJSRRE1543210256 | Wenonah | 8090 | 15 | 2.84 | Residential | Yes | Behind the Meter | Trinity Solar | PSE&G | Accepted | 2019-11-13 | 2019-11-18 | 2020-11-18 | HANWHA | Q.PEAK DUO BLK-G5 315 | Solar Panels |  | 0.315 | 9 | 156 | 23 |  | Fixed | Roof
Solar Registration Program | NJSRRE1543210256 | Wenonah | 8090 | 15 | 2.84 | Residential | Yes | Behind the Meter | Trinity Solar | PSE&G | Accepted | 2019-11-13 | 2019-11-18 | 2020-11-18 | Solar Edge | SE3000H-US000BNC4 | Inverters | 3000 |  | 1 |  |  | 0.97 |  | Outdoor | side of home
Solar Registration Program | NJSRRE1543425562 | BRIGANTINE | 8203 | 19 | 2.84 | Residential | Yes | Behind the Meter | Vivint Solar Developer, LLC | AC Electric | Accepted | 2019-11-20 | 2019-11-25 | 2020-11-25 | HANWHA SOLAR | Q.PEAK BLK-G5 315 | Solar Panels |  | 0.315 | 9 | 35 | 353 |  | Fixed | Roof
Solar Registration Program | NJSRRE1543425562 | BRIGANTINE | 8203 | 19 | 2.84 | Residential | Yes | Behind the Meter | Vivint Solar Developer, LLC | AC Electric | Accepted | 2019-11-20 | 2019-11-25 | 2020-11-25 | SOLAREDGE | SE3800H-US | Inverters | 3800 |  | 1 |  |  | 0.992 |  | Outdoor | Near the Utility Meter
Solar Registration Program | NJSRRE1543447241 | Pennsauken | 8110 | 14 | 2.84 | Residential | Yes | Behind the Meter | Trinity Solar | PSE&G | Accepted | 2019-12-11 | 2019-12-11 | 2020-12-11 | HANWHA | Q.PEAK DUO BLK-G5 315 | Solar Panels |  | 0.315 | 9 | 238 | 38 |  | Fixed | Roof
Solar Registration Program | NJSRRE1543447241 | Pennsauken | 8110 | 14 | 2.84 | Residential | Yes | Behind the Meter | Trinity Solar | PSE&G | Accepted | 2019-12-11 | 2019-12-11 | 2020-12-11 | solar edge | SE3000H-US | Inverters | 3000 |  | 1 |  |  | 0.97 |  | Outside | SIDE
Solar Registration Program | NJSRRE1543451488 | Hammonton | 8037 | 19 | 2.84 | Residential | Yes | Behind the Meter | Trinity Solar | AC Electric | Accepted | 2019-11-27 | 2019-12-03 | 2020-12-03 | Hanwha | Q.PEAK DUO BLK-G5 315 | Solar Panels |  | 0.315 | 7 | 130 | 18 |  | Fixed | Roof
Solar Registration Program | NJSRRE1543451488 | Hammonton | 8037 | 19 | 2.84 | Residential | Yes | Behind the Meter | Trinity Solar | AC Electric | Accepted | 2019-11-27 | 2019-12-03 | 2020-12-03 | Hanwha | Q.PEAK DUO BLK-G5 315 | Solar Panels |  | 0.315 | 2 | 310 | 18 |  | Fixed | Roof
Solar Registration Program | NJSRRE1543451488 | Hammonton | 8037 | 19 | 2.84 | Residential | Yes | Behind the Meter | Trinity Solar | AC Electric | Accepted | 2019-11-27 | 2019-12-03 | 2020-12-03 | Solar Edge | SE3000 | Inverters | 3000 |  | 1 |  |  | 0.97 |  | Outside | side of home
Solar Registration Program | NJSRRE1543463118 | Toms River | 8753 | 18 | 2.84 | Residential | Yes | Behind the Meter | Trinity Solar | JCP&L | Accepted | 2019-12-02 | 2019-12-04 | 2020-12-04 | Hanwha | Q.PEAK DUO BLK-G5 315 | Solar Panels |  | 0.315 | 9 | 166 | 22 |  | Fixed | Roof
Solar Registration Program | NJSRRE1543463118 | Toms River | 8753 | 18 | 2.84 | Residential | Yes | Behind the Meter | Trinity Solar | JCP&L | Accepted | 2019-12-02 | 2019-12-04 | 2020-12-04 | Solar Edge | SE3000 | Inverters | 3000 |  | 1 |  |  | 0.97 |  | Outside | side of home
Solar Registration Program | NJSRRE1543477529 | North Arlington | 7031 | 7 | 2.84 | Residential | Yes | Behind the Meter | Trinity Solar | PSE&G | Accepted | 2019-12-04 | 2019-12-06 | 2020-12-06 | Hanwha | Q.PEAK DUO BLK-G5 315 | Solar Panels |  | 0.315 | 9 | 124 | 23 |  | Fixed | Roof
Solar Registration Program | NJSRRE1543477529 | North Arlington | 7031 | 7 | 2.84 | Residential | Yes | Behind the Meter | Trinity Solar | PSE&G | Accepted | 2019-12-04 | 2019-12-06 | 2020-12-06 | Solar Edge | SE3000 | Inverters | 3000 |  | 1 |  |  | 0.97 |  | Outside | side of home
Solar Registration Program | NJSRRE1543481401 | Lyndhurst | 7071 | 7 | 2.84 | Residential | Yes | Behind the Meter | Trinity Solar | PSE&G | Accepted | 2019-12-05 | 2019-12-09 | 2020-12-09 | HANWHA | Q.PEAK DUO BLK-G5 315 | Solar Panels |  | 0.315 | 9 | 128 | 34 |  | Fixed | Roof
Solar Registration Program | NJSRRE1543481401 | Lyndhurst | 7071 | 7 | 2.84 | Residential | Yes | Behind the Meter | Trinity Solar | PSE&G | Accepted | 2019-12-05 | 2019-12-09 | 2020-12-09 | SOLAR EDGE | SE3000H-US | Inverters | 3000 |  | 1 |  |  | 0.97 |  | Outside | SIDE OF HOME
Solar Registration Program | NJSRRE1543495745 | Bloomfield | 7003 | 9 | 2.84 | Residential | Yes | Behind the Meter | Trinity Solar | PSE&G | Accepted | 2019-12-06 | 2019-12-10 | 2020-12-10 | Hanwha 315 | Q.PEAK DUO BLK-G5 315 | Solar Panels |  | 0.315 | 9 | 197 | 27 |  | Fixed | Roof
Solar Registration Program | NJSRRE1543495745 | Bloomfield | 7003 | 9 | 2.84 | Residential | Yes | Behind the Meter | Trinity Solar | PSE&G | Accepted | 2019-12-06 | 2019-12-10 | 2020-12-10 | Solar Edge | SE3000H-US | Inverters | 3000 |  | 1 |  |  | 0.97 |  | Outside | garage
Solar Registration Program | NJSRRE1543513148 | Mt Ephraim | 8059 | 14 | 2.84 | Residential | Yes | Behind the Meter | Trinity Solar | PSE&G | Accepted | 2019-12-11 | 2019-12-16 | 2020-12-16 | Hanwha | Q.PEAK DUO BLK-G5 315 | Solar Panels |  | 0.315 | 4 | 260 | 28 |  | Fixed | Roof
Solar Registration Program | NJSRRE1543513148 | Mt Ephraim | 8059 | 14 | 2.84 | Residential | Yes | Behind the Meter | Trinity Solar | PSE&G | Accepted | 2019-12-11 | 2019-12-16 | 2020-12-16 | Hanwha | Q.PEAK DUO BLK-G5 315 | Solar Panels |  | 0.315 | 5 | 260 | 8 |  | Fixed | Roof
Solar Registration Program | NJSRRE1543513148 | Mt Ephraim | 8059 | 14 | 2.84 | Residential | Yes | Behind the Meter | Trinity Solar | PSE&G | Accepted | 2019-12-11 | 2019-12-16 | 2020-12-16 | Solar Edge | SE3000 | Inverters | 3000 |  | 1 |  |  | 0.97 |  | Outside | side of home
Solar Registration Program | NJSRRE1543521981 | Paterson | 7501 | 6 | 2.84 | Residential | No | Behind the Meter | Trinity Solar | PSE&G | Accepted | 2019-12-12 | 2019-12-16 | 2020-12-16 | Yingli | YL315D-30b | Solar Panels |  | 0.315 | 9 | 245 | 12 |  | Fixed | Roof
Solar Registration Program | NJSRRE1543521981 | Paterson | 7501 | 6 | 2.84 | Residential | No | Behind the Meter | Trinity Solar | PSE&G | Accepted | 2019-12-12 | 2019-12-16 | 2020-12-16 | Solar Edge | SE3000 | Inverters | 3000 |  | 1 |  |  | 0.97 |  | Outside | side of home
Solar Registration Program | NJSRRE1543546549 | Hillside | 7205 | 10 | 2.84 | Residential | Yes | Behind the Meter | Trinity Solar | PSE&G | Accepted | 2019-12-13 | 2019-12-17 | 2020-12-17 | Hanwha | Q.PEAK DUO BLK-G5 315 | Solar Panels |  | 0.315 | 9 | 172 | 27 |  | Fixed | Roof
Solar Registration Program | NJSRRE1543546549 | Hillside | 7205 | 10 | 2.84 | Residential | Yes | Behind the Meter | Trinity Solar | PSE&G | Accepted | 2019-12-13 | 2019-12-17 | 2020-12-17 | Solar Edge | SE3000 | Inverters | 3000 |  | 1 |  |  | 0.97 |  | Outside | side of home
Solar Registration Program | NJSRRE1543553115 | North Wildwood | 8260 | 21 | 2.84 | Residential | Yes | Behind the Meter | Trinity Solar | AC Electric | Accepted | 2019-12-16 | 2019-12-19 | 2020-12-19 | Hanwha | Q.PEAK DUO BLK-G5 315 | Solar Panels |  | 0.315 | 4 | 224 | 37 |  | Fixed | Roof
Solar Registration Program | NJSRRE1543553115 | North Wildwood | 8260 | 21 | 2.84 | Residential | Yes | Behind the Meter | Trinity Solar | AC Electric | Accepted | 2019-12-16 | 2019-12-19 | 2020-12-19 | Hanwha | Q.PEAK DUO BLK-G5 315 | Solar Panels |  | 0.315 | 5 | 224 | 27 |  | Fixed | Roof
Solar Registration Program | NJSRRE1543553115 | North Wildwood | 8260 | 21 | 2.84 | Residential | Yes | Behind the Meter | Trinity Solar | AC Electric | Accepted | 2019-12-16 | 2019-12-19 | 2020-12-19 | Solar Edge | SE3000 | Inverters | 3000 |  | 1 |  |  | 0.97 |  | Outside | side of home
Solar Registration Program | NJSRRE1543556182 | Millville | 8332 | 20 | 2.84 | Residential | Yes | Behind the Meter | Trinity Solar | AC Electric | Accepted | 2019-12-17 | 2019-12-20 | 2020-12-20 | HANWHA | Q.PEAK DUO BLK-G5 315 | Solar Panels |  | 0.315 | 9 | 182 | 34 |  | Fixed | Roof
Solar Registration Program | NJSRRE1543556182 | Millville | 8332 | 20 | 2.84 | Residential | Yes | Behind the Meter | Trinity Solar | AC Electric | Accepted | 2019-12-17 | 2019-12-20 | 2020-12-20 | SOLAR EDGE | SE3000H-US | Inverters | 3000 |  | 1 |  |  | 0.97 |  | Outside | SIDE OF HOME
Solar Registration Program | NJSRRE1543565423 | Perth Amboy | 8861 | 11 | 2.84 | Residential | Yes | Behind the Meter | Trinity Solar | PSE&G | Accepted | 2019-12-18 | 2019-12-23 | 2020-12-23 | Hanwha 315 | Q.PEAK DUO BLK-G5 315) | Solar Panels |  | 0.315 | 9 | 205 | 5 |  | Fixed | Roof
Solar Registration Program | NJSRRE1543565423 | Perth Amboy | 8861 | 11 | 2.84 | Residential | Yes | Behind the Meter | Trinity Solar | PSE&G | Accepted | 2019-12-18 | 2019-12-23 | 2020-12-23 | Solar Edge | SE3000H-US | Inverters | 3000 |  | 1 |  |  | 0.97 |  | Outside | side of home
Solar Registration Program | NJSRRE1543565618 | NEPTUNE | 7753 | 17 | 2.84 | Residential | Yes | Behind the Meter | Vivint Solar Developer, LLC | JCP&L | Accepted | 2019-12-20 | 2019-12-23 | 2020-12-23 | Hanwha Solar | Q.PEAK BLK-G5 315 | Solar Panels |  | 0.315 | 9 | 196 | 22 |  | Fixed | Roof
Solar Registration Program | NJSRRE1543565618 | NEPTUNE | 7753 | 17 | 2.84 | Residential | Yes | Behind the Meter | Vivint Solar Developer, LLC | JCP&L | Accepted | 2019-12-20 | 2019-12-23 | 2020-12-23 | Solar Edge | SE3800H-US | Inverters | 3800 |  | 1 |  |  | 0.992 |  | Outdoor | Near the utility meter
Solar Registration Program | NJSRRE1543674425 | Newark | 7112 | 9 | 2.84 | Residential | Yes | Behind the Meter | Vision Solar LLC | PSE&G | Accepted | 2019-12-24 | 2019-12-30 | 2020-12-30 | hanwa qcells | q.peak duo-g5 315 | Solar Panels |  | 0.315 | 9 | 221 | 32 |  | Fixed | Roof
Solar Registration Program | NJSRRE1543674425 | Newark | 7112 | 9 | 2.84 | Residential | Yes | Behind the Meter | Vision Solar LLC | PSE&G | Accepted | 2019-12-24 | 2019-12-30 | 2020-12-30 | enphase | iq7-60-2-us | Inverters | 0.25 |  | 9 |  |  | 0.96 |  | Other | behind panels
Solar Registration Program | NJSRRE1543693409 | Minotola | 8341 | 19 | 2.84 | Residential | Yes | Behind the Meter | Trinity Solar | AC Electric | Accepted | 2019-12-24 | 2019-12-30 | 2020-12-30 | Hanwha | Q.PEAK DUO BLK-G5 315 | Solar Panels |  | 0.315 | 9 | 183 | 3 |  | Fixed | Roof
Solar Registration Program | NJSRRE1543693409 | Minotola | 8341 | 19 | 2.84 | Residential | Yes | Behind the Meter | Trinity Solar | AC Electric | Accepted | 2019-12-24 | 2019-12-30 | 2020-12-30 | Solar Edge | SE3800 | Inverters | 3800 |  | 1 |  |  | 0.97 |  | Outside | side of home
Solar Registration Program | NJSRRE1541732164 | Englewood city | 7631 | 7 | 2.88 | Residential | No | Behind the Meter | SunPower Capital LLC | PSE&G | Accepted | 2019-08-02 | 2019-08-07 | 2020-08-07 | sunpower | spr-x22-360-e-ac | Solar Panels |  | 0.36 | 8 | 293 | 1 |  | Fixed | Roof
Solar Registration Program | NJSRRE1541732164 | Englewood city | 7631 | 7 | 2.88 | Residential | No | Behind the Meter | SunPower Capital LLC | PSE&G | Accepted | 2019-08-02 | 2019-08-07 | 2020-08-07 | sunpower | spr-x22-360-e-ac | Inverters | 0.36 |  | 8 |  |  | 0.96 |  | Other | behind panels
Solar Registration Program | NJSRRE1542425675 | Atlantic City | 8401 | 19 | 2.88 | Residential | Yes | Behind the Meter | Castle Energy, LLC | AC Electric | Accepted | 2019-09-20 | 2019-09-24 | 2020-09-24 | Hanwha Q-Cells | Q.Peak-DUO-BLK-G5 315 | Solar Panels |  | 0.32 | 9 | 148 | 32 |  | Fixed | Roof
Solar Registration Program | NJSRRE1542425675 | Atlantic City | 8401 | 19 | 2.88 | Residential | Yes | Behind the Meter | Castle Energy, LLC | AC Electric | Accepted | 2019-09-20 | 2019-09-24 | 2020-09-24 | Enphase Energy | IQ7-60-2-US | Inverters | 240 |  | 9 |  |  | 0.967 |  | Outside | on the rooftop under each solar panel
Solar Registration Program | NJSRRE1542556315 | Maplewood | 7040 | 9 | 2.88 | Residential | No | Behind the Meter | SunPower Corporation, Systems | PSE&G | Accepted | 2019-10-18 | 2019-10-22 | 2020-10-22 | SUNPOWER | SPR-X22-360-E-AC | Solar Panels |  | 0.36 | 8 | 178 | 25 |  | Fixed | Roof
Solar Registration Program | NJSRRE1542556315 | Maplewood | 7040 | 9 | 2.88 | Residential | No | Behind the Meter | SunPower Corporation, Systems | PSE&G | Accepted | 2019-10-18 | 2019-10-22 | 2020-10-22 | SUNPOWER | SPR-X22-360-E-AC | Inverters | 320 |  | 8 |  |  | 0.96 |  | Other | under each panel
Solar Registration Program | NJSRRE1543072859 | Marmora | 8223 | 21 | 2.88 | Residential | No | Behind the Meter | Castle Energy, LLC | AC Electric | Accepted | 2019-11-12 | 2019-11-15 | 2020-11-15 | Hanwha Q-Cells | Q.Peak DUO-G5 320 | Solar Panels |  | 0.32 | 9 | 137 | 19 |  | Fixed | Roof
Solar Registration Program | NJSRRE1543072859 | Marmora | 8223 | 21 | 2.88 | Residential | No | Behind the Meter | Castle Energy, LLC | AC Electric | Accepted | 2019-11-12 | 2019-11-15 | 2020-11-15 | Enphase Energy | IQ7-60-2-US | Inverters | 240 |  | 9 |  |  | 0.967 |  | Outside | on the rooftop under each solar panel
Solar Registration Program | NJSRRE1540216277 | Newark City | 7104 | 9 | 2.9 | Residential | No | Behind the Meter | Sunrun Installation Services, Inc. | PSE&G | Accepted | 2019-01-08 | 2019-01-11 | 2020-01-11 | REC Solar | REC290TP2 BLK | Solar Panels |  | 0.29 | 10 | 111 | 43 |  | Fixed | Roof
Solar Registration Program | NJSRRE1540216277 | Newark City | 7104 | 9 | 2.9 | Residential | No | Behind the Meter | Sunrun Installation Services, Inc. | PSE&G | Accepted | 2019-01-08 | 2019-01-11 | 2020-01-11 | SMA America | SB3.0-1SP-US-40 | Inverters | 3000 |  | 1 |  |  | 0.96 |  | Outdoor | Next To Meter
Solar Registration Program | NJSRRE1540356008 | Bloomfield Twp | 7003 | 9 | 2.9 | Residential | Yes | Behind the Meter | Sunrun Installation Services, Inc. | PSE&G | Accepted | 2019-02-12 | 2019-02-14 | 2020-02-14 | REC Solar | REC290TP2 BLK | Solar Panels |  | 0.29 | 6 | 219 | 37 |  | Fixed | Roof
Solar Registration Program | NJSRRE1540356008 | Bloomfield Twp | 7003 | 9 | 2.9 | Residential | Yes | Behind the Meter | Sunrun Installation Services, Inc. | PSE&G | Accepted | 2019-02-12 | 2019-02-14 | 2020-02-14 | REC Solar | REC290TP2 BLK | Solar Panels |  | 0.29 | 2 | 131 | 37 |  | Fixed | Roof
Solar Registration Program | NJSRRE1540356008 | Bloomfield Twp | 7003 | 9 | 2.9 | Residential | Yes | Behind the Meter | Sunrun Installation Services, Inc. | PSE&G | Accepted | 2019-02-12 | 2019-02-14 | 2020-02-14 | REC Solar | REC290TP2 BLK | Solar Panels |  | 0.29 | 2 | 219 | 43 |  | Fixed | Roof
Solar Registration Program | NJSRRE1540356008 | Bloomfield Twp | 7003 | 9 | 2.9 | Residential | Yes | Behind the Meter | Sunrun Installation Services, Inc. | PSE&G | Accepted | 2019-02-12 | 2019-02-14 | 2020-02-14 | SolarEdge Technologies | SE3000H-USRGM | Inverters | 3000 |  | 1 |  |  | 0.96 |  | Outdoor | Next To Meter
Solar Registration Program | NJSRRE1540378550 | Morristown | 7960 | 3 | 2.9 | Residential | Yes | Behind the Meter | Sunrun Installation Services, Inc. | JCP&L | Accepted | 2019-02-19 | 2019-02-21 | 2020-02-21 | REC Solar | REC290TP2 BLK | Solar Panels |  | 0.29 | 3 | 229 | 19 |  | Fixed | Roof
Solar Registration Program | NJSRRE1540378550 | Morristown | 7960 | 3 | 2.9 | Residential | Yes | Behind the Meter | Sunrun Installation Services, Inc. | JCP&L | Accepted | 2019-02-19 | 2019-02-21 | 2020-02-21 | REC Solar | REC290TP2 BLK | Solar Panels |  | 0.29 | 7 | 140 | 19 |  | Fixed | Roof
Solar Registration Program | NJSRRE1540378550 | Morristown | 7960 | 3 | 2.9 | Residential | Yes | Behind the Meter | Sunrun Installation Services, Inc. | JCP&L | Accepted | 2019-02-19 | 2019-02-21 | 2020-02-21 | SolarEdge Technologies | SE3000H-USRGM | Inverters | 3000 |  | 1 |  |  | 0.96 |  | Outdoor | Next To Meter
Solar Registration Program | NJSRRE1540378791 | Midland Park Boro | 7432 | 7 | 2.9 | Residential | Yes | Behind the Meter | Sunrun Installation Services, Inc. | PSE&G | Accepted | 2019-02-19 | 2019-02-21 | 2020-02-21 | REC Solar | REC290TP2 BLK | Solar Panels |  | 0.29 | 10 | 123 | 23 |  | Fixed | Roof
Solar Registration Program | NJSRRE1540378791 | Midland Park Boro | 7432 | 7 | 2.9 | Residential | Yes | Behind the Meter | Sunrun Installation Services, Inc. | PSE&G | Accepted | 2019-02-19 | 2019-02-21 | 2020-02-21 | SMA America | SB3.0-1SP-US-40 | Inverters | 3000 |  | 1 |  |  | 0.96 |  | Outdoor | Next To Meter
Solar Registration Program | NJSRRE1540402093 | Paterson City | 7505 | 6 | 2.9 | Residential | No | Behind the Meter | Sunrun Installation Services, Inc. | PSE&G | Accepted | 2019-02-27 | 2019-03-01 | 2020-03-01 | REC Solar | REC290TP2 BLK | Solar Panels |  | 0.29 | 10 | 153 | 10 |  | Fixed | Roof
Solar Registration Program | NJSRRE1540402093 | Paterson City | 7505 | 6 | 2.9 | Residential | No | Behind the Meter | Sunrun Installation Services, Inc. | PSE&G | Accepted | 2019-02-27 | 2019-03-01 | 2020-03-01 | SMA America | SB3.0-1SP-US-40 | Inverters | 3000 |  | 1 |  |  | 0.96 |  | Outdoor | Next To Meter
Solar Registration Program | NJSRRE1540476687 | Long Branch | 7740 | 17 | 2.9 | Residential | No | Behind the Meter | Sunrun Installation Services, Inc. | JCP&L | Accepted | 2019-03-12 | 2019-03-13 | 2020-03-13 | REC Solar | REC290TP2 BLK | Solar Panels |  | 0.29 | 10 | 150 | 34 |  | Fixed | Roof
Solar Registration Program | NJSRRE1540476687 | Long Branch | 7740 | 17 | 2.9 | Residential | No | Behind the Meter | Sunrun Installation Services, Inc. | JCP&L | Accepted | 2019-03-12 | 2019-03-13 | 2020-03-13 | SMA America | SB3.0-1SP-US-40 | Inverters | 3000 |  | 1 |  |  | 0.96 |  | Outdoor | Next To Meter
Solar Registration Program | NJSRRE1541791261 | Atlantic City | 8401 | 19 | 2.9 | Residential | Yes | Behind the Meter | Sunrun, Inc | AC Electric | Accepted | 2019-08-06 | 2019-08-09 | 2020-08-09 | REC Solar | REC290TP2 BLK | Solar Panels |  | 0.29 | 10 | 152 | 27 |  | Fixed | Roof
Solar Registration Program | NJSRRE1541791261 | Atlantic City | 8401 | 19 | 2.9 | Residential | Yes | Behind the Meter | Sunrun, Inc | AC Electric | Accepted | 2019-08-06 | 2019-08-09 | 2020-08-09 | Ningbo Ginlong Technologies | Solis-1P3K-4G-US | Inverters | 3000 |  | 1 |  |  | 0.96 |  | Outdoor | Next To Meter
Solar Registration Program | NJSRRE1541881078 | Irvington Town | 7111 | 9 | 2.9 | Residential | Yes | Behind the Meter | Sunrun Installation Services, Inc. | PSE&G | Accepted | 2019-08-23 | 2019-08-28 | 2020-08-28 | REC Solar | REC290TP2 BLK | Solar Panels |  | 0.29 | 2 | 126 | 9 |  | Fixed | Roof
Solar Registration Program | NJSRRE1541881078 | Irvington Town | 7111 | 9 | 2.9 | Residential | Yes | Behind the Meter | Sunrun Installation Services, Inc. | PSE&G | Accepted | 2019-08-23 | 2019-08-28 | 2020-08-28 | REC Solar | REC290TP2 BLK | Solar Panels |  | 0.29 | 8 | 306 | 10 |  | Fixed | Roof
Solar Registration Program | NJSRRE1541881078 | Irvington Town | 7111 | 9 | 2.9 | Residential | Yes | Behind the Meter | Sunrun Installation Services, Inc. | PSE&G | Accepted | 2019-08-23 | 2019-08-28 | 2020-08-28 | SolarEdge Technologies | SE3000H-USRGM | Inverters | 3000 |  | 1 |  |  | 0.96 |  | Outdoor | Next To Meter
Solar Registration Program | NJSRRE1542412765 | Carneys Point Township | 8069 | 16 | 2.9 | Residential | Yes | Behind the Meter | Sunrun Installation Services, Inc. | AC Electric | Accepted | 2019-09-17 | 2019-09-20 | 2020-09-20 | REC Solar | REC290TP2 BLK | Solar Panels |  | 0.29 | 3 | 84 | 34 |  | Fixed | Roof
Solar Registration Program | NJSRRE1542412765 | Carneys Point Township | 8069 | 16 | 2.9 | Residential | Yes | Behind the Meter | Sunrun Installation Services, Inc. | AC Electric | Accepted | 2019-09-17 | 2019-09-20 | 2020-09-20 | REC Solar | REC290TP2 BLK | Solar Panels |  | 0.29 | 7 | 174 | 34 |  | Fixed | Roof
Solar Registration Program | NJSRRE1542412765 | Carneys Point Township | 8069 | 16 | 2.9 | Residential | Yes | Behind the Meter | Sunrun Installation Services, Inc. | AC Electric | Accepted | 2019-09-17 | 2019-09-20 | 2020-09-20 | SolarEdge Technologies | SE3000H-USRGM | Inverters | 3000 |  | 1 |  |  | 0.96 |  | Outdoor | Next To Meter
Solar Registration Program | NJSRRE1542413109 | Nutley Town | 7110 | 9 | 2.9 | Residential | No | Behind the Meter | Sunrun Installation Services, Inc. | PSE&G | Accepted | 2019-09-17 | 2019-09-20 | 2020-09-20 | REC Solar | REC290TP2 BLK | Solar Panels |  | 0.29 | 10 | 110 | 34 |  | Fixed | Roof
Solar Registration Program | NJSRRE1542413109 | Nutley Town | 7110 | 9 | 2.9 | Residential | No | Behind the Meter | Sunrun Installation Services, Inc. | PSE&G | Accepted | 2019-09-17 | 2019-09-20 | 2020-09-20 | SolarEdge Technologies | SE3000H-USRGM | Inverters | 3000 |  | 1 |  |  | 0.96 |  | Outdoor | Next To Meter
Solar Registration Program | NJSRRE1542445735 | Woodbridge Twp | 7067 | 10 | 2.9 | Residential | Yes | Behind the Meter | Sunrun Installation Services, Inc. | PSE&G | Accepted | 2019-09-26 | 2019-09-30 | 2020-09-30 | REC Solar | REC290TP2 BLK | Solar Panels |  | 0.29 | 10 | 176 | 18 |  | Fixed | Roof
Solar Registration Program | NJSRRE1542445735 | Woodbridge Twp | 7067 | 10 | 2.9 | Residential | Yes | Behind the Meter | Sunrun Installation Services, Inc. | PSE&G | Accepted | 2019-09-26 | 2019-09-30 | 2020-09-30 | Ningbo Ginlong Technologies | Solis-1P3K-4G-US | Inverters | 3000 |  | 1 |  |  | 0.96 |  | Outdoor | Next To Meter
Solar Registration Program | NJSRRE1542526477 | Paterson City | 7501 | 6 | 2.9 | Residential | Yes | Behind the Meter | Sunrun Installation Services, Inc. | PSE&G | Accepted | 2019-10-10 | 2019-10-14 | 2020-10-14 | REC Solar | REC290TP2 BLK | Solar Panels |  | 0.29 | 7 | 284 | 27 |  | Fixed | Roof
Solar Registration Program | NJSRRE1542526477 | Paterson City | 7501 | 6 | 2.9 | Residential | Yes | Behind the Meter | Sunrun Installation Services, Inc. | PSE&G | Accepted | 2019-10-10 | 2019-10-14 | 2020-10-14 | REC Solar | REC290TP2 BLK | Solar Panels |  | 0.29 | 3 | 104 | 27 |  | Fixed | Roof
Solar Registration Program | NJSRRE1542526477 | Paterson City | 7501 | 6 | 2.9 | Residential | Yes | Behind the Meter | Sunrun Installation Services, Inc. | PSE&G | Accepted | 2019-10-10 | 2019-10-14 | 2020-10-14 | SolarEdge Technologies | SE3000H-USRGM | Inverters | 3000 |  | 1 |  |  | 0.96 |  | Outdoor | Next To Meter
Solar Registration Program | NJSRRE1542579706 | BERGENFIELD | 7621 | 7 | 2.9 | Residential | No | Behind the Meter | Infinity Solar Systems | PSE&G | Accepted | 2019-10-23 | 2019-10-25 | 2020-10-25 | SOLAR WORLD | SW 290 PLUS MONO | Solar Panels |  | 0.29 | 10 | 87 | 25 |  | Fixed | Roof
Solar Registration Program | NJSRRE1542579706 | BERGENFIELD | 7621 | 7 | 2.9 | Residential | No | Behind the Meter | Infinity Solar Systems | PSE&G | Accepted | 2019-10-23 | 2019-10-25 | 2020-10-25 | ENPHASE | IQ7-60-X-US | Inverters | 240 |  | 10 |  |  | 0.97 |  | Other | MICROINVERTERS
Solar Registration Program | NJSRRE1542580031 | Keansburg | 7734 | 17 | 2.9 | Residential | No | Behind the Meter | Sunrun Installation Services, Inc. | JCP&L | Accepted | 2019-10-23 | 2019-10-25 | 2020-10-25 | REC Solar | REC290TP2 BLK | Solar Panels |  | 0.29 | 10 | 165 | 34 |  | Fixed | Roof
Solar Registration Program | NJSRRE1542580031 | Keansburg | 7734 | 17 | 2.9 | Residential | No | Behind the Meter | Sunrun Installation Services, Inc. | JCP&L | Accepted | 2019-10-23 | 2019-10-25 | 2020-10-25 | Delta Electronics | M4-TL-US | Inverters | 3840 |  | 1 |  |  | 0.96 |  | Outdoor | Next To Meter
Solar Registration Program | NJSRRE1542738208 | Jersey City | 7305 | 8 | 2.9 | Residential | Yes | Behind the Meter | Sunrun Installation Services, Inc. | PSE&G | Accepted | 2019-10-29 | 2019-10-31 | 2020-10-31 | REC Solar | REC290TP2 BLK | Solar Panels |  | 0.29 | 10 | 145 | 23 |  | Fixed | Roof
Solar Registration Program | NJSRRE1542738208 | Jersey City | 7305 | 8 | 2.9 | Residential | Yes | Behind the Meter | Sunrun Installation Services, Inc. | PSE&G | Accepted | 2019-10-29 | 2019-10-31 | 2020-10-31 | SolarEdge Technologies | SE3000H-USRGM | Inverters | 3000 |  | 1 |  |  | 0.96 |  | Outdoor | Next To Meter
Solar Registration Program | NJSRRE1543442813 | Woodbridge Township | 8863 | 11 | 2.9 | Residential | No | Behind the Meter | Sunrun Installation Services, Inc. | PSE&G | Accepted | 2019-11-25 | 2019-12-05 | 2020-12-05 | REC Solar | REC290TP2 BLK | Solar Panels |  | 0.29 | 10 | 243 | 14 |  | Fixed | Roof
Solar Registration Program | NJSRRE1543442813 | Woodbridge Township | 8863 | 11 | 2.9 | Residential | No | Behind the Meter | Sunrun Installation Services, Inc. | PSE&G | Accepted | 2019-11-25 | 2019-12-05 | 2020-12-05 | Delta Electronics | M4-TL-US | Inverters | 3840 |  | 1 |  |  | 0.96 |  | Outdoor | Next To Meter
Solar Registration Program | NJSRRE1543443520 | Fair Lawn | 7410 | 7 | 2.9 | Residential | No | Behind the Meter | Sunrun Installation Services, Inc. | PSE&G | Accepted | 2019-11-25 | 2019-12-02 | 2020-12-02 | REC Solar | REC290TP2 BLK | Solar Panels |  | 0.29 | 5 | 162 | 14 |  | Fixed | Roof
Solar Registration Program | NJSRRE1543443520 | Fair Lawn | 7410 | 7 | 2.9 | Residential | No | Behind the Meter | Sunrun Installation Services, Inc. | PSE&G | Accepted | 2019-11-25 | 2019-12-02 | 2020-12-02 | REC Solar | REC290TP2 BLK | Solar Panels |  | 0.29 | 5 | 162 | 45 |  | Fixed | Roof
Solar Registration Program | NJSRRE1543443520 | Fair Lawn | 7410 | 7 | 2.9 | Residential | No | Behind the Meter | Sunrun Installation Services, Inc. | PSE&G | Accepted | 2019-11-25 | 2019-12-02 | 2020-12-02 | Delta Electronics | M4-TL-US | Inverters | 3840 |  | 1 |  |  | 0.96 |  | Outdoor | Next To Meter
Solar Registration Program | NJSRRE1543502305 | Perth Amboy | 8861 | 11 | 2.9 | Residential | Yes | Behind the Meter | Sunrun Installation Services, Inc. | PSE&G | Accepted | 2019-12-09 | 2019-12-12 | 2020-12-12 | REC Solar | REC290TP2 BLK | Solar Panels |  | 0.29 | 10 | 200 | 43 |  | Fixed | Roof
Solar Registration Program | NJSRRE1543502305 | Perth Amboy | 8861 | 11 | 2.9 | Residential | Yes | Behind the Meter | Sunrun Installation Services, Inc. | PSE&G | Accepted | 2019-12-09 | 2019-12-12 | 2020-12-12 | Delta Electronics | M4-TL-US | Inverters | 3840 |  | 1 |  |  | 0.96 |  | Outdoor | Next To Meter
Solar Registration Program | NJSRRE1543532371 | North Bergen | 7047 | 8 | 2.9 | Residential | No | Behind the Meter | Sunrun Installation Services, Inc. | PSE&G | Accepted | 2019-12-12 | 2019-12-16 | 2020-12-16 | REC Solar | REC290TP2 BLK | Solar Panels |  | 0.29 | 10 | 32 | 18 |  | Fixed | Roof
Solar Registration Program | NJSRRE1543532371 | North Bergen | 7047 | 8 | 2.9 | Residential | No | Behind the Meter | Sunrun Installation Services, Inc. | PSE&G | Accepted | 2019-12-12 | 2019-12-16 | 2020-12-16 | Enphase Energy | IQ7-60-x-US (240V) | Inverters | 240 |  | 10 |  |  | 0.96 |  | Outdoor | Rooftop
Solar Registration Program | NJSRRE1542441531 | Bloomfield | 7003 | 9 | 2.92 | Residential | No | Behind the Meter | Sunrun Installation Services, Inc. | PSE&G | Accepted | 2019-09-25 | 2019-09-27 | 2020-09-27 | LG Electronics | LG365Q1C-V5 | Solar Panels |  | 0.365 | 7 | 111 | 27 |  | Fixed | Roof
Solar Registration Program | NJSRRE1542441531 | Bloomfield | 7003 | 9 | 2.92 | Residential | No | Behind the Meter | Sunrun Installation Services, Inc. | PSE&G | Accepted | 2019-09-25 | 2019-09-27 | 2020-09-27 | LG Electronics | LG365Q1C-V5 | Solar Panels |  | 0.365 | 1 | 291 | 27 |  | Fixed | Roof
Solar Registration Program | NJSRRE1542441531 | Bloomfield | 7003 | 9 | 2.92 | Residential | No | Behind the Meter | Sunrun Installation Services, Inc. | PSE&G | Accepted | 2019-09-25 | 2019-09-27 | 2020-09-27 | SolarEdge Technologies | SE3000H-USRGM | Inverters | 3000 |  | 1 |  |  | 0.96 |  | Outdoor | Next To Meter
Solar Registration Program | NJSRRE1543474595 | Madison | 7940 | 3 | 2.92 | Residential | No | Behind the Meter | Ryan Inc | Borough of Madison | Accepted | 2019-12-23 | 2019-12-23 | 2020-12-23 | LG | NeON R LG365Q1C-A5 | Solar Panels |  | 0.365 | 8 | 180 | 0 |  | Fixed | Roof
Solar Registration Program | NJSRRE1543474595 | Madison | 7940 | 3 | 2.92 | Residential | No | Behind the Meter | Ryan Inc | Borough of Madison | Accepted | 2019-12-23 | 2019-12-23 | 2020-12-23 | Enphase | IQ7PLUS-72-2-US | Inverters | 365 |  | 8 |  |  | 1 |  | Outdoor | roof
Solar Registration Program | NJSRRE1540345371 | East Orange City | 7018 | 9 | 2.93 | Residential | No | Behind the Meter | United Solar LLC | PSE&G | Accepted | 2019-02-07 | 2019-02-11 | 2020-02-11 | Hanwha | Q Cell | Solar Panels |  | 0.325 | 9 | 26 | 30 |  | Fixed | Roof
Solar Registration Program | NJSRRE1540345371 | East Orange City | 7018 | 9 | 2.93 | Residential | No | Behind the Meter | United Solar LLC | PSE&G | Accepted | 2019-02-07 | 2019-02-11 | 2020-02-11 | Enphase Energy | Iq6-60-2-US | Inverters | 240 |  | 9 |  |  | 0.97 |  | Outdoor | rooftop
Solar Registration Program | NJSRRE1540972570 | Garfield | 7026 | 7 | 2.94 | Residential | Yes | Behind the Meter | SunPower Corporation, Systems | PSE&G | Accepted | 2019-05-09 | 2019-05-14 | 2020-05-14 | SUNPOWER | SPR-E20-327-E-AC | Solar Panels |  | 0.327 | 9 | 197 | 33 |  | Fixed | Roof
Solar Registration Program | NJSRRE1540972570 | Garfield | 7026 | 7 | 2.94 | Residential | Yes | Behind the Meter | SunPower Corporation, Systems | PSE&G | Accepted | 2019-05-09 | 2019-05-14 | 2020-05-14 | SUNPOWER | SPR-E20-327-E-AC | Inverters | 320 |  | 9 |  |  | 0.96 |  | Other | under each panel
Solar Registration Program | NJSRRE1541632349 | South Plainfield | 7080 | 11 | 2.94 | Residential | No | Behind the Meter | SunPower Corporation, Systems | PSE&G | Accepted | 2019-07-11 | 2019-07-15 | 2020-07-15 | SUNPOWER | SPR-E20-327-E-AC | Solar Panels |  | 0.327 | 9 | 236 | 23 |  | Fixed | Roof
Solar Registration Program | NJSRRE1541632349 | South Plainfield | 7080 | 11 | 2.94 | Residential | No | Behind the Meter | SunPower Corporation, Systems | PSE&G | Accepted | 2019-07-11 | 2019-07-15 | 2020-07-15 | SUNPOWER | SPR-E20-327-E-AC | Inverters | 320 |  | 9 |  |  | 0.96 |  | Other | under each panel
Solar Registration Program | NJSRRE1542445463 | HIllside | 7208 | 10 | 2.94 | Residential | No | Behind the Meter | Sunpower Capital LLC | PSE&G | Accepted | 2019-09-26 | 2019-09-30 | 2020-09-30 | SUNPOWER | 327W | Solar Panels |  | 0.327 | 9 | 176 | 24 |  | Fixed | Roof
Solar Registration Program | NJSRRE1542445463 | HIllside | 7208 | 10 | 2.94 | Residential | No | Behind the Meter | Sunpower Capital LLC | PSE&G | Accepted | 2019-09-26 | 2019-09-30 | 2020-09-30 | SUNPOWER | TYPE E | Inverters | 320 |  | 9 |  |  | 0.92 |  | Outside | NA
Solar Registration Program | NJSRRE1542579346 | Perth Amboy | 8861 | 11 | 2.94 | Residential | Yes | Behind the Meter | Seabright Solar | PSE&G | Accepted | 2019-10-23 | 2019-10-25 | 2020-10-25 | Sunpower | SPR-E20-327 | Solar Panels |  | 0.327 | 9 | 205 | 5 |  | Fixed | Roof
Solar Registration Program | NJSRRE1542579346 | Perth Amboy | 8861 | 11 | 2.94 | Residential | Yes | Behind the Meter | Seabright Solar | PSE&G | Accepted | 2019-10-23 | 2019-10-25 | 2020-10-25 | Sunpower | SPR-E20-327 | Inverters | 0.32 |  | 9 |  |  | 0.99 |  | Outside | Roof
Solar Registration Program | NJSRRE1543446733 | Sicklerville | 8081 | 14 | 2.94 | Residential | No | Behind the Meter | SunPower Corporation, Systems | AC Electric | Accepted | 2019-11-26 | 2019-12-02 | 2020-12-02 | SUNPOWER | SPR-E20-327-E-AC | Solar Panels |  | 0.327 | 9 | 222 | 30 |  | Fixed | Roof
Solar Registration Program | NJSRRE1543446733 | Sicklerville | 8081 | 14 | 2.94 | Residential | No | Behind the Meter | SunPower Corporation, Systems | AC Electric | Accepted | 2019-11-26 | 2019-12-02 | 2020-12-02 | SUNPOWER | SPR-E20-327-E-AC | Inverters | 320 |  | 9 |  |  | 0.96 |  | Other | under each panel
Solar Registration Program | NJSRRE1543463407 | Piscataway | 8854 | 11 | 2.94 | Residential | Yes | Behind the Meter | SunnyMac LLC | PSE&G | Accepted | 2019-12-02 | 2019-12-04 | 2020-12-04 | SunPower | SPR-E20-327 | Solar Panels |  | 0.327 | 9 | 53 | 9 |  | Fixed | Roof
Solar Registration Program | NJSRRE1543463407 | Piscataway | 8854 | 11 | 2.94 | Residential | Yes | Behind the Meter | SunnyMac LLC | PSE&G | Accepted | 2019-12-02 | 2019-12-04 | 2020-12-04 | Enphase | IQ7XS-96-ACM-US | Inverters | 0.315 |  | 9 |  |  | 0.99 |  | Outdoor | roof
Solar Registration Program | NJSRRE1540396372 | Keansburg | 7734 | 17 | 2.95 | Residential | Yes | Behind the Meter | Pro Custom Solar dba Momentum Solar | JCP&L | Accepted | 2019-02-26 | 2019-02-27 | 2020-02-27 | HANWHA Q-CELLS | Q.PEAK BLK-G4.1 295 | Solar Panels |  | 0.295 | 10 | 215 | 27 |  | Fixed | Roof
Solar Registration Program | NJSRRE1540396372 | Keansburg | 7734 | 17 | 2.95 | Residential | Yes | Behind the Meter | Pro Custom Solar dba Momentum Solar | JCP&L | Accepted | 2019-02-26 | 2019-02-27 | 2020-02-27 | ENPHASE | IQ6-60-2-US | Inverters | 240 |  | 10 |  |  | 0.97 |  | Outdoor | ROOF
Solar Registration Program | NJSRRE1540856792 | Westwood | 7675 | 7 | 2.97 | Commercial | No | Behind the Meter | Solar Living, Inc. | PSE&G | Accepted | 2019-04-16 | 2019-04-17 | 2020-04-17 | LG | Neon2 | Solar Panels |  | 0.33 | 6 | 190 | 60 |  | Fixed | Roof | shed
Solar Registration Program | NJSRRE1540856792 | Westwood | 7675 | 7 | 2.97 | Commercial | No | Behind the Meter | Solar Living, Inc. | PSE&G | Accepted | 2019-04-16 | 2019-04-17 | 2020-04-17 | LG | Neon2 | Solar Panels |  | 0.33 | 3 | 190 | 20 |  | Fixed | Roof | shed
Solar Registration Program | NJSRRE1540856792 | Westwood | 7675 | 7 | 2.97 | Commercial | No | Behind the Meter | Solar Living, Inc. | PSE&G | Accepted | 2019-04-16 | 2019-04-17 | 2020-04-17 | Enphase | IQ7+ | Inverters | 290 |  | 9 |  |  | 0.975 |  | Outdoor | below modules
Solar Registration Program | NJSRRE1542600114 | Paterson City | 7522 | 6 | 2.97 | Residential | Yes | Behind the Meter | Sunrun Installation Services, Inc. | PSE&G | Accepted | 2019-10-25 | 2019-10-29 | 2020-10-29 | LG Electronics | LG330N1C-A5 | Solar Panels |  | 0.33 | 9 | 51 | 44 |  | Fixed | Roof
Solar Registration Program | NJSRRE1542600114 | Paterson City | 7522 | 6 | 2.97 | Residential | Yes | Behind the Meter | Sunrun Installation Services, Inc. | PSE&G | Accepted | 2019-10-25 | 2019-10-29 | 2020-10-29 | Ningbo Ginlong Technologies | Solis-1P3K-4G-US | Inverters | 3000 |  | 1 |  |  | 0.96 |  | Outdoor | Next To Meter
Solar Registration Program | NJSRRE1540412164 | Trenton City | 8638 | 12 | 3 | Residential | No | Behind the Meter | Palmetto Solar | PSE&G | Accepted | 2019-03-01 | 2019-03-04 | 2020-03-04 | Hawanna | 300W Tier1 | Solar Panels |  | 0.3 | 10 | 239 | 26 |  | Fixed | Roof
Solar Registration Program | NJSRRE1540412164 | Trenton City | 8638 | 12 | 3 | Residential | No | Behind the Meter | Palmetto Solar | PSE&G | Accepted | 2019-03-01 | 2019-03-04 | 2020-03-04 | SolarEdge | SE3000A-US | Inverters | 3000 |  | 1 |  |  | 0.99 |  | Outdoor | next to home
Solar Registration Program | NJSRRE1540919037 | North Haledon | 7508 | 6 | 3 | Residential | No | Behind the Meter | Palmetto Solar | PSE&G | Accepted | 2019-05-02 | 2019-05-07 | 2020-05-07 | Silfab | SLA-M 300w | Solar Panels |  | 0.3 | 10 | 262 | 31 |  | Fixed | Roof
Solar Registration Program | NJSRRE1540919037 | North Haledon | 7508 | 6 | 3 | Residential | No | Behind the Meter | Palmetto Solar | PSE&G | Accepted | 2019-05-02 | 2019-05-07 | 2020-05-07 | SolarEdge | SE3000H-US | Inverters | 3000 |  | 1 |  |  | 0.99 |  | Outside | NA
Solar Registration Program | NJSRRE1541976881 | Pleasantville | 8232 | 19 | 3 | Residential | Yes | Behind the Meter | Bright Planet Solar | AC Electric | Accepted | 2019-08-30 | 2019-09-04 | 2020-09-04 | Trina Solar | TSM-DD05A,18(II) 300W | Solar Panels |  | 0.3 | 3 | 214 | 18 |  | Fixed | Roof
Solar Registration Program | NJSRRE1541976881 | Pleasantville | 8232 | 19 | 3 | Residential | Yes | Behind the Meter | Bright Planet Solar | AC Electric | Accepted | 2019-08-30 | 2019-09-04 | 2020-09-04 | Trina Solar | TSM-DD05A,18(II) 300W | Solar Panels |  | 0.3 | 3 | 214 | 30 |  | Fixed | Roof
Solar Registration Program | NJSRRE1541976881 | Pleasantville | 8232 | 19 | 3 | Residential | Yes | Behind the Meter | Bright Planet Solar | AC Electric | Accepted | 2019-08-30 | 2019-09-04 | 2020-09-04 | Trina Solar | TSM-DD05A,18(II) 300W | Solar Panels |  | 0.3 | 4 | 304 | 34 |  | Fixed | Roof
Solar Registration Program | NJSRRE1541976881 | Pleasantville | 8232 | 19 | 3 | Residential | Yes | Behind the Meter | Bright Planet Solar | AC Electric | Accepted | 2019-08-30 | 2019-09-04 | 2020-09-04 | Solar Edge | SE3000H-USRGM | Inverters | 3000 |  | 1 |  |  | 0.98 |  | Outdoor | Next to Meter
Solar Registration Program | NJSRRE1542022896 | Mystic Island | 8087 | 18 | 3 | Residential | Yes | Behind the Meter | New Jersey Clean Energy Solutions | AC Electric | Accepted | 2019-09-03 | 2019-09-05 | 2020-09-05 | Jinko | JKM300M-60 | Solar Panels |  | 0.3 | 10 | 117 | 15 |  | Fixed | Roof | House
Solar Registration Program | NJSRRE1542022896 | Mystic Island | 8087 | 18 | 3 | Residential | Yes | Behind the Meter | New Jersey Clean Energy Solutions | AC Electric | Accepted | 2019-09-03 | 2019-09-05 | 2020-09-05 | Enphase | IQ7 | Inverters | 240 |  | 10 |  |  | 0.97 |  | Outside | under panel
Solar Registration Program | NJSRRE1541580321 | Newark | 7108 | 9 | 3.02 | Residential | No | Behind the Meter | SunPower Corporation, Systems | PSE&G | Accepted | 2019-07-03 | 2019-07-08 | 2020-07-08 | SUNPOWER | SPR-X21-335-BLK-E-AC | Solar Panels |  | 0.335 | 2 | 256 | 30 |  | Fixed | Roof
Solar Registration Program | NJSRRE1541580321 | Newark | 7108 | 9 | 3.02 | Residential | No | Behind the Meter | SunPower Corporation, Systems | PSE&G | Accepted | 2019-07-03 | 2019-07-08 | 2020-07-08 | SUNPOWER | SPR-X21-335-BLK-E-AC | Solar Panels |  | 0.335 | 4 | 166 | 30 |  | Fixed | Roof
Solar Registration Program | NJSRRE1541580321 | Newark | 7108 | 9 | 3.02 | Residential | No | Behind the Meter | SunPower Corporation, Systems | PSE&G | Accepted | 2019-07-03 | 2019-07-08 | 2020-07-08 | SUNPOWER | SPR-X21-335-BLK-E-AC | Solar Panels |  | 0.335 | 3 | 346 | 30 |  | Fixed | Roof
Solar Registration Program | NJSRRE1541580321 | Newark | 7108 | 9 | 3.02 | Residential | No | Behind the Meter | SunPower Corporation, Systems | PSE&G | Accepted | 2019-07-03 | 2019-07-08 | 2020-07-08 | SUNPOWER | SPR-X21-335-BLK-E-AC | Inverters | 320 |  | 9 |  |  | 0.96 |  | Other | under each panel
Solar Registration Program | NJSRRE1541644595 | Hillside | 7205 | 10 | 3.02 | Residential | No | Behind the Meter | SunPower Corporation, Systems | PSE&G | Accepted | 2019-07-15 | 2019-07-17 | 2020-07-17 | SUNPOWER | SPR-X21-335-BLK-E-AC | Solar Panels |  | 0.335 | 9 | 216 | 30 |  | Fixed | Roof
Solar Registration Program | NJSRRE1541644595 | Hillside | 7205 | 10 | 3.02 | Residential | No | Behind the Meter | SunPower Corporation, Systems | PSE&G | Accepted | 2019-07-15 | 2019-07-17 | 2020-07-17 | SUNPOWER | SPR-X21-335-BLK-E-AC | Inverters | 320 |  | 9 |  |  | 0.96 |  | Other | under each panel
Solar Registration Program | NJSRRE1542412231 | Union City | 7087 | 8 | 3.02 | Residential | Yes | Behind the Meter | Pro Custom Solar dba Momentum Solar | PSE&G | Accepted | 2019-09-17 | 2019-09-19 | 2020-09-19 | LG ELECTRONICS | LG 335N1C-V5 | Solar Panels |  | 0.335 | 9 | 33 | 8 |  | Fixed | Roof
Solar Registration Program | NJSRRE1542412231 | Union City | 7087 | 8 | 3.02 | Residential | Yes | Behind the Meter | Pro Custom Solar dba Momentum Solar | PSE&G | Accepted | 2019-09-17 | 2019-09-19 | 2020-09-19 | Enphase Energy | IQ7-60-2-US | Inverters | 250 |  | 9 |  |  | 0.97 |  | Outdoor | Roof
Solar Registration Program | NJSRRE1542504576 | North Bergen | 7047 | 8 | 3.02 | Residential | Yes | Behind the Meter | Pro Custom Solar dba Momentum Solar | PSE&G | Accepted | 2019-10-04 | 2019-10-08 | 2020-10-08 | LG ELECTRONICS | LG 335N1C-A5 | Solar Panels |  | 0.335 | 9 | 123 | 18 |  | Fixed | Roof
Solar Registration Program | NJSRRE1542504576 | North Bergen | 7047 | 8 | 3.02 | Residential | Yes | Behind the Meter | Pro Custom Solar dba Momentum Solar | PSE&G | Accepted | 2019-10-04 | 2019-10-08 | 2020-10-08 | Enphase Energy | IQ7Plus-72-2-US | Inverters | 295 |  | 9 |  |  | 0.97 |  | Outdoor | Roof
Solar Registration Program | NJSRRE1543467700 | Woodbridge | 8830 | 11 | 3.02 | Residential | No | Behind the Meter | Public Service Solar | PSE&G | Accepted | 2019-12-02 | 2019-12-05 | 2020-12-05 | LG | 335N1K-V5 | Solar Panels |  | 0.335 | 9 | 175 | 10 |  | Fixed | Roof
Solar Registration Program | NJSRRE1543467700 | Woodbridge | 8830 | 11 | 3.02 | Residential | No | Behind the Meter | Public Service Solar | PSE&G | Accepted | 2019-12-02 | 2019-12-05 | 2020-12-05 | Enphase | IQ7+ | Inverters | 0.29 |  | 9 |  |  | 0.98 |  | Outside | Under panels
Solar Registration Program | NJSRRE1541993226 | Green Village | 7935 | 3 | 3.04 | Residential | No | Behind the Meter | self | JCP&L | Accepted | 2019-09-03 | 2019-09-06 | 2020-09-06 | LG 370N2W-G4 | 370 NEON 2 72 Cell | Solar Panels |  | 0.37 | 3 | skouth | 0.1 |  | Fixed | Roof
Solar Registration Program | NJSRRE1541993226 | Green Village | 7935 | 3 | 3.04 | Residential | No | Behind the Meter | self | JCP&L | Accepted | 2019-09-03 | 2019-09-06 | 2020-09-06 | QCell | QPeak Duo L-G5.3 | Solar Panels |  | 0.385 | 5 | south | 10 |  | Fixed | Roof
Solar Registration Program | NJSRRE1541993226 | Green Village | 7935 | 3 | 3.04 | Residential | No | Behind the Meter | self | JCP&L | Accepted | 2019-09-03 | 2019-09-06 | 2020-09-06 | SolarEdge | SE3000H-US000NNU2 | Inverters | 3000 |  | 1 |  |  | 0.9 |  | Indoor | in basement
Solar Registration Program | NJSRRE1542377556 | Lawrence TWP | 8648 | 12 | 3.05 | Residential | No | Behind the Meter | 1st Light Energy Inc | PSE&G | Accepted | 2019-09-10 | 2019-09-12 | 2020-09-12 | Trina | TSM-305DD05A.05 | Solar Panels |  | 0.305 | 4 | 294 | 18 |  | Fixed | Roof
Solar Registration Program | NJSRRE1542377556 | Lawrence TWP | 8648 | 12 | 3.05 | Residential | No | Behind the Meter | 1st Light Energy Inc | PSE&G | Accepted | 2019-09-10 | 2019-09-12 | 2020-09-12 | Trina | TSM-305DD05A.05 | Solar Panels |  | 0.305 | 6 | 114 | 18 |  | Fixed | Roof
Solar Registration Program | NJSRRE1542377556 | Lawrence TWP | 8648 | 12 | 3.05 | Residential | No | Behind the Meter | 1st Light Energy Inc | PSE&G | Accepted | 2019-09-10 | 2019-09-12 | 2020-09-12 | Solaredge | SE3000H-USRGM | Inverters | 3000 |  | 1 |  |  | 0.99 |  | Outside | within 10 feet of meter
Solar Registration Program | NJSRRE1542910177 | Edison | 8817 | 11 | 3.05 | Residential | No | Behind the Meter | Amergy Solar Inc | PSE&G | Accepted | 2019-11-04 | 2019-11-06 | 2020-11-06 | Canadian Solar Inc | CS6K-305MS | Solar Panels |  | 0.305 | 10 | 157 | 34 |  | Fixed | Roof
Solar Registration Program | NJSRRE1542910177 | Edison | 8817 | 11 | 3.05 | Residential | No | Behind the Meter | Amergy Solar Inc | PSE&G | Accepted | 2019-11-04 | 2019-11-06 | 2020-11-06 | SolarEdge Technologies | SE3000H-USRGM | Inverters | 3 |  | 1 |  |  | 0.99 |  | Outside | wall
Solar Registration Program | NJSRRE1541790244 | Bayonne | 7002 | 8 | 3.06 | Residential | Yes | Behind the Meter | Pro Custom Solar dba Momentum Solar | PSE&G | Accepted | 2019-08-06 | 2019-08-08 | 2020-08-08 | LG ELECTRONICS | LG340N1C-V5 | Solar Panels |  | 0.34 | 9 | 123 | 37 |  | Fixed | Roof
Solar Registration Program | NJSRRE1541790244 | Bayonne | 7002 | 8 | 3.06 | Residential | Yes | Behind the Meter | Pro Custom Solar dba Momentum Solar | PSE&G | Accepted | 2019-08-06 | 2019-08-08 | 2020-08-08 | Enphase Energy | IQ7-60-2-US | Inverters | 250 |  | 9 |  |  | 0.97 |  | Outdoor | Roof
Solar Registration Program | NJSRRE1540235531 | Hamilton Twp Mer | 8611 | 12 | 3.08 | Residential | Yes | Behind the Meter | Bright Planet Solar | PSE&G | Accepted | 2019-01-11 | 2019-01-16 | 2020-01-16 | REC TWINPEAK BLK SERIES | REC280TP | Solar Panels |  | 0.28 | 11 | 266 | 15 |  | Fixed | Roof
Solar Registration Program | NJSRRE1540235531 | Hamilton Twp Mer | 8611 | 12 | 3.08 | Residential | Yes | Behind the Meter | Bright Planet Solar | PSE&G | Accepted | 2019-01-11 | 2019-01-16 | 2020-01-16 | Solar Edge | SE3000H-USRGM | Inverters | 3000 |  | 1 |  |  | 0.98 |  | Outside | Next to Meter
Solar Registration Program | NJSRRE1540346508 | Monroe Township | 8831 | 11 | 3.08 | Residential | Yes | Behind the Meter | Pro Custom Solar dba Momentum Solar | JCP&L | Accepted | 2019-02-07 | 2019-02-11 | 2020-02-11 | TRINA SOLAR | TSM280-DD05A.05(II) | Solar Panels |  | 0.28 | 11 | 186 | 44 |  | Fixed | Roof
Solar Registration Program | NJSRRE1540346508 | Monroe Township | 8831 | 11 | 3.08 | Residential | Yes | Behind the Meter | Pro Custom Solar dba Momentum Solar | JCP&L | Accepted | 2019-02-07 | 2019-02-11 | 2020-02-11 | ENPHASE | IQ7-60-2-US | Inverters | 250 |  | 11 |  |  | 0.97 |  | Outdoor | ROOF
Solar Registration Program | NJSRRE1541025946 | Pennsauken | 8109 | 14 | 3.08 | Residential | Yes | Behind the Meter | Vivint Solar Developer, LLC | PSE&G | Accepted | 2019-05-21 | 2019-05-24 | 2020-05-24 | Trina Solar | Q.Peak BLK-G5 315 | Solar Panels |  | 0.28 | 6 | 231 | 16 |  | Fixed | Roof
Solar Registration Program | NJSRRE1541025946 | Pennsauken | 8109 | 14 | 3.08 | Residential | Yes | Behind the Meter | Vivint Solar Developer, LLC | PSE&G | Accepted | 2019-05-21 | 2019-05-24 | 2020-05-24 | Trina Solar | TSM-280DD05A.05(II) | Solar Panels |  | 0.28 | 5 | 51 | 16 |  | Fixed | Roof
Solar Registration Program | NJSRRE1541025946 | Pennsauken | 8109 | 14 | 3.08 | Residential | Yes | Behind the Meter | Vivint Solar Developer, LLC | PSE&G | Accepted | 2019-05-21 | 2019-05-24 | 2020-05-24 | Solar Edge | SE3800H-US | Inverters | 3800 |  | 1 |  |  | 0.992 |  | Outdoor | Near the Utility Meter.
Solar Registration Program | NJSRRE1541883979 | PLEASANTVILLE | 8232 | 19 | 3.08 | Residential | Yes | Behind the Meter | Vivint Solar Developer, LLC | AC Electric | Accepted | 2019-09-04 | 2019-09-05 | 2020-09-05 | NEW TRINA | TSM-280DD05.05 | Solar Panels |  | 0.28 | 11 | 26 | 19 |  | Fixed | Roof
Solar Registration Program | NJSRRE1541883979 | PLEASANTVILLE | 8232 | 19 | 3.08 | Residential | Yes | Behind the Meter | Vivint Solar Developer, LLC | AC Electric | Accepted | 2019-09-04 | 2019-09-05 | 2020-09-05 | NEW ENPHASE | IQ6-60-2-US | Inverters | 230 |  | 11 |  |  | 0.963 |  | Outdoor | Underneath each module
Solar Registration Program | NJSRRE1540387695 | Plainfield | 7060 | 10 | 3.1 | Residential | No | Behind the Meter | US Power Savers | PSE&G | Accepted | 2019-02-22 | 2019-02-26 | 2020-02-26 | Hanwha Q. PEAK | Hanwha Q.PEAK DUO-G5 310 | Solar Panels |  | 0.31 | 10 | 175 | 45 |  | Fixed | Roof
Solar Registration Program | NJSRRE1540387695 | Plainfield | 7060 | 10 | 3.1 | Residential | No | Behind the Meter | US Power Savers | PSE&G | Accepted | 2019-02-22 | 2019-02-26 | 2020-02-26 | SolarEdge | SE3000H-US | Inverters | 3000 |  | 1 |  |  | 0.99 |  | Outdoor | Near Meter
Solar Registration Program | NJSRRE1541046693 | Runnemede | 8078 | 14 | 3.1 | Residential | Yes | Behind the Meter | Sunnova Energy corp | PSE&G | Accepted | 2019-05-28 | 2019-05-30 | 2020-05-30 | Yingli Green Energy | YL310D-30b | Solar Panels |  | 0.31 | 10 | 344 | 5 |  | Fixed | Roof
Solar Registration Program | NJSRRE1541046693 | Runnemede | 8078 | 14 | 3.1 | Residential | Yes | Behind the Meter | Sunnova Energy corp | PSE&G | Accepted | 2019-05-28 | 2019-05-30 | 2020-05-30 | Enphase Energy | IQ7-60-2-US | Inverters | 240 |  | 10 |  |  | 0.97 |  | Outdoor | Behind the PV modules
Solar Registration Program | NJSRRE1541698976 | Irvington | 7111 | 9 | 3.1 | Residential | No | Behind the Meter | Palmetto Solar | PSE&G | Accepted | 2019-07-24 | 2019-07-26 | 2020-07-26 | Hanwah | 310W All Black | Solar Panels |  | 0.31 | 10 | 180 | 26 |  | Fixed | Roof
Solar Registration Program | NJSRRE1541698976 | Irvington | 7111 | 9 | 3.1 | Residential | No | Behind the Meter | Palmetto Solar | PSE&G | Accepted | 2019-07-24 | 2019-07-26 | 2020-07-26 | SolarEdge | SE3800H-US | Inverters | 3800 |  | 1 |  |  | 0.99 |  | Outside | Side of the house
Solar Registration Program | NJSRRE1541890970 | Elmer | 8318 | 16 | 3.1 | Residential | No | Behind the Meter | Suntuity Solar LLC | AC Electric | Accepted | 2019-08-28 | 2019-08-30 | 2020-08-30 | Yingli Green Energy | YL310D-30b | Solar Panels |  | 0.31 | 10 | 164 | 19 |  | Fixed | Roof
Solar Registration Program | NJSRRE1541890970 | Elmer | 8318 | 16 | 3.1 | Residential | No | Behind the Meter | Suntuity Solar LLC | AC Electric | Accepted | 2019-08-28 | 2019-08-30 | 2020-08-30 | Enphase Energy | IQ7-60-2-US | Inverters | 240 |  | 10 |  |  | 0.97 |  | Outdoor | Behind the PV Modules
Solar Registration Program | NJSRRE1542539803 | Keasbey | 8832 | 11 | 3.1 | Residential | Yes | Behind the Meter | Bright Planet Solar | PSE&G | Accepted | 2019-10-13 | 2019-10-16 | 2020-10-16 | LONGI | LR6-60PB-310M | Solar Panels |  | 0.31 | 10 | 98 | 19 |  | Fixed | Roof
Solar Registration Program | NJSRRE1542539803 | Keasbey | 8832 | 11 | 3.1 | Residential | Yes | Behind the Meter | Bright Planet Solar | PSE&G | Accepted | 2019-10-13 | 2019-10-16 | 2020-10-16 | Solar Edge | SE3000H-USRGM | Inverters | 3000 |  | 1 |  |  | 0.98 |  | Outdoor | Next to meter
Solar Registration Program | NJSRRE1543672367 | Chesilhurst | 8089 | 14 | 3.1 | Residential | Yes | Behind the Meter | 1st Light Energy Inc | AC Electric | Accepted | 2019-12-23 | 2019-12-30 | 2020-12-30 | Longi | LR6-60HPB-310M | Solar Panels |  | 0.31 | 10 | 104 | 18 |  | Fixed | Roof
Solar Registration Program | NJSRRE1543672367 | Chesilhurst | 8089 | 14 | 3.1 | Residential | Yes | Behind the Meter | 1st Light Energy Inc | AC Electric | Accepted | 2019-12-23 | 2019-12-30 | 2020-12-30 | SMA | SB 3.0-1SP-US-41 (240V) | Inverters | 3000 |  | 1 |  |  | 0.97 |  | Outside | within 10 feet of meter
Solar Registration Program | NJSRRE1542443545 | South Amboy | 8879 | 11 | 3.11 | Residential | Yes | Behind the Meter | Pro Custom Solar dba Momentum Solar | JCP&L | Accepted | 2019-09-26 | 2019-09-30 | 2020-09-30 | LG ELECTRONICS | LG 345N1C-V5 | Solar Panels |  | 0.345 | 9 | 240 | 35 |  | Fixed | Roof
Solar Registration Program | NJSRRE1542443545 | South Amboy | 8879 | 11 | 3.11 | Residential | Yes | Behind the Meter | Pro Custom Solar dba Momentum Solar | JCP&L | Accepted | 2019-09-26 | 2019-09-30 | 2020-09-30 | Enphase Energy | IQ7-60-2-US | Inverters | 250 |  | 9 |  |  | 0.97 |  | Outdoor | Roof
Solar Registration Program | NJSRRE1542887889 | Carlstadt | 7072 | 7 | 3.11 | Residential | Yes | Behind the Meter | Pro Custom Solar dba Momentum Solar | PSE&G | Accepted | 2019-11-01 | 2019-11-05 | 2020-11-05 | LG Electronics | LG 345N1C-V5 | Solar Panels |  | 0.345 | 9 | 128 | 19 |  | Fixed | Roof
Solar Registration Program | NJSRRE1542887889 | Carlstadt | 7072 | 7 | 3.11 | Residential | Yes | Behind the Meter | Pro Custom Solar dba Momentum Solar | PSE&G | Accepted | 2019-11-01 | 2019-11-05 | 2020-11-05 | Enphase Energy | IQ7PLUS-72-2-US | Inverters | 295 |  | 16 |  |  | 0.97 |  | Outdoor | Roof
Solar Registration Program | NJSRRE1542909556 | Plainfield | 7062 | 10 | 3.11 | Residential | Yes | Behind the Meter | Pro Custom Solar dba Momentum Solar | PSE&G | Accepted | 2019-11-04 | 2019-11-06 | 2020-11-06 | LG Electronics | LG 345N1C-V5 | Solar Panels |  | 0.345 | 9 | 125 | 42 |  | Fixed | Roof
Solar Registration Program | NJSRRE1542909556 | Plainfield | 7062 | 10 | 3.11 | Residential | Yes | Behind the Meter | Pro Custom Solar dba Momentum Solar | PSE&G | Accepted | 2019-11-04 | 2019-11-06 | 2020-11-06 | Enphase Energy | IQ7PLUS-72-2-US | Inverters | 295 |  | 9 |  |  | 0.97 |  | Outdoor | Roof
Solar Registration Program | NJSRRE1543434338 | Toms River | 8757 | 18 | 3.11 | Residential | Yes | Behind the Meter | Pro Custom Solar dba Momentum Solar | JCP&L | Accepted | 2019-11-21 | 2019-11-26 | 2020-11-26 | LG Electronics | LG 345N1C-V5 | Solar Panels |  | 0.345 | 9 | 231 | 19 |  | Fixed | Roof
Solar Registration Program | NJSRRE1543434338 | Toms River | 8757 | 18 | 3.11 | Residential | Yes | Behind the Meter | Pro Custom Solar dba Momentum Solar | JCP&L | Accepted | 2019-11-21 | 2019-11-26 | 2020-11-26 | Enphase Energy | IQ7PLUS-72-2-US | Inverters | 295 |  | 9 |  |  | 0.97 |  | Outdoor | Roof
Solar Registration Program | NJSRRE1543464402 | East Brunswick | 8816 | 11 | 3.11 | Residential | No | Behind the Meter | Sunrun Installation Services, Inc. | PSE&G | Accepted | 2019-12-02 | 2019-12-04 | 2020-12-04 | LG Electronics | LG345N1C-V5 | Solar Panels |  | 0.345 | 9 | 172 | 27 |  | Fixed | Roof
Solar Registration Program | NJSRRE1543464402 | East Brunswick | 8816 | 11 | 3.11 | Residential | No | Behind the Meter | Sunrun Installation Services, Inc. | PSE&G | Accepted | 2019-12-02 | 2019-12-04 | 2020-12-04 | Delta Electronics | M4-TL-US | Inverters | 3840 |  | 1 |  |  | 0.96 |  | Outdoor | Next To Meter
Solar Registration Program | NJSRRE1540972705 | Flemington | 8822 | 4 | 3.12 | Residential | No | Behind the Meter | KG Solar and Renewable Energy LLC | JCP&L | Accepted | 2019-05-09 | 2019-05-14 | 2020-05-14 | SMA | SB 5.0-ISP-US40 | Inverters | 5000 |  | 1 |  |  | 0.975 |  | Other | INTEGRATED IN INVERTER
Solar Registration Program | NJSRRE1540972705 | Flemington | 8822 | 4 | 3.12 | Residential | No | Behind the Meter | KG Solar and Renewable Energy LLC | JCP&L | Accepted | 2019-05-09 | 2019-05-14 | 2020-05-14 | Hyundai | HIS-S360RI | Solar Panels |  | 0.26 | 12 | 230 | 15 |  | Fixed | Roof | barn roof
Solar Registration Program | NJSRRE1540972705 | Flemington | 8822 | 4 | 3.12 | Residential | No | Behind the Meter | KG Solar and Renewable Energy LLC | JCP&L | Accepted | 2019-05-09 | 2019-05-14 | 2020-05-14 | TBD | TBD | Meters |  |  | 1 |  |  |  |  | Indoor
Solar Registration Program | NJSRRE1539878849 | Howell | 7731 | 17 | 3.15 | Residential | Yes | Behind the Meter | Trinity Solar | JCP&L | Accepted | 2018-12-04 | 2019-04-30 | 2020-04-30 | Hanwha | Q.PEAK DUO BLK-G5 315 | Solar Panels |  | 0.315 | 10 | 125 | 18 |  | Fixed | Roof
Solar Registration Program | NJSRRE1539878849 | Howell | 7731 | 17 | 3.15 | Residential | Yes | Behind the Meter | Trinity Solar | JCP&L | Accepted | 2018-12-04 | 2019-04-30 | 2020-04-30 | Solar Edge | SE3000 | Inverters | 3000 |  | 1 |  |  | 0.97 |  | Outside | side of home
Solar Registration Program | NJSRRE1539962744 | ROCHELLE PARK | 7662 | 7 | 3.15 | Residential | Yes | Behind the Meter | Vivint Solar Developer, LLC | PSE&G | Accepted | 2018-12-13 | 2019-04-30 | 2020-04-30 | Hanwha Solar | Q.PEAK BLK-G5 315 | Solar Panels |  | 0.315 | 10 | 87 | 11 |  | Fixed | Roof
Solar Registration Program | NJSRRE1539962744 | ROCHELLE PARK | 7662 | 7 | 3.15 | Residential | Yes | Behind the Meter | Vivint Solar Developer, LLC | PSE&G | Accepted | 2018-12-13 | 2019-04-30 | 2020-04-30 | Solar Edge | SE3800H-US | Inverters | 3800 |  | 1 |  |  | 0.992 |  | Outdoor | Near the Utility Meter
Solar Registration Program | NJSRRE1540253586 | Woodbury | 8096 | 15 | 3.15 | Residential | Yes | Behind the Meter | Trinity Solar | PSE&G | Accepted | 2019-01-17 | 2019-04-30 | 2020-04-30 | HANWHA | Q.PEAK DUO BLK-G5 315 | Solar Panels |  | 0.315 | 10 | 300 | 30 |  | Fixed | Roof
Solar Registration Program | NJSRRE1540253586 | Woodbury | 8096 | 15 | 3.15 | Residential | Yes | Behind the Meter | Trinity Solar | PSE&G | Accepted | 2019-01-17 | 2019-04-30 | 2020-04-30 | Solar Edge | SE3000H-US000NNC2 | Inverters | 3000 |  | 1 |  |  | 0.97 |  | Outdoor | side of home
Solar Registration Program | NJSRRE1540257350 | Beverly | 8010 | 13 | 3.15 | Residential | Yes | Behind the Meter | Vivint Solar Developer, LLC | PSE&G | Accepted | 2019-01-21 | 2019-04-30 | 2020-04-30 | Hanwha Solar | Q.PEAK DUO BLK-G5 315 | Solar Panels |  | 0.315 | 10 | 339 | 22 |  | Fixed | Roof
Solar Registration Program | NJSRRE1540257350 | Beverly | 8010 | 13 | 3.15 | Residential | Yes | Behind the Meter | Vivint Solar Developer, LLC | PSE&G | Accepted | 2019-01-21 | 2019-04-30 | 2020-04-30 | Solar Edge | SE3800H-US | Inverters | 3800 |  | 1 |  |  | 0.992 |  | Outdoor | Near the Utility Meter
Solar Registration Program | NJSRRE1540304880 | Woodland Park | 7424 | 6 | 3.15 | Residential | Yes | Behind the Meter | SunPower Corporation, Systems | PSE&G | Accepted | 2019-01-31 | 2019-03-08 | 2020-03-08 | SunPower | SPR-X21-350-BLK-D-AC | Solar Panels |  | 0.35 | 9 | 195 | 45 |  | Fixed | Roof
Solar Registration Program | NJSRRE1540304880 | Woodland Park | 7424 | 6 | 3.15 | Residential | Yes | Behind the Meter | SunPower Corporation, Systems | PSE&G | Accepted | 2019-01-31 | 2019-03-08 | 2020-03-08 | SunPower | SPR-X21-350-BLK-D-AC | Inverters | 320 |  | 9 |  |  | 0.96 |  | Other | Under each panel
Solar Registration Program | NJSRRE1540331694 | Parsippany | 7054 | 3 | 3.15 | Residential | Yes | Behind the Meter | Vivint Solar Developer, LLC | JCP&L | Accepted | 2019-02-05 | 2019-05-01 | 2020-05-01 | Hanwha Solar | Q.Peak BLK-G5 315 | Solar Panels |  | 0.315 | 10 | 83 | 21 |  | Fixed | Roof
Solar Registration Program | NJSRRE1540331694 | Parsippany | 7054 | 3 | 3.15 | Residential | Yes | Behind the Meter | Vivint Solar Developer, LLC | JCP&L | Accepted | 2019-02-05 | 2019-05-01 | 2020-05-01 | Solar Edge | SE3800H-US | Inverters | 3800 |  | 1 |  |  | 0.992 |  | Outdoor | Near the Utility Meter.
Solar Registration Program | NJSRRE1540333718 | Carteret | 7008 | 11 | 3.15 | Residential | Yes | Behind the Meter | Vivint Solar Developer, LLC | PSE&G | Accepted | 2019-02-05 | 2019-02-11 | 2020-02-11 | Hanwha Solar | Q.Peak BLK-G5 315 | Solar Panels |  | 0.315 | 10 | 216 | 44 |  | Fixed | Roof
Solar Registration Program | NJSRRE1540333718 | Carteret | 7008 | 11 | 3.15 | Residential | Yes | Behind the Meter | Vivint Solar Developer, LLC | PSE&G | Accepted | 2019-02-05 | 2019-02-11 | 2020-02-11 | Solar Edge | SE3800H-US | Inverters | 3800 |  | 1 |  |  | 0.992 |  | Outdoor | Near the Utility Meter.
Solar Registration Program | NJSRRE1540349211 | Paterson | 7503 | 6 | 3.15 | Residential | Yes | Behind the Meter | SunPower Corporation, Systems | PSE&G | Accepted | 2019-02-08 | 2019-02-13 | 2020-02-13 | SunPower | SPR-X21- 350-BLK-D-AC | Solar Panels |  | 0.35 | 9 | 258 | 9 |  | Fixed | Roof
Solar Registration Program | NJSRRE1540349211 | Paterson | 7503 | 6 | 3.15 | Residential | Yes | Behind the Meter | SunPower Corporation, Systems | PSE&G | Accepted | 2019-02-08 | 2019-02-13 | 2020-02-13 | SunPower | SPR-X21- 350-BLK-D-AC | Inverters | 320 |  | 9 |  |  | 0.96 |  | Other | under each panel
Solar Registration Program | NJSRRE1540350633 | Paterson | 7504 | 6 | 3.15 | Residential | No | Behind the Meter | Suntuity Solar LLC | PSE&G | Accepted | 2019-02-09 | 2019-02-13 | 2020-02-13 | Hanwha Solar | Q-Cells 315 Mono | Solar Panels |  | 0.315 | 10 | 187 | 30 |  | Fixed | Roof
Solar Registration Program | NJSRRE1540350633 | Paterson | 7504 | 6 | 3.15 | Residential | No | Behind the Meter | Suntuity Solar LLC | PSE&G | Accepted | 2019-02-09 | 2019-02-13 | 2020-02-13 | Enphase Energy | IQ7-60-2-US | Inverters | 240 |  | 10 |  |  | 0.97 |  | Outdoor | Behind the PV Modules
Solar Registration Program | NJSRRE1540363075 | Sicklerville | 8081 | 14 | 3.15 | Residential | Yes | Behind the Meter | Suntuity Solar LLC | AC Electric | Accepted | 2019-02-14 | 2019-02-18 | 2020-02-18 | Hanwha Solar | Q-Cells 315 Mono | Solar Panels |  | 0.315 | 10 | 359 | 17 |  | Fixed | Roof
Solar Registration Program | NJSRRE1540363075 | Sicklerville | 8081 | 14 | 3.15 | Residential | Yes | Behind the Meter | Suntuity Solar LLC | AC Electric | Accepted | 2019-02-14 | 2019-02-18 | 2020-02-18 | Enphase Energy | IQ7-60-2-US | Inverters | 240 |  | 10 |  |  | 0.97 |  | Outdoor | Behind the PV Modules
Solar Registration Program | NJSRRE1540369162 | South Amboy | 8879 | 11 | 3.15 | Residential | Yes | Behind the Meter | Vivint Solar Developer, LLC | JCP&L | Accepted | 2019-02-20 | 2019-02-21 | 2020-02-21 | Hanwha Solar | Q.PEAK DUO BLK-G5 315 | Solar Panels |  | 0.315 | 10 | 195 | 19 |  | Fixed | Roof
Solar Registration Program | NJSRRE1540369162 | South Amboy | 8879 | 11 | 3.15 | Residential | Yes | Behind the Meter | Vivint Solar Developer, LLC | JCP&L | Accepted | 2019-02-20 | 2019-02-21 | 2020-02-21 | Solar Edge | SE3800H-US | Inverters | 3800 |  | 1 |  |  | 0.992 |  | Outdoor | Near the Utility Meter
Solar Registration Program | NJSRRE1540369351 | PORT READING | 7064 | 11 | 3.15 | Residential | Yes | Behind the Meter | Vivint Solar Developer, LLC | PSE&G | Accepted | 2019-02-20 | 2019-02-21 | 2020-02-21 | Hanwha Solar | Q.PEAK DUO BLK-G5 315 | Solar Panels |  | 0.315 | 10 | 115 | 18 |  | Fixed | Roof
Solar Registration Program | NJSRRE1540369351 | PORT READING | 7064 | 11 | 3.15 | Residential | Yes | Behind the Meter | Vivint Solar Developer, LLC | PSE&G | Accepted | 2019-02-20 | 2019-02-21 | 2020-02-21 | Solar Edge | SE3800H-US | Inverters | 3800 |  | 1 |  |  | 0.992 |  | Outdoor | Near the Utility Meter
Solar Registration Program | NJSRRE1540394147 | Bayonne | 7002 | 8 | 3.15 | Residential | Yes | Behind the Meter | Trinity Solar | PSE&G | Accepted | 2019-02-25 | 2019-02-27 | 2020-02-27 | Hanwha | Q.PEAK DUO BLK-G5 315 | Solar Panels |  | 0.315 | 10 | 183 | 49 |  | Fixed | Roof
Solar Registration Program | NJSRRE1540394147 | Bayonne | 7002 | 8 | 3.15 | Residential | Yes | Behind the Meter | Trinity Solar | PSE&G | Accepted | 2019-02-25 | 2019-02-27 | 2020-02-27 | Solar Edge | SE3000 | Inverters | 3000 |  | 1 |  |  | 0.97 |  | Outside | side of home
Solar Registration Program | NJSRRE1540402575 | EGG HARBOR CITY | 8215 | 19 | 3.15 | Residential | Yes | Behind the Meter | Vivint Solar Developer, LLC | AC Electric | Accepted | 2019-02-28 | 2019-03-01 | 2020-03-01 | Hanwha Solar | Q.PEAK BLK-G5 315 | Solar Panels |  | 0.315 | 10 | 52 | 21 |  | Fixed | Roof
Solar Registration Program | NJSRRE1540402575 | EGG HARBOR CITY | 8215 | 19 | 3.15 | Residential | Yes | Behind the Meter | Vivint Solar Developer, LLC | AC Electric | Accepted | 2019-02-28 | 2019-03-01 | 2020-03-01 | Solar Edge | SE3800H-US | Inverters | 3800 |  | 1 |  |  | 0.992 |  | Outdoor | Near the Utility Meter
Solar Registration Program | NJSRRE1540461159 | Camden | 8105 | 14 | 3.15 | Residential | Yes | Behind the Meter | Suntuity Solar LLC | PSE&G | Accepted | 2019-03-08 | 2019-03-11 | 2020-03-11 | Hanwha Solar | Q-Cells 315 Mono | Solar Panels |  | 0.315 | 10 | 80 | 5 |  | Fixed | Roof
Solar Registration Program | NJSRRE1540461159 | Camden | 8105 | 14 | 3.15 | Residential | Yes | Behind the Meter | Suntuity Solar LLC | PSE&G | Accepted | 2019-03-08 | 2019-03-11 | 2020-03-11 | Enphase Energy | IQ7-60-2-US | Inverters | 240 |  | 10 |  |  | 0.97 |  | Other | Behind the PV Modules
Solar Registration Program | NJSRRE1540480598 | NORTH MIDDLETOWN | 7748 | 17 | 3.15 | Residential | Yes | Behind the Meter | Vivint Solar Developer, LLC | JCP&L | Accepted | 2019-03-14 | 2019-03-14 | 2020-03-14 | Hanwha Solar | Q.PEAK BLK-G5 315 | Solar Panels |  | 0.315 | 2 | 270 | 33 |  | Fixed | Roof
Solar Registration Program | NJSRRE1540480598 | NORTH MIDDLETOWN | 7748 | 17 | 3.15 | Residential | Yes | Behind the Meter | Vivint Solar Developer, LLC | JCP&L | Accepted | 2019-03-14 | 2019-03-14 | 2020-03-14 | Hanwha Solar | Q.PEAK BLK-G5 315 | Solar Panels |  | 0.315 | 8 | 90 | 33 |  | Fixed | Roof
Solar Registration Program | NJSRRE1540480598 | NORTH MIDDLETOWN | 7748 | 17 | 3.15 | Residential | Yes | Behind the Meter | Vivint Solar Developer, LLC | JCP&L | Accepted | 2019-03-14 | 2019-03-14 | 2020-03-14 | Solar Edge | SE3800H-US | Inverters | 3800 |  | 1 |  |  | 0.992 |  | Outdoor | Near the Utility Meter
Solar Registration Program | NJSRRE1540760732 | Edison | 8817 | 11 | 3.15 | Residential | Yes | Behind the Meter | Vivint Solar Developer, LLC | PSE&G | Accepted | 2019-04-02 | 2019-04-03 | 2020-04-03 | Hanwha Solar | Q.Peak BLK-G5 315 | Solar Panels |  | 0.315 | 8 | 266 | 31 |  | Fixed | Roof
Solar Registration Program | NJSRRE1540760732 | Edison | 8817 | 11 | 3.15 | Residential | Yes | Behind the Meter | Vivint Solar Developer, LLC | PSE&G | Accepted | 2019-04-02 | 2019-04-03 | 2020-04-03 | Hanwha Solar | Q.Peak BLK-G5 315 | Solar Panels |  | 0.315 | 2 | 86 | 31 |  | Fixed | Roof
Solar Registration Program | NJSRRE1540760732 | Edison | 8817 | 11 | 3.15 | Residential | Yes | Behind the Meter | Vivint Solar Developer, LLC | PSE&G | Accepted | 2019-04-02 | 2019-04-03 | 2020-04-03 | Solar Edge | SE3800H-US | Inverters | 3800 |  | 1 |  |  | 0.992 |  | Outdoor | Near the Utility Meter.
Solar Registration Program | NJSRRE1540768148 | Pilesgrove | 8098 | 16 | 3.15 | Residential | Yes | Behind the Meter | Trinity Solar | AC Electric | Accepted | 2019-04-02 | 2019-04-03 | 2020-04-03 | Hanwha | Q.PEAK DUO BLK-G5 315 | Solar Panels |  | 0.315 | 10 | 169 | 27 |  | Fixed | Roof
Solar Registration Program | NJSRRE1540768148 | Pilesgrove | 8098 | 16 | 3.15 | Residential | Yes | Behind the Meter | Trinity Solar | AC Electric | Accepted | 2019-04-02 | 2019-04-03 | 2020-04-03 | Solar Edge | SE3000 | Inverters | 3000 |  | 1 |  |  | 0.97 |  | Outside | side of home
Solar Registration Program | NJSRRE1540846957 | Somerset | 8873 | 5 | 3.15 | Residential | Yes | Behind the Meter | Vivint Solar Developer, LLC | PSE&G | Accepted | 2019-04-11 | 2019-05-01 | 2020-05-01 | Hanwha Solar | Q.Peak BLK-G5 315 | Solar Panels |  | 0.315 | 8 | 38 | 22 |  | Fixed | Roof
Solar Registration Program | NJSRRE1540846957 | Somerset | 8873 | 5 | 3.15 | Residential | Yes | Behind the Meter | Vivint Solar Developer, LLC | PSE&G | Accepted | 2019-04-11 | 2019-05-01 | 2020-05-01 | Hanwha Solar | Q.Peak BLK-G5 315 | Solar Panels |  | 0.315 | 2 | 218 | 19 |  | Fixed | Roof
Solar Registration Program | NJSRRE1540846957 | Somerset | 8873 | 5 | 3.15 | Residential | Yes | Behind the Meter | Vivint Solar Developer, LLC | PSE&G | Accepted | 2019-04-11 | 2019-05-01 | 2020-05-01 | Solar Edge | SE3800H-US | Inverters | 3800 |  | 1 |  |  | 0.992 |  | Outdoor | Near the Utility Meter.
Solar Registration Program | NJSRRE1540849201 | Dumont | 7628 | 7 | 3.15 | Residential | Yes | Behind the Meter | Vivint Solar Developer, LLC | PSE&G | Accepted | 2019-04-12 | 2019-04-15 | 2020-04-15 | Hanwha Solar | Q.Peak BLK-G5 315 | Solar Panels |  | 0.315 | 2 | 98 | 14 |  | Fixed | Roof
Solar Registration Program | NJSRRE1540849201 | Dumont | 7628 | 7 | 3.15 | Residential | Yes | Behind the Meter | Vivint Solar Developer, LLC | PSE&G | Accepted | 2019-04-12 | 2019-04-15 | 2020-04-15 | Hanwha Solar | Q.Peak BLK-G5 315 | Solar Panels |  | 0.315 | 8 | 98 | 21 |  | Fixed | Roof
Solar Registration Program | NJSRRE1540849201 | Dumont | 7628 | 7 | 3.15 | Residential | Yes | Behind the Meter | Vivint Solar Developer, LLC | PSE&G | Accepted | 2019-04-12 | 2019-04-15 | 2020-04-15 | Solar Edge | SE3800H-US | Inverters | 3800 |  | 1 |  |  | 0.992 |  | Outdoor | Near the Utility Meter.
Solar Registration Program | NJSRRE1540892592 | ELIZABETH | 7202 | 10 | 3.15 | Residential | No | Behind the Meter | Pro Custom Solar dba Momentum Solar | PSE&G | Accepted | 2019-04-24 | 2019-06-11 | 2020-06-11 | HANWHA | Q.PEAK DUO BLK-G5 315 | Solar Panels |  | 0.315 | 3 | 189 | 29 |  | Fixed | Roof
Solar Registration Program | NJSRRE1540892592 | ELIZABETH | 7202 | 10 | 3.15 | Residential | No | Behind the Meter | Pro Custom Solar dba Momentum Solar | PSE&G | Accepted | 2019-04-24 | 2019-06-11 | 2020-06-11 | HANWHA | Q.PEAK DUO BLK-G5 315 | Solar Panels |  | 0.315 | 7 | 99 | 14 |  | Fixed | Roof
Solar Registration Program | NJSRRE1540892592 | ELIZABETH | 7202 | 10 | 3.15 | Residential | No | Behind the Meter | Pro Custom Solar dba Momentum Solar | PSE&G | Accepted | 2019-04-24 | 2019-06-11 | 2020-06-11 | ENPHASE | IQ6-60-2-US | Inverters | 240 |  | 10 |  |  | 0.97 |  | Outdoor | ROOF
Solar Registration Program | NJSRRE1540898085 | Ventnor City | 8406 | 19 | 3.15 | Residential | Yes | Behind the Meter | Vivint Solar Developer, LLC | AC Electric | Accepted | 2019-04-30 | 2019-04-30 | 2020-04-30 | Hanwha Solar | Q.PEAK DUO BLK-G5 315 | Solar Panels |  | 0.315 | 6 | 147 | 12 |  | Fixed | Roof
Solar Registration Program | NJSRRE1540898085 | Ventnor City | 8406 | 19 | 3.15 | Residential | Yes | Behind the Meter | Vivint Solar Developer, LLC | AC Electric | Accepted | 2019-04-30 | 2019-04-30 | 2020-04-30 | Hanwha Solar | Q.PEAK DUO BLK-G5 315 | Solar Panels |  | 0.315 | 4 | 147 | 42 |  | Fixed | Roof
Solar Registration Program | NJSRRE1540898085 | Ventnor City | 8406 | 19 | 3.15 | Residential | Yes | Behind the Meter | Vivint Solar Developer, LLC | AC Electric | Accepted | 2019-04-30 | 2019-04-30 | 2020-04-30 | Solar Edge | SE3800H-US | Inverters | 3800 |  | 1 |  |  | 0.992 |  | Outdoor | Near the Utility Meter
Solar Registration Program | NJSRRE1540908283 | Clifton | 7011 | 6 | 3.15 | Residential | Yes | Behind the Meter | Pro Custom Solar dba Momentum Solar | PSE&G | Accepted | 2019-04-30 | 2019-05-02 | 2020-05-02 | HANWHA | Q.PEAK DUO BLK-G5 315 | Solar Panels |  | 0.315 | 10 | 166 | 45 |  | Fixed | Roof
Solar Registration Program | NJSRRE1540908283 | Clifton | 7011 | 6 | 3.15 | Residential | Yes | Behind the Meter | Pro Custom Solar dba Momentum Solar | PSE&G | Accepted | 2019-04-30 | 2019-05-02 | 2020-05-02 | ENPHASE | IQ7-60-2-US | Inverters | 250 |  | 10 |  |  | 0.97 |  | Outdoor | ROOF
Solar Registration Program | NJSRRE1540913310 | Linden | 7036 | 10 | 3.15 | Residential | Yes | Behind the Meter | Vivint Solar Developer, LLC | PSE&G | Accepted | 2019-05-02 | 2019-05-06 | 2020-05-06 | Hanwha Solar | Q.Peak BLK-G5 315 | Solar Panels |  | 0.315 | 10 | 313 | 39 |  | Fixed | Roof
Solar Registration Program | NJSRRE1540913310 | Linden | 7036 | 10 | 3.15 | Residential | Yes | Behind the Meter | Vivint Solar Developer, LLC | PSE&G | Accepted | 2019-05-02 | 2019-05-06 | 2020-05-06 | Solar Edge | SE3800H-US | Inverters | 3800 |  | 1 |  |  | 0.992 |  | Outdoor | Near the Utility Meter.
Solar Registration Program | NJSRRE1541041281 | Parlin | 8859 | 11 | 3.15 | Residential | Yes | Behind the Meter | Vivint Solar Developer, LLC | JCP&L | Accepted | 2019-05-24 | 2019-05-30 | 2020-05-30 | HANWHA SOLAR | Q.PEAK BLK-G5 315 | Solar Panels |  | 0.315 | 8 | 133 | 26 |  | Fixed | Roof
Solar Registration Program | NJSRRE1541041281 | Parlin | 8859 | 11 | 3.15 | Residential | Yes | Behind the Meter | Vivint Solar Developer, LLC | JCP&L | Accepted | 2019-05-24 | 2019-05-30 | 2020-05-30 | HANWHA SOLAR | Q.PEAK BLK-G5 315 | Solar Panels |  | 0.315 | 2 | 313 | 20 |  | Fixed | Roof
Solar Registration Program | NJSRRE1541041281 | Parlin | 8859 | 11 | 3.15 | Residential | Yes | Behind the Meter | Vivint Solar Developer, LLC | JCP&L | Accepted | 2019-05-24 | 2019-05-30 | 2020-05-30 | SOLAR EDGE | SE3800H-US | Inverters | 3800 |  | 1 |  |  | 0.992 |  | Outdoor | Near the Utility meter
Solar Registration Program | NJSRRE1541047410 | TOMS RIVER | 8753 | 18 | 3.15 | Residential | Yes | Behind the Meter | Vivint Solar Developer, LLC | JCP&L | Accepted | 2019-05-28 | 2019-05-31 | 2020-05-31 | HANWHA SOLAR | Q.PEAK BLK-G5 315 | Solar Panels |  | 0.315 | 10 | 283 | 10 |  | Fixed | Roof
Solar Registration Program | NJSRRE1541047410 | TOMS RIVER | 8753 | 18 | 3.15 | Residential | Yes | Behind the Meter | Vivint Solar Developer, LLC | JCP&L | Accepted | 2019-05-28 | 2019-05-31 | 2020-05-31 | SOLAR EDGE | SE3800H-US | Inverters | 3800 |  | 1 |  |  | 0.992 |  | Outdoor | Near the Utility meter
Solar Registration Program | NJSRRE1541058686 | Dayton | 8810 | 11 | 3.15 | Residential | Yes | Behind the Meter | Pro Custom Solar dba Momentum Solar | PSE&G | Accepted | 2019-05-30 | 2019-06-03 | 2020-06-03 | HANWHA | Q.PEAK DUO BLK-G5 315 | Solar Panels |  | 0.315 | 10 | 232 | 22 |  | Fixed | Roof
Solar Registration Program | NJSRRE1541058686 | Dayton | 8810 | 11 | 3.15 | Residential | Yes | Behind the Meter | Pro Custom Solar dba Momentum Solar | PSE&G | Accepted | 2019-05-30 | 2019-06-03 | 2020-06-03 | ENPHASE | IQ6 | Inverters | 230 |  | 10 |  |  | 0.97 |  | Outside | ROOF
Solar Registration Program | NJSRRE1541125410 | FAIR LAWN | 7410 | 7 | 3.15 | Residential | Yes | Behind the Meter | Vivint Solar Developer, LLC | PSE&G | Accepted | 2019-06-10 | 2019-06-13 | 2020-06-13 | HANWHA SOLAR | Q.PEAK BLK-G5 315 | Solar Panels |  | 0.315 | 10 | 23 | 160 |  | Fixed | Roof
Solar Registration Program | NJSRRE1541125410 | FAIR LAWN | 7410 | 7 | 3.15 | Residential | Yes | Behind the Meter | Vivint Solar Developer, LLC | PSE&G | Accepted | 2019-06-10 | 2019-06-13 | 2020-06-13 | SOLAR EDGE | SE3800H-US | Inverters | 3800 |  | 1 |  |  | 0.992 |  | Outdoor | Near the Utility Meter
Solar Registration Program | NJSRRE1541480972 | North Bergen | 7047 | 8 | 3.15 | Residential | No | Behind the Meter | Trinity Solar | PSE&G | Accepted | 2019-06-25 | 2019-06-28 | 2020-06-28 | Hanwha | Q.PEAK DUO BLK-G5 315) | Solar Panels |  | 0.315 | 10 | 211 | 27 |  | Fixed | Roof
Solar Registration Program | NJSRRE1541480972 | North Bergen | 7047 | 8 | 3.15 | Residential | No | Behind the Meter | Trinity Solar | PSE&G | Accepted | 2019-06-25 | 2019-06-28 | 2020-06-28 | Solar Edge | SE3000 | Inverters | 3000 |  | 1 |  |  | 0.97 |  | Outside | side of home
Solar Registration Program | NJSRRE1541500363 | PERTH AMBOY | 8861 | 11 | 3.15 | Residential | Yes | Behind the Meter | Pro Custom Solar dba Momentum Solar | PSE&G | Accepted | 2019-06-27 | 2019-07-01 | 2020-07-01 | LG Electronics | LG315N1C-G4 | Solar Panels |  | 0.315 | 3 | 110 | 42 |  | Fixed | Roof
Solar Registration Program | NJSRRE1541500363 | PERTH AMBOY | 8861 | 11 | 3.15 | Residential | Yes | Behind the Meter | Pro Custom Solar dba Momentum Solar | PSE&G | Accepted | 2019-06-27 | 2019-07-01 | 2020-07-01 | LG Electronics | LG315N1C-G4 | Solar Panels |  | 0.315 | 7 | 290 | 42 |  | Fixed | Roof
Solar Registration Program | NJSRRE1541500363 | PERTH AMBOY | 8861 | 11 | 3.15 | Residential | Yes | Behind the Meter | Pro Custom Solar dba Momentum Solar | PSE&G | Accepted | 2019-06-27 | 2019-07-01 | 2020-07-01 | ENPHASE | IQ6-60-2-US | Inverters | 240 |  | 10 |  |  | 0.97 |  | Outdoor | Roof
Solar Registration Program | NJSRRE1541651475 | MANALAPAN | 7726 | 17 | 3.15 | Residential | Yes | Behind the Meter | Vivint Solar Developer, LLC | JCP&L | Accepted | 2019-07-16 | 2019-07-17 | 2020-07-17 | HANWHA SOLAR | Q.PEAK BLK-G5 315 | Solar Panels |  | 0.315 | 10 | 175 | 26 |  | Fixed | Roof
Solar Registration Program | NJSRRE1541651475 | MANALAPAN | 7726 | 17 | 3.15 | Residential | Yes | Behind the Meter | Vivint Solar Developer, LLC | JCP&L | Accepted | 2019-07-16 | 2019-07-17 | 2020-07-17 | SOLAREDGE | SE3800H-US | Inverters | 3800 |  | 1 |  |  | 0.992 |  | Outdoor | Near the Utility Meter
Solar Registration Program | NJSRRE1541672304 | JERSEY CITY | 7305 | 8 | 3.15 | Residential | Yes | Behind the Meter | Pro Custom Solar dba Momentum Solar | PSE&G | Accepted | 2019-07-16 | 2019-07-17 | 2020-07-17 | HANWHA | Q.PEAK DUO BLK-G5 315 | Solar Panels |  | 0.315 | 10 | 238 | 1 |  | Fixed | Roof
Solar Registration Program | NJSRRE1541672304 | JERSEY CITY | 7305 | 8 | 3.15 | Residential | Yes | Behind the Meter | Pro Custom Solar dba Momentum Solar | PSE&G | Accepted | 2019-07-16 | 2019-07-17 | 2020-07-17 | ENPHASE | IQ7-60-2-US | Inverters | 250 |  | 10 |  |  | 0.97 |  | Outdoor | Roof
Solar Registration Program | NJSRRE1541709265 | WOODSTOWN | 8098 | 16 | 3.15 | Residential | Yes | Behind the Meter | Vivint Solar Developer, LLC | AC Electric | Accepted | 2019-08-08 | 2019-08-22 | 2020-08-22 | Hanwha Solar | Q.PEAK BLK-G5 315 | Solar Panels |  | 0.315 | 10 | 127 | 26 |  | Fixed | Roof
Solar Registration Program | NJSRRE1541709265 | WOODSTOWN | 8098 | 16 | 3.15 | Residential | Yes | Behind the Meter | Vivint Solar Developer, LLC | AC Electric | Accepted | 2019-08-08 | 2019-08-22 | 2020-08-22 | SolarEdge | SE3800H-US | Inverters | 3800 |  | 1 |  |  | 0.992 |  | Outdoor | Near The Utility Meter
Solar Registration Program | NJSRRE1541788558 | Tuckerton | 8087 | 18 | 3.15 | Residential | Yes | Behind the Meter | Vivint Solar Developer, LLC | AC Electric | Accepted | 2019-08-05 | 2019-08-08 | 2020-08-08 | Hanwha Solar | Q.PEAK BLK-G5 315 | Solar Panels |  | 0.315 | 3 | 119 | 18 |  | Fixed | Roof
Solar Registration Program | NJSRRE1541788558 | Tuckerton | 8087 | 18 | 3.15 | Residential | Yes | Behind the Meter | Vivint Solar Developer, LLC | AC Electric | Accepted | 2019-08-05 | 2019-08-08 | 2020-08-08 | Hanwha Solar | Q.PEAK BLK-G5 315 | Solar Panels |  | 0.315 | 7 | 299 | 18 |  | Fixed | Roof
Solar Registration Program | NJSRRE1541788558 | Tuckerton | 8087 | 18 | 3.15 | Residential | Yes | Behind the Meter | Vivint Solar Developer, LLC | AC Electric | Accepted | 2019-08-05 | 2019-08-08 | 2020-08-08 | Solar Edge | SE3800H-US | Inverters | 3800 |  | 1 |  |  | 0.992 |  | Outdoor | Near the Utility Meter
Solar Registration Program | NJSRRE1541804755 | HACKENSACK | 7061 | 10 | 3.15 | Residential | No | Behind the Meter | Pro Custom Solar dba Momentum Solar | PSE&G | Accepted | 2019-08-08 | 2019-08-23 | 2020-08-23 | HANWHA | Q.PEAK DUO BLK-G5 315 | Solar Panels |  | 0.315 | 10 | 218 | 30 |  | Fixed | Roof
Solar Registration Program | NJSRRE1541804755 | HACKENSACK | 7061 | 10 | 3.15 | Residential | No | Behind the Meter | Pro Custom Solar dba Momentum Solar | PSE&G | Accepted | 2019-08-08 | 2019-08-23 | 2020-08-23 | Enphase Energy | IQ7-60-2-US | Inverters | 250 |  | 10 |  |  | 0.97 |  | Outdoor | Roof
Solar Registration Program | NJSRRE1541805562 | WILLINGBORO | 8046 | 13 | 3.15 | Residential | Yes | Behind the Meter | Vivint Solar Developer, LLC | PSE&G | Accepted | 2019-08-13 | 2019-08-23 | 2020-08-23 | HANWHA SOLAR | Q.PEAK BLK-G5 315 | Solar Panels |  | 0.315 | 10 | 40 | 20 |  | Fixed | Roof
Solar Registration Program | NJSRRE1541805562 | WILLINGBORO | 8046 | 13 | 3.15 | Residential | Yes | Behind the Meter | Vivint Solar Developer, LLC | PSE&G | Accepted | 2019-08-13 | 2019-08-23 | 2020-08-23 | SOLAREDGE | SE3800H-US000BNC4 | Inverters | 3800 |  | 1 |  |  | 0.992 |  | Outdoor | Near the Utility Meter
Solar Registration Program | NJSRRE1541820343 | North Arlington | 7031 | 7 | 3.15 | Residential | Yes | Behind the Meter | Trinity Solar | PSE&G | Accepted | 2019-08-13 | 2019-08-23 | 2020-08-23 | Hanwha | Q.PEAK DUO BLK-G5 315 | Solar Panels |  | 0.315 | 10 | 120 | 34 |  | Fixed | Roof
Solar Registration Program | NJSRRE1541820343 | North Arlington | 7031 | 7 | 3.15 | Residential | Yes | Behind the Meter | Trinity Solar | PSE&G | Accepted | 2019-08-13 | 2019-08-23 | 2020-08-23 | Solar Edge | SE3000 | Inverters | 3000 |  | 1 |  |  | 0.97 |  | Outside | side of home
Solar Registration Program | NJSRRE1541835311 | Sewell | 8080 | 15 | 3.15 | Residential | Yes | Behind the Meter | Trinity Solar | AC Electric | Accepted | 2019-08-14 | 2019-08-23 | 2020-08-23 | Hanwha 315 | Q.PEAK DUO BLK-G5 315 | Solar Panels |  | 0.315 | 10 | 72 | 18 |  | Fixed | Roof
Solar Registration Program | NJSRRE1541835311 | Sewell | 8080 | 15 | 3.15 | Residential | Yes | Behind the Meter | Trinity Solar | AC Electric | Accepted | 2019-08-14 | 2019-08-23 | 2020-08-23 | Solar Edge | SE3000H-US000BNC4 | Inverters | 3000 |  | 1 |  |  | 0.97 |  | Outside | Side of home
Solar Registration Program | NJSRRE1541880940 | Nutley | 7110 | 9 | 3.15 | Residential | Yes | Behind the Meter | Vivint Solar Developer, LLC | PSE&G | Accepted | 2019-08-29 | 2019-08-30 | 2020-08-30 | Hanwha | Q.PEAK BLK-G5 315 | Solar Panels |  | 0.315 | 10 | 211 | 14 |  | Fixed | Roof
Solar Registration Program | NJSRRE1541880940 | Nutley | 7110 | 9 | 3.15 | Residential | Yes | Behind the Meter | Vivint Solar Developer, LLC | PSE&G | Accepted | 2019-08-29 | 2019-08-30 | 2020-08-30 | Solar Egde | SE3800H-US | Inverters | 3800 |  | 1 |  |  | 0.992 |  | Outdoor | Near the Utility Meter
Solar Registration Program | NJSRRE1541884552 | PERTH AMBOY | 8861 | 11 | 3.15 | Residential | Yes | Behind the Meter | Vivint Solar Developer, LLC | PSE&G | Accepted | 2019-09-03 | 2019-09-03 | 2020-09-03 | Hanwha | Q.PEAK BLK-G5 315 | Solar Panels |  | 0.315 | 10 | 201 | 35 |  | Fixed | Roof
Solar Registration Program | NJSRRE1541884552 | PERTH AMBOY | 8861 | 11 | 3.15 | Residential | Yes | Behind the Meter | Vivint Solar Developer, LLC | PSE&G | Accepted | 2019-09-03 | 2019-09-03 | 2020-09-03 | solar edge | SE3800H-US000BNC4 | Inverters | 3800 |  | 1 |  |  | 0.992 |  | Outdoor | Near the Utility Meter
Solar Registration Program | NJSRRE1541884578 | Nutley | 7110 | 9 | 3.15 | Residential | Yes | Behind the Meter | Vivint Solar Developer, LLC | PSE&G | Accepted | 2019-09-05 | 2019-09-05 | 2020-09-05 | HANWHA SOLAR | Q.PEAK BLK-G5 315 | Solar Panels |  | 0.315 | 10 | 127 | 36 |  | Fixed | Roof
Solar Registration Program | NJSRRE1541884578 | Nutley | 7110 | 9 | 3.15 | Residential | Yes | Behind the Meter | Vivint Solar Developer, LLC | PSE&G | Accepted | 2019-09-05 | 2019-09-05 | 2020-09-05 | SOLAREDGE TECHNOLOGIES | SE3800H-US000BNC4 | Inverters | 3800 |  | 1 |  |  | 0.992 |  | Outdoor | Near the Utility Meter
Solar Registration Program | NJSRRE1541894876 | EGG HARBOR TOWNSHIP | 8234 | 19 | 3.15 | Residential | Yes | Behind the Meter | Vivint Solar Developer, LLC | AC Electric | Accepted | 2019-09-04 | 2019-09-05 | 2020-09-05 | SolarEdge | SE3800H-US | Inverters | 3800 |  | 1 |  |  | 0.992 |  | Outdoor | Near the Utility Meter
Solar Registration Program | NJSRRE1541894876 | EGG HARBOR TOWNSHIP | 8234 | 19 | 3.15 | Residential | Yes | Behind the Meter | Vivint Solar Developer, LLC | AC Electric | Accepted | 2019-09-04 | 2019-09-05 | 2020-09-05 | Hanwha | Q.PEAK DUO BLK-G5 315w | Solar Panels |  | 0.315 | 10 | 80 | 21 |  | Fixed | Roof
Solar Registration Program | NJSRRE1541989791 | EGG HBR TWP | 8234 | 19 | 3.15 | Residential | Yes | Behind the Meter | Vivint Solar Developer, LLC | AC Electric | Accepted | 2019-09-03 | 2019-09-05 | 2020-09-05 | Hanwha Solar | Q.PEAK BLK-G5 315 | Solar Panels |  | 0.315 | 6 | 21 | 35 |  | Fixed | Roof
Solar Registration Program | NJSRRE1541989791 | EGG HBR TWP | 8234 | 19 | 3.15 | Residential | Yes | Behind the Meter | Vivint Solar Developer, LLC | AC Electric | Accepted | 2019-09-03 | 2019-09-05 | 2020-09-05 | Hanwha Solar | Q.PEAK BLK-G5 315 | Solar Panels |  | 0.315 | 4 | 291 | 35 |  | Fixed | Roof
Solar Registration Program | NJSRRE1541989791 | EGG HBR TWP | 8234 | 19 | 3.15 | Residential | Yes | Behind the Meter | Vivint Solar Developer, LLC | AC Electric | Accepted | 2019-09-03 | 2019-09-05 | 2020-09-05 | SolarEdge Technologies | SE3800H-US | Inverters | 3800 |  | 1 |  |  | 0.992 |  | Outdoor | Near the Utility Meter
Solar Registration Program | NJSRRE1541989803 | WILLIAMSTOWN | 8094 | 15 | 3.15 | Residential | Yes | Behind the Meter | Vivint Solar Developer, LLC | AC Electric | Accepted | 2019-09-03 | 2019-09-05 | 2020-09-05 | HANWHA | Q.PEAK BLK-G5 315 | Solar Panels |  | 0.315 | 10 | 55 | 19 |  | Fixed | Roof
Solar Registration Program | NJSRRE1541989803 | WILLIAMSTOWN | 8094 | 15 | 3.15 | Residential | Yes | Behind the Meter | Vivint Solar Developer, LLC | AC Electric | Accepted | 2019-09-03 | 2019-09-05 | 2020-09-05 | solar edge | SE3800H-US | Inverters | 3800 |  | 1 |  |  | 0.992 |  | Outdoor | near utility meter
Solar Registration Program | NJSRRE1541989859 | Riverside | 8075 | 13 | 3.15 | Residential | Yes | Behind the Meter | Vivint Solar Developer, LLC | PSE&G | Accepted | 2019-09-03 | 2019-09-05 | 2020-09-05 | Hanwha | Q.PEAK BLK-G5 315 | Solar Panels |  | 0.315 | 10 | 237 | 29 |  | Fixed | Roof
Solar Registration Program | NJSRRE1541989859 | Riverside | 8075 | 13 | 3.15 | Residential | Yes | Behind the Meter | Vivint Solar Developer, LLC | PSE&G | Accepted | 2019-09-03 | 2019-09-05 | 2020-09-05 | SolarEdge | SE3800H-US | Inverters | 3800 |  | 1 |  |  | 0.992 |  | Outdoor | Near the Utility Meter
Solar Registration Program | NJSRRE1542044468 | HAMILTON | 8610 | 12 | 3.15 | Residential | Yes | Behind the Meter | Vivint Solar Developer, LLC | PSE&G | Accepted | 2019-09-05 | 2019-09-05 | 2020-09-05 | HANWHA SOLAR | Q.PEAK BLK-G5 315 | Solar Panels |  | 0.315 | 10 | 118 | 22 |  | Fixed | Roof
Solar Registration Program | NJSRRE1542044468 | HAMILTON | 8610 | 12 | 3.15 | Residential | Yes | Behind the Meter | Vivint Solar Developer, LLC | PSE&G | Accepted | 2019-09-05 | 2019-09-05 | 2020-09-05 | Solar Edge | SE3800H-US000BNC4, | Inverters | 3800 |  | 1 |  |  | 0.992 |  | Outdoor | Near Utility Meter
Solar Registration Program | NJSRRE1542248699 | LAKE HIAWATHA | 7034 | 3 | 3.15 | Residential | Yes | Behind the Meter | Vivint Solar Developer, LLC | JCP&L | Accepted | 2019-09-05 | 2019-09-10 | 2020-09-10 | Hanwha Solar | Q.PEAK BLK-G5 315 | Solar Panels |  | 0.315 | 10 | 358 | 23 |  | Fixed | Roof
Solar Registration Program | NJSRRE1542248699 | LAKE HIAWATHA | 7034 | 3 | 3.15 | Residential | Yes | Behind the Meter | Vivint Solar Developer, LLC | JCP&L | Accepted | 2019-09-05 | 2019-09-10 | 2020-09-10 | SolarEdge | SE3800H-US | Inverters | 3800 |  | 1 |  |  | 0.992 |  | Outdoor | Near the Utility Meter
Solar Registration Program | NJSRRE1542335187 | KEYPORT | 7735 | 17 | 3.15 | Residential | Yes | Behind the Meter | Vivint Solar Developer, LLC | JCP&L | Accepted | 2019-09-06 | 2019-09-10 | 2020-09-10 | Solar Edge | SE3800H-US000BNC4 | Inverters | 3800 |  | 1 |  |  | 0.992 |  | Outdoor | Near The Utility Meter
Solar Registration Program | NJSRRE1542335187 | KEYPORT | 7735 | 17 | 3.15 | Residential | Yes | Behind the Meter | Vivint Solar Developer, LLC | JCP&L | Accepted | 2019-09-06 | 2019-09-10 | 2020-09-10 | Hanwha Solar | Q.PEAK BLK-G5 315 | Solar Panels |  | 0.315 | 10 | 99 | 26 |  | Fixed | Roof
Solar Registration Program | NJSRRE1542370191 | Manasquan | 8736 | 17 | 3.15 | Residential | Yes | Behind the Meter | Suntuity Solar LLC | JCP&L | Accepted | 2019-09-09 | 2019-09-11 | 2020-09-11 | Yingli Green Energy | YL315D-30b | Solar Panels |  | 0.315 | 10 | 130 | 20 |  | Fixed | Roof
Solar Registration Program | NJSRRE1542370191 | Manasquan | 8736 | 17 | 3.15 | Residential | Yes | Behind the Meter | Suntuity Solar LLC | JCP&L | Accepted | 2019-09-09 | 2019-09-11 | 2020-09-11 | Enphase Energy | IQ7-60-2-US | Inverters | 240 |  | 10 |  |  | 0.97 |  | Outdoor | Behind the PV Modules
Solar Registration Program | NJSRRE1542376544 | Rahway | 7065 | 10 | 3.15 | Residential | Yes | Behind the Meter | Trinity Solar | PSE&G | Accepted | 2019-09-10 | 2019-09-12 | 2020-09-12 | Hanwha | Q.PEAK DUO BLK-G5 315 | Solar Panels |  | 0.315 | 6 | 220 | 40 |  | Fixed | Roof
Solar Registration Program | NJSRRE1542376544 | Rahway | 7065 | 10 | 3.15 | Residential | Yes | Behind the Meter | Trinity Solar | PSE&G | Accepted | 2019-09-10 | 2019-09-12 | 2020-09-12 | Hanwha | Q.PEAK DUO BLK-G5 315 | Solar Panels |  | 0.315 | 4 | 130 | 9 |  | Fixed | Roof
Solar Registration Program | NJSRRE1542376544 | Rahway | 7065 | 10 | 3.15 | Residential | Yes | Behind the Meter | Trinity Solar | PSE&G | Accepted | 2019-09-10 | 2019-09-12 | 2020-09-12 | Solar Edge | SE3000 | Inverters | 3000 |  | 1 |  |  | 0.97 |  | Outside | side of home
Solar Registration Program | NJSRRE1542376648 | LINDEN | 7036 | 10 | 3.15 | Residential | Yes | Behind the Meter | Vivint Solar Developer, LLC | PSE&G | Accepted | 2019-09-18 | 2019-09-18 | 2020-09-18 | Hanwha Solar | Q.PEAK DUO BLK-G5 315 | Solar Panels |  | 0.315 | 10 | 225 | 26 |  | Fixed | Roof
Solar Registration Program | NJSRRE1542376648 | LINDEN | 7036 | 10 | 3.15 | Residential | Yes | Behind the Meter | Vivint Solar Developer, LLC | PSE&G | Accepted | 2019-09-18 | 2019-09-18 | 2020-09-18 | SolarEdge Technologies | SE3800H-US | Inverters | 3800 |  | 1 |  |  | 0.992 |  | Outdoor | Near the Utility Meter
Solar Registration Program | NJSRRE1542412779 | LITTLE EGG HARBOR | 8087 | 18 | 3.15 | Residential | Yes | Behind the Meter | Vivint Solar Developer, LLC | AC Electric | Accepted | 2019-09-17 | 2019-09-19 | 2020-09-19 | Hanwha Solar | Q.PEAK BLK-G5 315 | Solar Panels |  | 0.315 | 10 | 67 | 34 |  | Fixed | Roof
Solar Registration Program | NJSRRE1542412779 | LITTLE EGG HARBOR | 8087 | 18 | 3.15 | Residential | Yes | Behind the Meter | Vivint Solar Developer, LLC | AC Electric | Accepted | 2019-09-17 | 2019-09-19 | 2020-09-19 | Solar Edge | SE3800H-US000BNC4 | Inverters | 3800 |  | 1 |  |  | 0.992 |  | Outdoor | near the utility meter
Solar Registration Program | NJSRRE1542425448 | South Amboy | 8879 | 11 | 3.15 | Residential | Yes | Behind the Meter | Trinity Solar | JCP&L | Accepted | 2019-09-20 | 2019-09-24 | 2020-09-24 | Hanwha | Q.PEAK DUO BLK-G5 315 | Solar Panels |  | 0.315 | 6 | 134 | 18 |  | Fixed | Roof
Solar Registration Program | NJSRRE1542425448 | South Amboy | 8879 | 11 | 3.15 | Residential | Yes | Behind the Meter | Trinity Solar | JCP&L | Accepted | 2019-09-20 | 2019-09-24 | 2020-09-24 | Hanhwa | Q.PEAK DUO BLK-G5 315 | Solar Panels |  | 0.315 | 4 | 314 | 18 |  | Fixed | Roof
Solar Registration Program | NJSRRE1542425448 | South Amboy | 8879 | 11 | 3.15 | Residential | Yes | Behind the Meter | Trinity Solar | JCP&L | Accepted | 2019-09-20 | 2019-09-24 | 2020-09-24 | Solar Edge | SE3000 | Inverters | 3000 |  | 1 |  |  | 0.97 |  | Outside | side of home
Solar Registration Program | NJSRRE1542425691 | VENTNOR CITY | 8406 | 19 | 3.15 | Residential | Yes | Behind the Meter | Vivint Solar Developer, LLC | AC Electric | Accepted | 2019-09-20 | 2019-09-24 | 2020-09-24 | Hanwha Solar | Q.PEAK BLK-G5 315 | Solar Panels |  | 0.315 | 10 | 328 | 18 |  | Fixed | Roof
Solar Registration Program | NJSRRE1542425691 | VENTNOR CITY | 8406 | 19 | 3.15 | Residential | Yes | Behind the Meter | Vivint Solar Developer, LLC | AC Electric | Accepted | 2019-09-20 | 2019-09-24 | 2020-09-24 | SolarEdge Technologies | SE3800H-US000BNC4 | Inverters | 3800 |  | 1 |  |  | 0.992 |  | Outdoor | Near the Utility Meter
Solar Registration Program | NJSRRE1542428412 | Ocean View | 8230 | 21 | 3.15 | Residential | Yes | Behind the Meter | Trinity Solar | AC Electric | Accepted | 2019-09-23 | 2019-09-25 | 2020-09-25 | Hanwha 315 | Q.PEAK DUO BLK-G5 315 | Solar Panels |  | 0.315 | 6 | 135 | 27 |  | Fixed | Roof
Solar Registration Program | NJSRRE1542428412 | Ocean View | 8230 | 21 | 3.15 | Residential | Yes | Behind the Meter | Trinity Solar | AC Electric | Accepted | 2019-09-23 | 2019-09-25 | 2020-09-25 | Hanwha 315 | Q.PEAK DUO BLK-G5 315 | Solar Panels |  | 0.315 | 4 | 135 | 27 |  | Fixed | Roof
Solar Registration Program | NJSRRE1542428412 | Ocean View | 8230 | 21 | 3.15 | Residential | Yes | Behind the Meter | Trinity Solar | AC Electric | Accepted | 2019-09-23 | 2019-09-25 | 2020-09-25 | Enphase IQ7 | IQ7-60-2-US | Inverters | 240 |  | 10 |  |  | 0.96 |  | Outside | under panels
Solar Registration Program | NJSRRE1542428606 | Teaneck | 7666 | 7 | 3.15 | Residential | Yes | Behind the Meter | Trinity Solar | PSE&G | Accepted | 2019-09-23 | 2019-09-25 | 2020-09-25 | Hanwha | Q.PEAK DUO BLK-G5 315 | Solar Panels |  | 0.315 | 10 | 198 | 40 |  | Fixed | Roof
Solar Registration Program | NJSRRE1542428606 | Teaneck | 7666 | 7 | 3.15 | Residential | Yes | Behind the Meter | Trinity Solar | PSE&G | Accepted | 2019-09-23 | 2019-09-25 | 2020-09-25 | Solar Edge | SE3000 | Inverters | 3000 |  | 1 |  |  | 0.97 |  | Outside | side of home
Solar Registration Program | NJSRRE1542431648 | Mays Landing | 8330 | 19 | 3.15 | Residential | Yes | Behind the Meter | Vivint Solar Developer, LLC | AC Electric | Accepted | 2019-09-24 | 2019-09-26 | 2020-09-26 | Hanwha | Q.PEAK DUO BLK-G5 315w | Solar Panels |  | 0.315 | 10 | 348 | 30 |  | Fixed | Roof
Solar Registration Program | NJSRRE1542431648 | Mays Landing | 8330 | 19 | 3.15 | Residential | Yes | Behind the Meter | Vivint Solar Developer, LLC | AC Electric | Accepted | 2019-09-24 | 2019-09-26 | 2020-09-26 | Solar Edge | SE3800H-US000BNC4 | Inverters | 3800 |  | 1 |  |  | 0.992 |  | Outdoor | Near the Utility Meter
Solar Registration Program | NJSRRE1542433895 | Williamstown | 8094 | 15 | 3.15 | Residential | Yes | Behind the Meter | Trinity Solar | AC Electric | Accepted | 2019-09-25 | 2019-09-27 | 2020-09-27 | HANWHA | Q.PEAK DUO BLK-G5 315 | Solar Panels |  | 0.315 | 10 | 182 | 27 |  | Fixed | Roof
Solar Registration Program | NJSRRE1542433895 | Williamstown | 8094 | 15 | 3.15 | Residential | Yes | Behind the Meter | Trinity Solar | AC Electric | Accepted | 2019-09-25 | 2019-09-27 | 2020-09-27 | Solar Edge | SE3000H-US | Inverters | 3000 |  | 1 |  |  | 0.97 |  | Outdoor | side of home
Solar Registration Program | NJSRRE1542441092 | OLD BRIDGE | 8857 | 11 | 3.15 | Residential | Yes | Behind the Meter | Vivint Solar Developer, LLC | JCP&L | Accepted | 2019-09-26 | 2019-09-27 | 2020-09-27 | Hanwha Solar | Q.PEAK BLK-G5 315 | Solar Panels |  | 0.315 | 3 | 274 | 16 |  | Fixed | Roof
Solar Registration Program | NJSRRE1542441092 | OLD BRIDGE | 8857 | 11 | 3.15 | Residential | Yes | Behind the Meter | Vivint Solar Developer, LLC | JCP&L | Accepted | 2019-09-26 | 2019-09-27 | 2020-09-27 | Hanwha Solar | Q.PEAK BLK-G5 315 | Solar Panels |  | 0.315 | 7 | 94 | 10 |  | Fixed | Roof
Solar Registration Program | NJSRRE1542441092 | OLD BRIDGE | 8857 | 11 | 3.15 | Residential | Yes | Behind the Meter | Vivint Solar Developer, LLC | JCP&L | Accepted | 2019-09-26 | 2019-09-27 | 2020-09-27 | SOLAREDGE | SE3800H-US000BNC4 | Inverters | 3800 |  | 1 |  |  | 0.992 |  | Outdoor | Near The Utility Meter
Solar Registration Program | NJSRRE1542461043 | Belleville | 7109 | 9 | 3.15 | Residential | Yes | Behind the Meter | Trinity Solar | PSE&G | Accepted | 2019-09-30 | 2019-10-02 | 2020-10-02 | Hanwha | Q.PEAK DUO BLK-G5 315 | Solar Panels |  | 0.315 | 10 | 127 | 34 |  | Fixed | Roof
Solar Registration Program | NJSRRE1542461043 | Belleville | 7109 | 9 | 3.15 | Residential | Yes | Behind the Meter | Trinity Solar | PSE&G | Accepted | 2019-09-30 | 2019-10-02 | 2020-10-02 | Solar Edge | SE3000 | Inverters | 3000 |  | 1 |  |  | 0.97 |  | Outside | side of home
Solar Registration Program | NJSRRE1542461185 | WARETOWN | 8758 | 18 | 3.15 | Residential | Yes | Behind the Meter | Vivint Solar Developer, LLC | JCP&L | Accepted | 2019-10-01 | 2019-10-02 | 2020-10-02 | Hanwha | Q.PEAK DUO BLK-G5 315w | Solar Panels |  | 0.315 | 10 | 65 | 31 |  | Fixed | Roof
Solar Registration Program | NJSRRE1542461185 | WARETOWN | 8758 | 18 | 3.15 | Residential | Yes | Behind the Meter | Vivint Solar Developer, LLC | JCP&L | Accepted | 2019-10-01 | 2019-10-02 | 2020-10-02 | Solar Edge | SE3800H-US000BNC4 | Inverters | 3800 |  | 1 |  |  | 0.992 |  | Outdoor | Near the Utility Meter
Solar Registration Program | NJSRRE1542467234 | Jersey City | 7305 | 8 | 3.15 | Residential | Yes | Behind the Meter | Suntuity Solar LLC | PSE&G | Accepted | 2019-10-01 | 2019-10-02 | 2020-10-02 | Yingli Green Energy | YL315D-30b | Solar Panels |  | 0.315 | 10 | 311 | 1 |  | Fixed | Roof
Solar Registration Program | NJSRRE1542467234 | Jersey City | 7305 | 8 | 3.15 | Residential | Yes | Behind the Meter | Suntuity Solar LLC | PSE&G | Accepted | 2019-10-01 | 2019-10-02 | 2020-10-02 | Enphase Energy | IQ7-60-2-US | Inverters | 240 |  | 10 |  |  | 0.97 |  | Outdoor | Behind the PV Modules
Solar Registration Program | NJSRRE1542501630 | MONTCLAIR | 7042 | 9 | 3.15 | Residential | No | Behind the Meter | Vivint Solar Developer, LLC | PSE&G | Accepted | 2019-10-03 | 2019-10-08 | 2020-10-08 | Hanwha Solar | Q.PEAK BLK-G5 315 | Solar Panels |  | 0.315 | 10 | 208 | 38 |  | Fixed | Roof
Solar Registration Program | NJSRRE1542501630 | MONTCLAIR | 7042 | 9 | 3.15 | Residential | No | Behind the Meter | Vivint Solar Developer, LLC | PSE&G | Accepted | 2019-10-03 | 2019-10-08 | 2020-10-08 | SOLAREDGE | SE3800H-US000BNC4 | Inverters | 3800 |  | 1 |  |  | 0.992 |  | Outdoor | Near The Utility Meter
Solar Registration Program | NJSRRE1542524453 | Caldwell | 7006 | 9 | 3.15 | Residential | Yes | Behind the Meter | Pro Custom Solar dba Momentum Solar | PSE&G | Accepted | 2019-10-10 | 2019-10-14 | 2020-10-14 | Hanwha | Q.Peak DUO BLK-G5 315 | Solar Panels |  | 0.315 | 5 | 143 | 15 |  | Fixed | Roof
Solar Registration Program | NJSRRE1542524453 | Caldwell | 7006 | 9 | 3.15 | Residential | Yes | Behind the Meter | Pro Custom Solar dba Momentum Solar | PSE&G | Accepted | 2019-10-10 | 2019-10-14 | 2020-10-14 | Hanwha | Q.Peak DUO BLK-G5 315 | Solar Panels |  | 0.315 | 5 | 233 | 33 |  | Fixed | Roof
Solar Registration Program | NJSRRE1542524453 | Caldwell | 7006 | 9 | 3.15 | Residential | Yes | Behind the Meter | Pro Custom Solar dba Momentum Solar | PSE&G | Accepted | 2019-10-10 | 2019-10-14 | 2020-10-14 | Enphase Energy | IQ6-60-2-US | Inverters | 240 |  | 10 |  |  | 0.97 |  | Outdoor | Roof
Solar Registration Program | NJSRRE1542525026 | SICKLERVILLE | 8081 | 14 | 3.15 | Residential | Yes | Behind the Meter | Vivint Solar Developer, LLC | AC Electric | Accepted | 2019-10-10 | 2019-10-14 | 2020-10-14 | HANWHA SOLAR | Q.PEAK BLK-G5 315 | Solar Panels |  | 0.315 | 10 | 163 | 27 |  | Fixed | Roof
Solar Registration Program | NJSRRE1542525026 | SICKLERVILLE | 8081 | 14 | 3.15 | Residential | Yes | Behind the Meter | Vivint Solar Developer, LLC | AC Electric | Accepted | 2019-10-10 | 2019-10-14 | 2020-10-14 | solar edge | SE3800H-US | Inverters | 3800 |  | 1 |  |  | 0.992 |  | Outdoor | near utility meter
Solar Registration Program | NJSRRE1542527731 | Haledon | 7508 | 6 | 3.15 | Residential | No | Behind the Meter | Suntuity Solar LLC | PSE&G | Accepted | 2019-10-11 | 2019-10-14 | 2020-10-14 | Yingli Green Energy | YL315D-30b | Solar Panels |  | 0.315 | 10 | 127 | 30 |  | Fixed | Roof
Solar Registration Program | NJSRRE1542527731 | Haledon | 7508 | 6 | 3.15 | Residential | No | Behind the Meter | Suntuity Solar LLC | PSE&G | Accepted | 2019-10-11 | 2019-10-14 | 2020-10-14 | Enphase Energy | IQ7-60-2-US | Inverters | 240 |  | 10 |  |  | 0.97 |  | Outdoor | Behind the PV Modules
Solar Registration Program | NJSRRE1542544455 | VENTNOR CITY | 8406 | 19 | 3.15 | Residential | Yes | Behind the Meter | Vivint Solar Developer, LLC | AC Electric | Accepted | 2019-10-15 | 2019-10-18 | 2020-10-18 | HANWHA SOLAR | Q.PEAK BLK-G5 315 | Solar Panels |  | 0.315 | 6 | 59 | 21 |  | Fixed | Roof
Solar Registration Program | NJSRRE1542544455 | VENTNOR CITY | 8406 | 19 | 3.15 | Residential | Yes | Behind the Meter | Vivint Solar Developer, LLC | AC Electric | Accepted | 2019-10-15 | 2019-10-18 | 2020-10-18 | HANWHA SOLAR | Q.PEAK BLK-G5 315 | Solar Panels |  | 0.315 | 4 | 59 | 21 |  | Fixed | Roof
Solar Registration Program | NJSRRE1542544455 | VENTNOR CITY | 8406 | 19 | 3.15 | Residential | Yes | Behind the Meter | Vivint Solar Developer, LLC | AC Electric | Accepted | 2019-10-15 | 2019-10-18 | 2020-10-18 | solar edge | SE3800H-US | Inverters | 3800 |  | 1 |  |  | 0.992 |  | Outdoor | near the utility meter
Solar Registration Program | NJSRRE1542548378 | WASHINGTON | 7882 | 2 | 3.15 | Residential | Yes | Behind the Meter | Vivint Solar Developer, LLC | JCP&L | Accepted | 2019-10-16 | 2019-10-18 | 2020-10-18 | Hanwha | Q.PEAK BLK G5 315 | Solar Panels |  | 0.315 | 10 | 142 | 18 |  | Fixed | Roof
Solar Registration Program | NJSRRE1542548378 | WASHINGTON | 7882 | 2 | 3.15 | Residential | Yes | Behind the Meter | Vivint Solar Developer, LLC | JCP&L | Accepted | 2019-10-16 | 2019-10-18 | 2020-10-18 | SolarEdge | SE3800H-US | Inverters | 3800 |  | 1 |  |  | 0.992 |  | Outdoor | Near the Utility Meter
Solar Registration Program | NJSRRE1542553079 | Wenonah | 8090 | 15 | 3.15 | Residential | Yes | Behind the Meter | Trinity Solar | AC Electric | Accepted | 2019-10-17 | 2019-10-21 | 2020-10-21 | Hanwha | Q.PEAK DUO BLK-G5 315 | Solar Panels |  | 0.315 | 10 | 226 | 23 |  | Fixed | Roof
Solar Registration Program | NJSRRE1542553079 | Wenonah | 8090 | 15 | 3.15 | Residential | Yes | Behind the Meter | Trinity Solar | AC Electric | Accepted | 2019-10-17 | 2019-10-21 | 2020-10-21 | Solar Edge | SE3000 | Inverters | 3000 |  | 1 |  |  | 0.97 |  | Outside | side of home
Solar Registration Program | NJSRRE1542553663 | Toms River | 8753 | 18 | 3.15 | Residential | Yes | Behind the Meter | Vivint Solar Developer, LLC | JCP&L | Accepted | 2019-10-17 | 2019-10-21 | 2020-10-21 | HANWHA SOLAR | Q.PEAK BLK-G5 315 | Solar Panels |  | 0.315 | 4 | 119 | 24 |  | Fixed | Roof
Solar Registration Program | NJSRRE1542553663 | Toms River | 8753 | 18 | 3.15 | Residential | Yes | Behind the Meter | Vivint Solar Developer, LLC | JCP&L | Accepted | 2019-10-17 | 2019-10-21 | 2020-10-21 | HANWHA SOLAR | Q.PEAK BLK-G5 315 | Solar Panels |  | 0.315 | 6 | 299 | 24 |  | Fixed | Roof
Solar Registration Program | NJSRRE1542553663 | Toms River | 8753 | 18 | 3.15 | Residential | Yes | Behind the Meter | Vivint Solar Developer, LLC | JCP&L | Accepted | 2019-10-17 | 2019-10-21 | 2020-10-21 | solar edge | SE3800H-US | Inverters | 3800 |  | 1 |  |  | 0.992 |  | Outdoor | near the utility meter
Solar Registration Program | NJSRRE1542553700 | South Plainfield | 7080 | 11 | 3.15 | Residential | Yes | Behind the Meter | Trinity Solar | PSE&G | Accepted | 2019-10-17 | 2019-10-21 | 2020-10-21 | Hanwha | Q.PEAK DUO BLK-G5 315 | Solar Panels |  | 0.315 | 10 | 167 | 34 |  | Fixed | Roof
Solar Registration Program | NJSRRE1542553700 | South Plainfield | 7080 | 11 | 3.15 | Residential | Yes | Behind the Meter | Trinity Solar | PSE&G | Accepted | 2019-10-17 | 2019-10-21 | 2020-10-21 | Solar Edge | SE3000 | Inverters | 3000 |  | 1 |  |  | 0.97 |  | Outside | side of home
Solar Registration Program | NJSRRE1542559393 | MORRISTOWN | 7960 | 3 | 3.15 | Residential | Yes | Behind the Meter | Vivint Solar Developer, LLC | JCP&L | Accepted | 2019-10-18 | 2019-10-22 | 2020-10-22 | Solar edge | SE3800H-US000BNC4 | Inverters | 3800 |  | 1 |  |  | 0.992 |  | Outdoor | near the utility meter
Solar Registration Program | NJSRRE1542559393 | MORRISTOWN | 7960 | 3 | 3.15 | Residential | Yes | Behind the Meter | Vivint Solar Developer, LLC | JCP&L | Accepted | 2019-10-18 | 2019-10-22 | 2020-10-22 | Hanwha Solar | Q.PEAK BLK-G5 315 | Solar Panels |  | 0.315 | 3 | 226 | 45 |  | Fixed | Roof
Solar Registration Program | NJSRRE1542559393 | MORRISTOWN | 7960 | 3 | 3.15 | Residential | Yes | Behind the Meter | Vivint Solar Developer, LLC | JCP&L | Accepted | 2019-10-18 | 2019-10-22 | 2020-10-22 | Hanwha Solar | Q.PEAK BLK-G5 315 | Solar Panels |  | 0.315 | 5 | 136 | 45 |  | Fixed | Roof
Solar Registration Program | NJSRRE1542559393 | MORRISTOWN | 7960 | 3 | 3.15 | Residential | Yes | Behind the Meter | Vivint Solar Developer, LLC | JCP&L | Accepted | 2019-10-18 | 2019-10-22 | 2020-10-22 | Hanwha Solar | Q.PEAK BLK-G5 315 | Solar Panels |  | 0.315 | 2 | 46 | 45 |  | Fixed | Roof
Solar Registration Program | NJSRRE1542578577 | Manahawkin | 8050 | 18 | 3.15 | Residential | Yes | Behind the Meter | Suntuity Solar LLC | AC Electric | Accepted | 2019-10-23 | 2019-10-25 | 2020-10-25 | Yingli Green Energy | YL315D-30b | Solar Panels |  | 0.315 | 10 | 235 | 20 |  | Fixed | Roof
Solar Registration Program | NJSRRE1542578577 | Manahawkin | 8050 | 18 | 3.15 | Residential | Yes | Behind the Meter | Suntuity Solar LLC | AC Electric | Accepted | 2019-10-23 | 2019-10-25 | 2020-10-25 | Enphase Energy | IQ7-60-2-US | Inverters | 240 |  | 10 |  |  | 0.97 |  | Outdoor | Behind the PV Modules
Solar Registration Program | NJSRRE1542765469 | Irvington | 7111 | 9 | 3.15 | Residential | Yes | Behind the Meter | Trinity Solar | PSE&G | Accepted | 2019-10-30 | 2019-11-01 | 2020-11-01 | YINGLI | YINGLI 315 | Solar Panels |  | 0.315 | 10 | 122 | 30 |  | Fixed | Roof
Solar Registration Program | NJSRRE1542765469 | Irvington | 7111 | 9 | 3.15 | Residential | Yes | Behind the Meter | Trinity Solar | PSE&G | Accepted | 2019-10-30 | 2019-11-01 | 2020-11-01 | SOLAR EDGE | SE3000H-US | Inverters | 3000 |  | 1 |  |  | 0.97 |  | Outside | SIDE OF HOME
Solar Registration Program | NJSRRE1542788365 | Roselle | 7203 | 10 | 3.15 | Residential | Yes | Behind the Meter | Pro Custom Solar dba Momentum Solar | PSE&G | Accepted | 2019-10-30 | 2019-11-01 | 2020-11-01 | Hanwha | Q.Peak DUO BLK-G5 315 | Solar Panels |  | 0.315 | 10 | 170 | 31 |  | Fixed | Roof
Solar Registration Program | NJSRRE1542788365 | Roselle | 7203 | 10 | 3.15 | Residential | Yes | Behind the Meter | Pro Custom Solar dba Momentum Solar | PSE&G | Accepted | 2019-10-30 | 2019-11-01 | 2020-11-01 | Enphase Energy | IQ6-60-2-US | Inverters | 240 |  | 10 |  |  | 0.97 |  | Outdoor | Roof
Solar Registration Program | NJSRRE1542907704 | Union City | 7087 | 8 | 3.15 | Residential | Yes | Behind the Meter | Trinity Solar | PSE&G | Accepted | 2019-11-04 | 2019-11-06 | 2020-11-06 | HANWHA | Q.PEAK DUO BLK-G5 315 | Solar Panels |  | 0.315 | 10 | 118 | 45 |  | Fixed | Roof
Solar Registration Program | NJSRRE1542907704 | Union City | 7087 | 8 | 3.15 | Residential | Yes | Behind the Meter | Trinity Solar | PSE&G | Accepted | 2019-11-04 | 2019-11-06 | 2020-11-06 | Solar Edge | SE3000H-US000BNC4 | Inverters | 3000 |  | 1 |  |  | 0.97 |  | Outdoor | side of home
Solar Registration Program | NJSRRE1542924892 | Ocean View | 8230 | 21 | 3.15 | Residential | Yes | Behind the Meter | Trinity Solar | AC Electric | Accepted | 2019-11-05 | 2019-11-06 | 2020-11-06 | Hanwha | Q.PEAK DUO BLK-G5 315 | Solar Panels |  | 0.315 | 10 | 128 | 23 |  | Fixed | Roof
Solar Registration Program | NJSRRE1542924892 | Ocean View | 8230 | 21 | 3.15 | Residential | Yes | Behind the Meter | Trinity Solar | AC Electric | Accepted | 2019-11-05 | 2019-11-06 | 2020-11-06 | Solar Edge | SE3000 | Inverters | 3000 |  | 1 |  |  | 0.97 |  | Outside | side of home
Solar Registration Program | NJSRRE1542932511 | Rahway | 7036 | 10 | 3.15 | Residential | Yes | Behind the Meter | Trinity Solar | PSE&G | Accepted | 2019-11-05 | 2019-11-06 | 2020-11-06 | Hanwha | Q.PEAK DUO BLK-G5 315 | Solar Panels |  | 0.315 | 10 | 191 | 28 |  | Fixed | Roof
Solar Registration Program | NJSRRE1542932511 | Rahway | 7036 | 10 | 3.15 | Residential | Yes | Behind the Meter | Trinity Solar | PSE&G | Accepted | 2019-11-05 | 2019-11-06 | 2020-11-06 | Solar Edge | SE3000 | Inverters | 3000 |  | 1 |  |  | 0.97 |  | Outside | side of home
Solar Registration Program | NJSRRE1542956806 | Forked River | 8731 | 18 | 3.15 | Residential | No | Behind the Meter | Trinity Solar | JCP&L | Accepted | 2019-11-05 | 2019-11-07 | 2020-11-07 | Hanwha 3115 | Q.PEAK DUO BLK-G5 315 | Solar Panels |  | 0.315 | 10 | 219 | 14 |  | Fixed | Roof
Solar Registration Program | NJSRRE1542956806 | Forked River | 8731 | 18 | 3.15 | Residential | No | Behind the Meter | Trinity Solar | JCP&L | Accepted | 2019-11-05 | 2019-11-07 | 2020-11-07 | Solar Edge | SE3000H-US | Inverters | 3000 |  | 1 |  |  | 0.97 |  | Outside | side of home
Solar Registration Program | NJSRRE1542967099 | Bound Brook | 8805 | 5 | 3.15 | Residential | Yes | Behind the Meter | Trinity Solar | PSE&G | Accepted | 2019-11-05 | 2019-11-07 | 2020-11-07 | Yingli | YINGLI 315 | Solar Panels |  | 0.315 | 10 | 257 | 30 |  | Fixed | Roof
Solar Registration Program | NJSRRE1542967099 | Bound Brook | 8805 | 5 | 3.15 | Residential | Yes | Behind the Meter | Trinity Solar | PSE&G | Accepted | 2019-11-05 | 2019-11-07 | 2020-11-07 | Solar Edge | SE3000 | Inverters | 3000 |  | 1 |  |  | 0.97 |  | Outside | side of home
Solar Registration Program | NJSRRE1543007556 | Egg Harbor Township | 8234 | 19 | 3.15 | Residential | No | Behind the Meter | Castle Energy, LLC | AC Electric | Accepted | 2019-11-05 | 2019-11-07 | 2020-11-07 | Hanwha Q-Cells | Q.Peak DUO-G5 320 | Solar Panels |  | 0.315 | 10 | 183 | 30 |  | Fixed | Roof
Solar Registration Program | NJSRRE1543007556 | Egg Harbor Township | 8234 | 19 | 3.15 | Residential | No | Behind the Meter | Castle Energy, LLC | AC Electric | Accepted | 2019-11-05 | 2019-11-07 | 2020-11-07 | Enphase Energy | IQ7-60-2-US | Inverters | 240 |  | 10 |  |  | 0.967 |  | Outside | on the rooftop under each solar panel
Solar Registration Program | NJSRRE1543067400 | Bloomfield | 7003 | 9 | 3.15 | Residential | Yes | Behind the Meter | Trinity Solar | PSE&G | Accepted | 2019-11-12 | 2019-11-14 | 2020-11-14 | HANWHA | Q.PEAK DUO BLK-G5 315 | Solar Panels |  | 0.315 | 10 | 7 | 12 |  | Fixed | Roof
Solar Registration Program | NJSRRE1543067400 | Bloomfield | 7003 | 9 | 3.15 | Residential | Yes | Behind the Meter | Trinity Solar | PSE&G | Accepted | 2019-11-12 | 2019-11-14 | 2020-11-14 | SOLAR EDGE | SE3000H-US | Inverters | 3000 |  | 1 |  |  | 0.97 |  | Outdoor | SIDE OF HOME
Solar Registration Program | NJSRRE1543155631 | NEWARK | 7112 | 9 | 3.15 | Residential | Yes | Behind the Meter | Vivint Solar Developer, LLC | PSE&G | Accepted | 2019-11-13 | 2019-11-15 | 2020-11-15 | Hanwha Solar | Q.PEAK BLK-G5 315 | Solar Panels |  | 0.315 | 10 | 126 | 27 |  | Fixed | Roof
Solar Registration Program | NJSRRE1543155631 | NEWARK | 7112 | 9 | 3.15 | Residential | Yes | Behind the Meter | Vivint Solar Developer, LLC | PSE&G | Accepted | 2019-11-13 | 2019-11-15 | 2020-11-15 | Solar edge | SE3800H-US000BNC4 | Inverters | 3800 |  | 1 |  |  | 0.992 |  | Outdoor | Near The Utility Meter
Solar Registration Program | NJSRRE1543164946 | PENNSAUKEN | 8109 | 14 | 3.15 | Residential | Yes | Behind the Meter | Vivint Solar Developer, LLC | PSE&G | Accepted | 2019-11-13 | 2019-11-15 | 2020-11-15 | Hanwha | Q.PEAK BLK-G5 315 | Solar Panels |  | 0.315 | 4 | 147 | 23 |  | Fixed | Roof
Solar Registration Program | NJSRRE1543164946 | PENNSAUKEN | 8109 | 14 | 3.15 | Residential | Yes | Behind the Meter | Vivint Solar Developer, LLC | PSE&G | Accepted | 2019-11-13 | 2019-11-15 | 2020-11-15 | Hanwha | Q.PEAK BLK-G5 315 | Solar Panels |  | 0.315 | 6 | 327 | 19 |  | Fixed | Roof
Solar Registration Program | NJSRRE1543164946 | PENNSAUKEN | 8109 | 14 | 3.15 | Residential | Yes | Behind the Meter | Vivint Solar Developer, LLC | PSE&G | Accepted | 2019-11-13 | 2019-11-15 | 2020-11-15 | Solar Edge | SE3800H-US000BNC4 | Inverters | 3800 |  | 1 |  |  | 0.992 |  | Outdoor | Near the utility meter
Solar Registration Program | NJSRRE1543317634 | Belleville | 7109 | 9 | 3.15 | Residential | Yes | Behind the Meter | Suntuity Solar LLC | PSE&G | Accepted | 2019-11-15 | 2019-11-19 | 2020-11-19 | Yingli Green Energy | YL315D-30b | Solar Panels |  | 0.315 | 10 | 193 | 1 |  | Fixed | Roof
Solar Registration Program | NJSRRE1543421311 | Maple Shade | 8052 | 13 | 3.15 | Residential | Yes | Behind the Meter | Trinity Solar | PSE&G | Accepted | 2019-11-19 | 2019-11-21 | 2020-11-21 | HANWHA | Q.PEAK DUO BLK-G5 315 | Solar Panels |  | 0.315 | 10 | 352 | 30 |  | Fixed | Roof
Solar Registration Program | NJSRRE1543421311 | Maple Shade | 8052 | 13 | 3.15 | Residential | Yes | Behind the Meter | Trinity Solar | PSE&G | Accepted | 2019-11-19 | 2019-11-21 | 2020-11-21 | SOLAR EDGE | SE3000H-US | Inverters | 3000 |  | 1 |  |  | 0.97 |  | Outside | SIDE OF HOME
Solar Registration Program | NJSRRE1543425693 | Port Reading | 7064 | 11 | 3.15 | Residential | Yes | Behind the Meter | Pro Custom Solar dba Momentum Solar | PSE&G | Accepted | 2019-11-20 | 2019-11-25 | 2020-11-25 | Hanwha | Q.Peak DUO BLK-G5 315 | Solar Panels |  | 0.315 | 10 | 114 | 5 |  | Fixed | Roof
Solar Registration Program | NJSRRE1543425693 | Port Reading | 7064 | 11 | 3.15 | Residential | Yes | Behind the Meter | Pro Custom Solar dba Momentum Solar | PSE&G | Accepted | 2019-11-20 | 2019-11-25 | 2020-11-25 | Enphase Energy | IQ6-60-2-US | Inverters | 240 |  | 10 |  |  | 0.97 |  | Outdoor | Roof
Solar Registration Program | NJSRRE1543425715 | Port Reading | 7064 | 11 | 3.15 | Residential | Yes | Behind the Meter | Pro Custom Solar dba Momentum Solar | PSE&G | Accepted | 2019-11-20 | 2019-11-25 | 2020-11-25 | Hanwha | Q.Peak DUO BLK-G5 315 | Solar Panels |  | 0.315 | 10 | 114 | 5 |  | Fixed | Roof
Solar Registration Program | NJSRRE1543425715 | Port Reading | 7064 | 11 | 3.15 | Residential | Yes | Behind the Meter | Pro Custom Solar dba Momentum Solar | PSE&G | Accepted | 2019-11-20 | 2019-11-25 | 2020-11-25 | Enphase Energy | IQ6-60-2-US | Inverters | 240 |  | 10 |  |  | 0.97 |  | Outdoor | Roof
Solar Registration Program | NJSRRE1543434244 | Avon | 7717 | 17 | 3.15 | Residential | No | Behind the Meter | Trinity Solar | JCP&L | Accepted | 2019-11-21 | 2019-11-26 | 2020-11-26 | Solar Edge | Q.PEAK DUO BLK-G5 315 | Solar Panels |  | 0.315 | 10 | 186 | 18 |  | Fixed | Roof
Solar Registration Program | NJSRRE1543434244 | Avon | 7717 | 17 | 3.15 | Residential | No | Behind the Meter | Trinity Solar | JCP&L | Accepted | 2019-11-21 | 2019-11-26 | 2020-11-26 | Solar Edge | SE3000 | Inverters | 3000 |  | 1 |  |  | 0.97 |  | Outside | side of home
Solar Registration Program | NJSRRE1543443523 | Galloway | 8205 | 19 | 3.15 | Residential | Yes | Behind the Meter | Vivint Solar Developer, LLC | AC Electric | Accepted | 2019-11-30 | 2019-12-04 | 2020-12-04 | Hanwha | Q.PEAK BLK-G5 315 | Solar Panels |  | 0.315 | 10 | 277 | 23 |  | Fixed | Roof
Solar Registration Program | NJSRRE1543443523 | Galloway | 8205 | 19 | 3.15 | Residential | Yes | Behind the Meter | Vivint Solar Developer, LLC | AC Electric | Accepted | 2019-11-30 | 2019-12-04 | 2020-12-04 | Solar Edge | SE3800H-US | Inverters | 3800 |  | 1 |  |  | 0.992 |  | Outdoor | Near the utility meter
Solar Registration Program | NJSRRE1543463166 | ELMWOOD PARK | 7407 | 7 | 3.15 | Residential | Yes | Behind the Meter | Vivint Solar Developer, LLC | PSE&G | Accepted | 2019-12-03 | 2019-12-04 | 2020-12-04 | HANWHA SOLAR | Q.PEAK BLK-G5 315 | Solar Panels |  | 0.315 | 8 | 340 | 27 |  | Fixed | Roof
Solar Registration Program | NJSRRE1543463166 | ELMWOOD PARK | 7407 | 7 | 3.15 | Residential | Yes | Behind the Meter | Vivint Solar Developer, LLC | PSE&G | Accepted | 2019-12-03 | 2019-12-04 | 2020-12-04 | HANWHA SOLAR | Q.PEAK BLK-G5 315 | Solar Panels |  | 0.315 | 2 | 70 | 27 |  | Fixed | Roof
Solar Registration Program | NJSRRE1543463166 | ELMWOOD PARK | 7407 | 7 | 3.15 | Residential | Yes | Behind the Meter | Vivint Solar Developer, LLC | PSE&G | Accepted | 2019-12-03 | 2019-12-04 | 2020-12-04 | Solaredge | SE3800H-US | Inverters | 3800 |  | 1 |  |  | 0.992 |  | Outdoor | Near the Utility Meter
Solar Registration Program | NJSRRE1543473819 | PENNSAUKEN | 8110 | 14 | 3.15 | Residential | Yes | Behind the Meter | Vivint Solar Developer, LLC | PSE&G | Accepted | 2019-12-05 | 2019-12-05 | 2020-12-05 | Hanwha | Q.PEAK BLK G5 315 | Solar Panels |  | 0.315 | 10 | 41 | 34 |  | Fixed | Roof
Solar Registration Program | NJSRRE1543473819 | PENNSAUKEN | 8110 | 14 | 3.15 | Residential | Yes | Behind the Meter | Vivint Solar Developer, LLC | PSE&G | Accepted | 2019-12-05 | 2019-12-05 | 2020-12-05 | Solar Edge | SE3800H-US | Inverters | 3800 |  | 1 |  |  | 0.992 |  | Outdoor | Near the Utility Meter
Solar Registration Program | NJSRRE1543473874 | MAPLE SHADE | 8052 | 13 | 3.15 | Residential | Yes | Behind the Meter | Vivint Solar Developer, LLC | PSE&G | Accepted | 2019-12-05 | 2019-12-05 | 2020-12-05 | Hanwha Solar | Q.PEAK BLK G5 315 | Solar Panels |  | 0.315 | 10 | 206 | 23 |  | Fixed | Roof
Solar Registration Program | NJSRRE1543473874 | MAPLE SHADE | 8052 | 13 | 3.15 | Residential | Yes | Behind the Meter | Vivint Solar Developer, LLC | PSE&G | Accepted | 2019-12-05 | 2019-12-05 | 2020-12-05 | Solar Edge | SE3800H-US | Inverters | 3800 |  | 1 |  |  | 0.992 |  | Outdoor | Near the Utility Meter
Solar Registration Program | NJSRRE1543477397 | Little Egg Harbor | 8087 | 18 | 3.15 | Residential | Yes | Behind the Meter | Trinity Solar | AC Electric | Accepted | 2019-12-04 | 2019-12-06 | 2020-12-06 | Hanwha | Q.PEAK DUO BLK-G5 315 | Solar Panels |  | 0.315 | 10 | 231 | 22 |  | Fixed | Roof
Solar Registration Program | NJSRRE1543477397 | Little Egg Harbor | 8087 | 18 | 3.15 | Residential | Yes | Behind the Meter | Trinity Solar | AC Electric | Accepted | 2019-12-04 | 2019-12-06 | 2020-12-06 | Solar Edge | SE3000 | Inverters | 3000 |  | 1 |  |  | 0.97 |  | Outside | side of home
Solar Registration Program | NJSRRE1543477630 | Paterson | 7502 | 6 | 3.15 | Residential | Yes | Behind the Meter | Trinity Solar | PSE&G | Accepted | 2019-12-04 | 2019-12-06 | 2020-12-06 | HANWHA | Q.PEAK DUO BLK-G5 315 | Solar Panels |  | 0.315 | 10 | 229 | 30 |  | Fixed | Roof
Solar Registration Program | NJSRRE1543477630 | Paterson | 7502 | 6 | 3.15 | Residential | Yes | Behind the Meter | Trinity Solar | PSE&G | Accepted | 2019-12-04 | 2019-12-06 | 2020-12-06 | SOLAR EDGE | SE3000H-US | Inverters | 3000 |  | 1 |  |  | 0.97 |  | Outside | SIDE OF HOME
Solar Registration Program | NJSRRE1543482530 | Elmwood Park | 7407 | 7 | 3.15 | Residential | Yes | Behind the Meter | Trinity Solar | PSE&G | Accepted | 2019-12-05 | 2019-12-10 | 2020-12-10 | Hanwha | YL315D-30b | Solar Panels |  | 0.315 | 9 | 161 | 40 |  | Fixed | Roof
Solar Registration Program | NJSRRE1543482530 | Elmwood Park | 7407 | 7 | 3.15 | Residential | Yes | Behind the Meter | Trinity Solar | PSE&G | Accepted | 2019-12-05 | 2019-12-10 | 2020-12-10 | 3 | Hanwha | Solar Panels |  | 0.315 | 1 | 161 | 40 |  | Fixed | Roof
Solar Registration Program | NJSRRE1543482530 | Elmwood Park | 7407 | 7 | 3.15 | Residential | Yes | Behind the Meter | Trinity Solar | PSE&G | Accepted | 2019-12-05 | 2019-12-10 | 2020-12-10 | Solar Edge | SE3000 | Inverters | 3000 |  | 1 |  |  | 0.97 |  | Outside | side of home
Solar Registration Program | NJSRRE1543495797 | Rahway | 7065 | 10 | 3.15 | Residential | Yes | Behind the Meter | Pro Custom Solar dba Momentum Solar | PSE&G | Accepted | 2019-12-06 | 2019-12-10 | 2020-12-10 | HANWHA | Q.PEAK DUO BLK-G5 315 | Solar Panels |  | 0.315 | 10 | 191 | 31 |  | Fixed | Roof
Solar Registration Program | NJSRRE1543495797 | Rahway | 7065 | 10 | 3.15 | Residential | Yes | Behind the Meter | Pro Custom Solar dba Momentum Solar | PSE&G | Accepted | 2019-12-06 | 2019-12-10 | 2020-12-10 | Enphase Energy | IQ6-60-2-US | Inverters | 240 |  | 10 |  |  | 0.97 |  | Outdoor | Roof
Solar Registration Program | NJSRRE1543502010 | Hammonton | 8037 | 19 | 3.15 | Residential | Yes | Behind the Meter | Trinity Solar | AC Electric | Accepted | 2019-12-09 | 2019-12-11 | 2020-12-11 | HANWHA | Q.PEAK DUO BLK-G5 315 | Solar Panels |  | 0.315 | 3 | 167 | 27 |  | Fixed | Roof
Solar Registration Program | NJSRRE1543502010 | Hammonton | 8037 | 19 | 3.15 | Residential | Yes | Behind the Meter | Trinity Solar | AC Electric | Accepted | 2019-12-09 | 2019-12-11 | 2020-12-11 | HANWHA | Q.PEAK DUO BLK-G5 315 | Solar Panels |  | 0.315 | 7 | 167 | 18 |  | Fixed | Roof
Solar Registration Program | NJSRRE1543502010 | Hammonton | 8037 | 19 | 3.15 | Residential | Yes | Behind the Meter | Trinity Solar | AC Electric | Accepted | 2019-12-09 | 2019-12-11 | 2020-12-11 | SOLAR EDGE | SE3000H-US | Inverters | 3000 |  | 1 |  |  | 0.97 |  | Outside | SIDE OF HOME
Solar Registration Program | NJSRRE1543505590 | Paterson | 7501 | 6 | 3.15 | Residential | No | Behind the Meter | Trinity Solar | PSE&G | Accepted | 2019-12-10 | 2019-12-12 | 2020-12-12 | Yingli | YL315D-30b | Solar Panels |  | 0.315 | 10 | 155 | 5 |  | Fixed | Roof
Solar Registration Program | NJSRRE1543505590 | Paterson | 7501 | 6 | 3.15 | Residential | No | Behind the Meter | Trinity Solar | PSE&G | Accepted | 2019-12-10 | 2019-12-12 | 2020-12-12 | Solar Edge | SE3000 | Inverters | 3000 |  | 1 |  |  | 0.97 |  | Outside | side of home
Solar Registration Program | NJSRRE1543506286 | Keansburg | 7734 | 17 | 3.15 | Residential | No | Behind the Meter | Trinity Solar | JCP&L | Accepted | 2019-12-10 | 2019-12-13 | 2020-12-13 | Hanwha | Q.PEAK DUO BLK-G5 315 | Solar Panels |  | 0.315 | 4 | 218 | 34 |  | Fixed | Roof
Solar Registration Program | NJSRRE1543506286 | Keansburg | 7734 | 17 | 3.15 | Residential | No | Behind the Meter | Trinity Solar | JCP&L | Accepted | 2019-12-10 | 2019-12-13 | 2020-12-13 | Hanwha | Q.PEAK DUO BLK-G5 315 | Solar Panels |  | 0.315 | 6 | 128 | 40 |  | Fixed | Roof
Solar Registration Program | NJSRRE1543506286 | Keansburg | 7734 | 17 | 3.15 | Residential | No | Behind the Meter | Trinity Solar | JCP&L | Accepted | 2019-12-10 | 2019-12-13 | 2020-12-13 | Solar Edge | SE3000 | Inverters | 3000 |  | 1 |  |  | 0.97 |  | Outside | side of home
Solar Registration Program | NJSRRE1543509255 | High Bar Harbor | 8008 | 18 | 3.15 | Residential | Yes | Behind the Meter | Suntuity Solar LLC | AC Electric | Accepted | 2019-12-11 | 2019-12-13 | 2020-12-13 | Yingli Green Energy | YL315D-30b | Solar Panels |  | 0.315 | 10 | 227 | 18 |  | Fixed | Roof
Solar Registration Program | NJSRRE1543509255 | High Bar Harbor | 8008 | 18 | 3.15 | Residential | Yes | Behind the Meter | Suntuity Solar LLC | AC Electric | Accepted | 2019-12-11 | 2019-12-13 | 2020-12-13 | Enphase Energy | IQ7-60-2-US | Inverters | 240 |  | 10 |  |  | 0.97 |  | Outdoor | Behind the PV Modules
Solar Registration Program | NJSRRE1543509266 | Wildwood | 8260 | 21 | 3.15 | Residential | Yes | Behind the Meter | Trinity Solar | AC Electric | Accepted | 2019-12-11 | 2019-12-13 | 2020-12-13 | HANWHA | Q.PEAK DUO BLK-G5 315 | Solar Panels |  | 0.315 | 10 | 137 | 30 |  | Fixed | Roof
Solar Registration Program | NJSRRE1543509266 | Wildwood | 8260 | 21 | 3.15 | Residential | Yes | Behind the Meter | Trinity Solar | AC Electric | Accepted | 2019-12-11 | 2019-12-13 | 2020-12-13 | SOLAR EDGE | SE3000H-US | Inverters | 3000 |  | 1 |  |  | 0.97 |  | Outside | SIDE OF HOME
Solar Registration Program | NJSRRE1543533426 | Camden | 8104 | 14 | 3.15 | Residential | Yes | Behind the Meter | Vivint Solar Developer, LLC | PSE&G | Accepted | 2019-12-20 | 2019-12-20 | 2020-12-20 | Hanwha Solar | Q.PEAK BLK-G5 315 | Solar Panels |  | 0.315 | 10 | 337 | 37 |  | Fixed | Roof
Solar Registration Program | NJSRRE1543533426 | Camden | 8104 | 14 | 3.15 | Residential | Yes | Behind the Meter | Vivint Solar Developer, LLC | PSE&G | Accepted | 2019-12-20 | 2019-12-20 | 2020-12-20 | SolarEdge | SE3800H-US | Inverters | 3800 |  | 1 |  |  | 0.992 |  | Outdoor | Near the Utility Meter
Solar Registration Program | NJSRRE1543547399 | Pennsauken | 8110 | 14 | 3.15 | Residential | Yes | Behind the Meter | Trinity Solar | PSE&G | Accepted | 2019-12-13 | 2019-12-17 | 2020-12-17 | Hanwha | Q.PEAK DUO BLK-G5 315 | Solar Panels |  | 0.315 | 10 | 128 | 18 |  | Fixed | Roof
Solar Registration Program | NJSRRE1543547399 | Pennsauken | 8110 | 14 | 3.15 | Residential | Yes | Behind the Meter | Trinity Solar | PSE&G | Accepted | 2019-12-13 | 2019-12-17 | 2020-12-17 | Solar Edge | SE3000 | Inverters | 3000 |  | 1 |  |  | 0.97 |  | Outside | side of home
Solar Registration Program | NJSRRE1543547954 | Pleasantville | 8232 | 19 | 3.15 | Residential | Yes | Behind the Meter | Vivint Solar Developer, LLC | AC Electric | Accepted | 2019-12-13 | 2019-12-18 | 2020-12-18 | Hanwha | Q.PEAK BLK-G5 315 | Solar Panels |  | 0.315 | 10 | 38 | 16 |  | Fixed | Roof
Solar Registration Program | NJSRRE1543547954 | Pleasantville | 8232 | 19 | 3.15 | Residential | Yes | Behind the Meter | Vivint Solar Developer, LLC | AC Electric | Accepted | 2019-12-13 | 2019-12-18 | 2020-12-18 | Solar Edge | SE3800H-US | Inverters | 3800 |  | 1 |  |  | 0.992 |  | Outdoor | Near the utility meter
Solar Registration Program | NJSRRE1543556071 | Mantua | 8051 | 15 | 3.15 | Residential | No | Behind the Meter | Trinity Solar | AC Electric | Accepted | 2019-12-17 | 2019-12-20 | 2020-12-20 | HANWHA | Q.PEAK DUO BLK-G5 315 | Solar Panels |  | 0.315 | 10 | 129 | 34 |  | Fixed | Roof
Solar Registration Program | NJSRRE1543556071 | Mantua | 8051 | 15 | 3.15 | Residential | No | Behind the Meter | Trinity Solar | AC Electric | Accepted | 2019-12-17 | 2019-12-20 | 2020-12-20 | SOLAR EDGE | SE3000H-US | Inverters | 3000 |  | 1 |  |  | 0.97 |  | Outside | SIDE OF HOME
Solar Registration Program | NJSRRE1543556390 | Toms River | 8757 | 18 | 3.15 | Residential | Yes | Behind the Meter | Vivint Solar Developer, LLC | JCP&L | Accepted | 2019-12-17 | 2019-12-20 | 2020-12-20 | Hanwha Solar | Q.PEAK BLK-G5 315 | Solar Panels |  | 0.315 | 10 | 17 | 34 |  | Fixed | Roof
Solar Registration Program | NJSRRE1543556390 | Toms River | 8757 | 18 | 3.15 | Residential | Yes | Behind the Meter | Vivint Solar Developer, LLC | JCP&L | Accepted | 2019-12-17 | 2019-12-20 | 2020-12-20 | Solar Edge | SE3800H-US | Inverters | 3800 |  | 1 |  |  | 0.992 |  | Outdoor | Near the utility meter
Solar Registration Program | NJSRRE1543574877 | Washington | 7882 | 2 | 3.15 | Residential | Yes | Behind the Meter | Trinity Solar | JCP&L | Accepted | 2019-12-20 | 2019-12-26 | 2020-12-26 | Hanwha | Q.PEAK DUO BLK-G5 315 | Solar Panels |  | 0.315 | 10 | 163 | 30 |  | Fixed | Roof
Solar Registration Program | NJSRRE1543574877 | Washington | 7882 | 2 | 3.15 | Residential | Yes | Behind the Meter | Trinity Solar | JCP&L | Accepted | 2019-12-20 | 2019-12-26 | 2020-12-26 | Solar Edge | SE3000 | Inverters | 3000 |  | 1 |  |  | 0.97 |  | Outside | side of home
Solar Registration Program | NJSRRE1543583308 | North Arlington | 7031 | 7 | 3.15 | Residential | Yes | Behind the Meter | Trinity Solar | PSE&G | Accepted | 2019-12-20 | 2019-12-26 | 2020-12-26 | Hanwha | Q.PEAK DUO BLK-G5 315 | Solar Panels |  | 0.315 | 10 | 123 | 34 |  | Fixed | Roof
Solar Registration Program | NJSRRE1543583308 | North Arlington | 7031 | 7 | 3.15 | Residential | Yes | Behind the Meter | Trinity Solar | PSE&G | Accepted | 2019-12-20 | 2019-12-26 | 2020-12-26 | Solar Edge | SE3000 | Inverters | 3000 |  | 1 |  |  | 0.97 |  | Outside | side of home
Solar Registration Program | NJSRRE1543586455 | Bargaintown | 8234 | 19 | 3.15 | Residential | Yes | Behind the Meter | Vision Solar LLC | AC Electric | Accepted | 2019-12-20 | 2019-12-26 | 2020-12-26 | hanwa qcells | q.peak duo-g5 315 | Solar Panels |  | 0.315 | 10 | 224 | 30 |  | Fixed | Roof
Solar Registration Program | NJSRRE1543586455 | Bargaintown | 8234 | 19 | 3.15 | Residential | Yes | Behind the Meter | Vision Solar LLC | AC Electric | Accepted | 2019-12-20 | 2019-12-26 | 2020-12-26 | enphase | iq7-60-2-us | Inverters | 0.25 |  | 10 |  |  | 0.96 |  | Other | behind panels
Solar Registration Program | NJSRRE1543691474 | Englewood | 7631 | 7 | 3.15 | Residential | Yes | Behind the Meter | Trinity Solar | PSE&G | Accepted | 2019-12-24 | 2019-12-30 | 2020-12-30 | Hanwha | Q.PEAK DUO BLK-G5 315 | Solar Panels |  | 0.315 | 10 | 217 | 34 |  | Fixed | Roof
Solar Registration Program | NJSRRE1543691474 | Englewood | 7631 | 7 | 3.15 | Residential | Yes | Behind the Meter | Trinity Solar | PSE&G | Accepted | 2019-12-24 | 2019-12-30 | 2020-12-30 | Solar Edge | SE3000 | Inverters | 3000 |  | 1 |  |  | 0.97 |  | Outside | side of home
Solar Registration Program | NJSRRE1543820035 | Manahawkin | 8050 | 18 | 3.15 | Residential | Yes | Behind the Meter | Suntuity Solar LLC | AC Electric | Accepted | 2019-12-26 | 2019-12-31 | 2020-12-31 | Hanwha Solar | Q-Cells 315 Mono | Solar Panels |  | 0.315 | 10 | 206 | 16 |  | Fixed | Roof
Solar Registration Program | NJSRRE1543820035 | Manahawkin | 8050 | 18 | 3.15 | Residential | Yes | Behind the Meter | Suntuity Solar LLC | AC Electric | Accepted | 2019-12-26 | 2019-12-31 | 2020-12-31 | Enphase Energy | IQ7-60-2-US | Inverters | 240 |  | 10 |  |  | 0.97 |  | Outdoor | Behind the PV Modules
Solar Registration Program | NJSRRE1543820041 | Middletown | 7758 | 17 | 3.15 | Residential | Yes | Behind the Meter | Trinity Solar | JCP&L | Accepted | 2019-12-26 | 2019-12-31 | 2020-12-31 | HANWHA | Q.PEAK DUO BLK-G5 315 | Solar Panels |  | 0.315 | 10 | 122 | 23 |  | Fixed | Roof
Solar Registration Program | NJSRRE1543820041 | Middletown | 7758 | 17 | 3.15 | Residential | Yes | Behind the Meter | Trinity Solar | JCP&L | Accepted | 2019-12-26 | 2019-12-31 | 2020-12-31 | SOLAR EDGE | SE3000H-US | Inverters | 3000 |  | 1 |  |  | 0.97 |  | Outside | SIDE OF HOME
Solar Registration Program | NJSRRE1540459634 | Williamstown | 8094 | 15 | 3.19 | Residential | Yes | Behind the Meter | Sunrun Installation Services, Inc. | AC Electric | Accepted | 2019-03-07 | 2019-03-08 | 2020-03-08 | REC Solar | REC290TP2 BLK | Solar Panels |  | 0.29 | 11 | 173 | 30 |  | Fixed | Roof
Solar Registration Program | NJSRRE1540459634 | Williamstown | 8094 | 15 | 3.19 | Residential | Yes | Behind the Meter | Sunrun Installation Services, Inc. | AC Electric | Accepted | 2019-03-07 | 2019-03-08 | 2020-03-08 | SMA America | SB3.0-1SP-US-40 | Inverters | 3000 |  | 1 |  |  | 0.96 |  | Outdoor | Next To Meter
Solar Registration Program | NJSRRE1541128996 | South Amboy | 8879 | 11 | 3.19 | Residential | No | Behind the Meter | Sunrun Installation Services, Inc. | JCP&L | Accepted | 2019-06-10 | 2019-06-13 | 2020-06-13 | REC Solar | REC290TP2 BLK | Solar Panels |  | 0.29 | 5 | 211 | 34 |  | Fixed | Roof
Solar Registration Program | NJSRRE1541128996 | South Amboy | 8879 | 11 | 3.19 | Residential | No | Behind the Meter | Sunrun Installation Services, Inc. | JCP&L | Accepted | 2019-06-10 | 2019-06-13 | 2020-06-13 | REC Solar | REC290TP2 BLK | Solar Panels |  | 0.29 | 6 | 120 | 32 |  | Fixed | Roof
Solar Registration Program | NJSRRE1541128996 | South Amboy | 8879 | 11 | 3.19 | Residential | No | Behind the Meter | Sunrun Installation Services, Inc. | JCP&L | Accepted | 2019-06-10 | 2019-06-13 | 2020-06-13 | Ningbo Ginlong Technologies | Solis-1P3K-4G-US | Inverters | 3000 |  | 1 |  |  | 0.96 |  | Outdoor | Next To Meter
Solar Registration Program | NJSRRE1541418862 | Roselle | 7203 | 10 | 3.19 | Residential | Yes | Behind the Meter | Sunrun Installation Services, Inc. | PSE&G | Accepted | 2019-06-18 | 2019-06-20 | 2020-06-20 | REC Solar | REC290TP2 BLK | Solar Panels |  | 0.29 | 11 | 259 | 34 |  | Fixed | Roof
Solar Registration Program | NJSRRE1541418862 | Roselle | 7203 | 10 | 3.19 | Residential | Yes | Behind the Meter | Sunrun Installation Services, Inc. | PSE&G | Accepted | 2019-06-18 | 2019-06-20 | 2020-06-20 | Ningbo Ginlong Technologies | Solis-1P3K-4G-US | Inverters | 3000 |  | 1 |  |  | 0.96 |  | Outdoor | Next To Meter
Solar Registration Program | NJSRRE1541497185 | WOODLAND PARK | 7424 | 6 | 3.19 | Residential | Yes | Behind the Meter | Pro Custom Solar dba Momentum Solar | PSE&G | Accepted | 2019-06-26 | 2019-07-01 | 2020-07-01 | RECOM | RCM-290-6MB | Solar Panels |  | 0.29 | 11 | 201 | 25 |  | Fixed | Roof
Solar Registration Program | NJSRRE1541497185 | WOODLAND PARK | 7424 | 6 | 3.19 | Residential | Yes | Behind the Meter | Pro Custom Solar dba Momentum Solar | PSE&G | Accepted | 2019-06-26 | 2019-07-01 | 2020-07-01 | ENPHASE | IQ6-60-2-US | Inverters | 240 |  | 11 |  |  | 0.97 |  | Outdoor | Roof
Solar Registration Program | NJSRRE1541615314 | LODI BORO | 7644 | 7 | 3.19 | Residential | Yes | Behind the Meter | Sunrun Installation Services, Inc. | PSE&G | Accepted | 2019-07-09 | 2019-07-10 | 2020-07-10 | Rec solar | #NAME? | Solar Panels |  | 0.29 | 11 | 125 | 30 |  | Fixed | Roof
Solar Registration Program | NJSRRE1541615314 | LODI BORO | 7644 | 7 | 3.19 | Residential | Yes | Behind the Meter | Sunrun Installation Services, Inc. | PSE&G | Accepted | 2019-07-09 | 2019-07-10 | 2020-07-10 | Ginlong | Solis-1P3K-4G-US | Inverters | 3000 |  | 1 |  |  | 0.96 |  | Outside | next to meter
Solar Registration Program | NJSRRE1541792866 | Weehawken | 7086 | 8 | 3.19 | Residential | No | Behind the Meter | Sunrun Installation Services, Inc. | PSE&G | Accepted | 2019-08-06 | 2019-08-09 | 2020-08-09 | REC Solar | REC290TP2 BLK | Solar Panels |  | 0.29 | 11 | 185 | 18 |  | Fixed | Roof
Solar Registration Program | NJSRRE1541792866 | Weehawken | 7086 | 8 | 3.19 | Residential | No | Behind the Meter | Sunrun Installation Services, Inc. | PSE&G | Accepted | 2019-08-06 | 2019-08-09 | 2020-08-09 | SolarEdge Technologies | SE3000H-USRGM | Inverters | 3000 |  | 1 |  |  | 0.96 |  | Outdoor | Next To Meter
Solar Registration Program | NJSRRE1541895478 | Hackensack | 7601 | 7 | 3.19 | Residential | Yes | Behind the Meter | Sunrun Installation Services, Inc. | PSE&G | Accepted | 2019-08-28 | 2019-09-03 | 2020-09-03 | REC Solar | REC290TP2 BLK | Solar Panels |  | 0.29 | 3 | 284 | 18 |  | Fixed | Roof
Solar Registration Program | NJSRRE1541895478 | Hackensack | 7601 | 7 | 3.19 | Residential | Yes | Behind the Meter | Sunrun Installation Services, Inc. | PSE&G | Accepted | 2019-08-28 | 2019-09-03 | 2020-09-03 | REC Solar | REC290TP2 BLK | Solar Panels |  | 0.29 | 3 | 104 | 40 |  | Fixed | Roof
Solar Registration Program | NJSRRE1541895478 | Hackensack | 7601 | 7 | 3.19 | Residential | Yes | Behind the Meter | Sunrun Installation Services, Inc. | PSE&G | Accepted | 2019-08-28 | 2019-09-03 | 2020-09-03 | REC Solar | REC290TP2 BLK | Solar Panels |  | 0.29 | 5 | 104 | 30 |  | Fixed | Roof
Solar Registration Program | NJSRRE1541895478 | Hackensack | 7601 | 7 | 3.19 | Residential | Yes | Behind the Meter | Sunrun Installation Services, Inc. | PSE&G | Accepted | 2019-08-28 | 2019-09-03 | 2020-09-03 | SolarEdge Technologies | SE3000H-USRGM | Inverters | 3000 |  | 1 |  |  | 0.96 |  | Outdoor | Next To Meter
Solar Registration Program | NJSRRE1542172273 | Hackettstown | 7840 | 2 | 3.19 | Residential | Yes | Behind the Meter | Sunrun Installation Services, Inc. | JCP&L | Accepted | 2019-09-04 | 2019-09-06 | 2020-09-06 | REC Solar | REC290TP2 BLK | Solar Panels |  | 0.29 | 11 | 128 | 23 |  | Fixed | Roof
Solar Registration Program | NJSRRE1542172273 | Hackettstown | 7840 | 2 | 3.19 | Residential | Yes | Behind the Meter | Sunrun Installation Services, Inc. | JCP&L | Accepted | 2019-09-04 | 2019-09-06 | 2020-09-06 | SolarEdge Technologies | SE3800A-USS2RGM | Inverters | 3800 |  | 1 |  |  | 0.96 |  | Outdoor | Next To Meter
Solar Registration Program | NJSRRE1542172273 | Hackettstown | 7840 | 2 | 3.19 | Residential | Yes | Behind the Meter | Sunrun Installation Services, Inc. | JCP&L | Accepted | 2019-09-04 | 2019-09-06 | 2020-09-06 | LG Chem | RESU 10H SEG | Electric Storage Battery |  |  | 1 |  |  |  | Lithium Ion |  | outside
Solar Registration Program | NJSRRE1542431301 | Long Beach Township | 8008 | 18 | 3.19 | Residential | No | Behind the Meter | Sunrun Installation Services, Inc. | AC Electric | Accepted | 2019-09-24 | 2019-09-26 | 2020-09-26 | REC Solar | REC290TP2 BLK | Solar Panels |  | 0.29 | 5 | 211 | 27 |  | Fixed | Roof
Solar Registration Program | NJSRRE1542431301 | Long Beach Township | 8008 | 18 | 3.19 | Residential | No | Behind the Meter | Sunrun Installation Services, Inc. | AC Electric | Accepted | 2019-09-24 | 2019-09-26 | 2020-09-26 | REC Solar | REC290TP2 BLK | Solar Panels |  | 0.29 | 6 | 211 | 14 |  | Fixed | Roof
Solar Registration Program | NJSRRE1542431301 | Long Beach Township | 8008 | 18 | 3.19 | Residential | No | Behind the Meter | Sunrun Installation Services, Inc. | AC Electric | Accepted | 2019-09-24 | 2019-09-26 | 2020-09-26 | Ningbo Ginlong Technologies | Solis-1P3K-4G-US | Inverters | 3000 |  | 1 |  |  | 0.96 |  | Outdoor | Next To Meter
Solar Registration Program | NJSRRE1542431409 | Jersey City | 7304 | 8 | 3.19 | Residential | Yes | Behind the Meter | Sunrun Installation Services, Inc. | PSE&G | Accepted | 2019-09-24 | 2019-09-26 | 2020-09-26 | REC Solar | REC290TP2 BLK | Solar Panels |  | 0.29 | 11 | 215 | 10 |  | Fixed | Roof
Solar Registration Program | NJSRRE1542431409 | Jersey City | 7304 | 8 | 3.19 | Residential | Yes | Behind the Meter | Sunrun Installation Services, Inc. | PSE&G | Accepted | 2019-09-24 | 2019-09-26 | 2020-09-26 | SolarEdge Technologies | SE3000H-USRGM | Inverters | 3000 |  | 1 |  |  | 0.96 |  | Outdoor | Next To Meter
Solar Registration Program | NJSRRE1542461007 | Lake Hiawatha | 7034 | 3 | 3.19 | Residential | No | Behind the Meter | Sunrun Installation Services, Inc. | JCP&L | Accepted | 2019-09-30 | 2019-10-02 | 2020-10-02 | REC Solar | REC290TP2 BLK | Solar Panels |  | 0.29 | 3 | 183 | 18 |  | Fixed | Roof
Solar Registration Program | NJSRRE1542461007 | Lake Hiawatha | 7034 | 3 | 3.19 | Residential | No | Behind the Meter | Sunrun Installation Services, Inc. | JCP&L | Accepted | 2019-09-30 | 2019-10-02 | 2020-10-02 | REC Solar | REC290TP2 BLK | Solar Panels |  | 0.29 | 3 | 184 | 46 |  | Fixed | Roof
Solar Registration Program | NJSRRE1542461007 | Lake Hiawatha | 7034 | 3 | 3.19 | Residential | No | Behind the Meter | Sunrun Installation Services, Inc. | JCP&L | Accepted | 2019-09-30 | 2019-10-02 | 2020-10-02 | REC Solar | REC290TP2 BLK | Solar Panels |  | 0.29 | 5 | 94 | 18 |  | Fixed | Roof
Solar Registration Program | NJSRRE1542461007 | Lake Hiawatha | 7034 | 3 | 3.19 | Residential | No | Behind the Meter | Sunrun Installation Services, Inc. | JCP&L | Accepted | 2019-09-30 | 2019-10-02 | 2020-10-02 | SolarEdge Technologies | SE3000H-USRGM | Inverters | 3000 |  | 1 |  |  | 0.96 |  | Outdoor | Next To Meter
Solar Registration Program | NJSRRE1542544245 | Newark City | 7112 | 9 | 3.19 | Residential | Yes | Behind the Meter | Sunrun Installation Services, Inc. | PSE&G | Accepted | 2019-10-15 | 2019-10-17 | 2020-10-17 | REC Solar | REC290TP2 BLK | Solar Panels |  | 0.29 | 11 | 203 | 30 |  | Fixed | Roof
Solar Registration Program | NJSRRE1542544245 | Newark City | 7112 | 9 | 3.19 | Residential | Yes | Behind the Meter | Sunrun Installation Services, Inc. | PSE&G | Accepted | 2019-10-15 | 2019-10-17 | 2020-10-17 | Delta Electronics | M4-TL-US | Inverters | 3840 |  | 1 |  |  | 0.96 |  | Outdoor | Next To Meter
Solar Registration Program | NJSRRE1542581743 | Garfield City | 7026 | 7 | 3.19 | Residential | No | Behind the Meter | Sunrun Installation Services, Inc. | PSE&G | Accepted | 2019-10-24 | 2019-10-28 | 2020-10-28 | REC Solar | REC290TP2 BLK | Solar Panels |  | 0.29 | 11 | 72 | 34 |  | Fixed | Roof
Solar Registration Program | NJSRRE1542581743 | Garfield City | 7026 | 7 | 3.19 | Residential | No | Behind the Meter | Sunrun Installation Services, Inc. | PSE&G | Accepted | 2019-10-24 | 2019-10-28 | 2020-10-28 | Delta Electronics | M4-TL-US | Inverters | 3840 |  | 1 |  |  | 0.96 |  | Outdoor | Next To Meter
Solar Registration Program | NJSRRE1542851425 | Haddonfield | 8033 | 14 | 3.19 | Residential | Yes | Behind the Meter | Sunrun Installation Services, Inc. | PSE&G | Accepted | 2019-10-31 | 2019-11-04 | 2020-11-04 | REC Solar | REC290TP2 BLK | Solar Panels |  | 0.29 | 4 | 136 | 10 |  | Fixed | Roof
Solar Registration Program | NJSRRE1542851425 | Haddonfield | 8033 | 14 | 3.19 | Residential | Yes | Behind the Meter | Sunrun Installation Services, Inc. | PSE&G | Accepted | 2019-10-31 | 2019-11-04 | 2020-11-04 | REC Solar | REC290TP2 BLK | Solar Panels |  | 0.29 | 7 | 226 | 40 |  | Fixed | Roof
Solar Registration Program | NJSRRE1542851425 | Haddonfield | 8033 | 14 | 3.19 | Residential | Yes | Behind the Meter | Sunrun Installation Services, Inc. | PSE&G | Accepted | 2019-10-31 | 2019-11-04 | 2020-11-04 | SolarEdge Technologies | SE3000H-USRGM | Inverters | 3000 |  | 1 |  |  | 0.96 |  | Outdoor | Next To Meter
Solar Registration Program | NJSRRE1542909171 | Newark | 7107 | 9 | 3.19 | Residential | No | Behind the Meter | Sunrun Installation Services, Inc. | PSE&G | Accepted | 2019-11-04 | 2019-11-06 | 2020-11-06 | REC Solar | REC290TP2 BLK | Solar Panels |  | 0.29 | 11 | 201 | 40 |  | Fixed | Roof
Solar Registration Program | NJSRRE1542909171 | Newark | 7107 | 9 | 3.19 | Residential | No | Behind the Meter | Sunrun Installation Services, Inc. | PSE&G | Accepted | 2019-11-04 | 2019-11-06 | 2020-11-06 | Delta Electronics | M4-TL-US | Inverters | 3840 |  | 1 |  |  | 0.96 |  | Outdoor | Next To Meter
Solar Registration Program | NJSRRE1543066012 | Beach Haven West | 8050 | 18 | 3.19 | Residential | Yes | Behind the Meter | Sunrun Installation Services, Inc. | AC Electric | Accepted | 2019-11-11 | 2019-11-13 | 2020-11-13 | REC Solar | REC290TP2 BLK | Solar Panels |  | 0.29 | 11 | 339 | 23 |  | Fixed | Roof
Solar Registration Program | NJSRRE1543066012 | Beach Haven West | 8050 | 18 | 3.19 | Residential | Yes | Behind the Meter | Sunrun Installation Services, Inc. | AC Electric | Accepted | 2019-11-11 | 2019-11-13 | 2020-11-13 | Delta Electronics | M4-TL-US | Inverters | 3840 |  | 1 |  |  | 0.96 |  | Outdoor | Next To Meter
Solar Registration Program | NJSRRE1543182850 | Berkeley Heights | 7922 | 10 | 3.19 | Residential | No | Behind the Meter | Sunrun Installation Services, Inc. | JCP&L | Accepted | 2019-11-13 | 2019-11-18 | 2020-11-18 | REC Solar | REC290TP2 BLK | Solar Panels |  | 0.29 | 5 | 228 | 34 |  | Fixed | Roof
Solar Registration Program | NJSRRE1543182850 | Berkeley Heights | 7922 | 10 | 3.19 | Residential | No | Behind the Meter | Sunrun Installation Services, Inc. | JCP&L | Accepted | 2019-11-13 | 2019-11-18 | 2020-11-18 | REC Solar | REC290TP2 BLK | Solar Panels |  | 0.29 | 6 | 229 | 18 |  | Fixed | Roof
Solar Registration Program | NJSRRE1543182850 | Berkeley Heights | 7922 | 10 | 3.19 | Residential | No | Behind the Meter | Sunrun Installation Services, Inc. | JCP&L | Accepted | 2019-11-13 | 2019-11-18 | 2020-11-18 | Enphase Energy | IQ7-60-x-US (240V) | Inverters | 240 |  | 11 |  |  | 0.96 |  | Outdoor | Rooftop
Solar Registration Program | NJSRRE1543426061 | Bound Brook | 8805 | 5 | 3.19 | Residential | Yes | Behind the Meter | Sunrun Installation Services, Inc. | PSE&G | Accepted | 2019-11-20 | 2019-11-25 | 2020-11-25 | REC Solar | REC290TP2 BLK | Solar Panels |  | 0.29 | 11 | 348 | 19 |  | Fixed | Roof
Solar Registration Program | NJSRRE1543426061 | Bound Brook | 8805 | 5 | 3.19 | Residential | Yes | Behind the Meter | Sunrun Installation Services, Inc. | PSE&G | Accepted | 2019-11-20 | 2019-11-25 | 2020-11-25 | Delta Electronics | M4-TL-US | Inverters | 3840 |  | 1 |  |  | 0.96 |  | Outdoor | Next To Meter
Solar Registration Program | NJSRRE1543451910 | Parlin | 8859 | 11 | 3.19 | Residential | Yes | Behind the Meter | Sunrun Installation Services, Inc. | JCP&L | Accepted | 2019-11-27 | 2019-12-03 | 2020-12-03 | REC Solar | REC290TP2 BLK | Solar Panels |  | 0.29 | 11 | 125 | 18 |  | Fixed | Roof
Solar Registration Program | NJSRRE1543451910 | Parlin | 8859 | 11 | 3.19 | Residential | Yes | Behind the Meter | Sunrun Installation Services, Inc. | JCP&L | Accepted | 2019-11-27 | 2019-12-03 | 2020-12-03 | Enphase Energy | IQ7-60-x-US (240V) | Inverters | 240 |  | 11 |  |  | 0.96 |  | Outdoor | Rooftop
Solar Registration Program | NJSRRE1543556227 | Pleasantville | 8232 | 19 | 3.19 | Residential | No | Behind the Meter | Sunrun Installation Services, Inc. | AC Electric | Accepted | 2019-12-17 | 2019-12-20 | 2020-12-20 | REC Solar | REC290TP2 BLK | Solar Panels |  | 0.29 | 11 | 125 | 45 |  | Fixed | Roof
Solar Registration Program | NJSRRE1543556227 | Pleasantville | 8232 | 19 | 3.19 | Residential | No | Behind the Meter | Sunrun Installation Services, Inc. | AC Electric | Accepted | 2019-12-17 | 2019-12-20 | 2020-12-20 | Delta Electronics | M4-TL-US | Inverters | 3840 |  | 1 |  |  | 0.96 |  | Outdoor | Next To Meter
Solar Registration Program | NJSRRE1542425423 | Hamilton Township | 8610 | 12 | 3.2 | Residential | Yes | Behind the Meter | SunPower Corporation, Systems | PSE&G | Accepted | 2019-09-20 | 2019-09-24 | 2020-09-24 | SUNPOWER | SPR-A400-G-AC | Solar Panels |  | 0.4 | 8 | 202 | 8 |  | Fixed | Roof
Solar Registration Program | NJSRRE1542425423 | Hamilton Township | 8610 | 12 | 3.2 | Residential | Yes | Behind the Meter | SunPower Corporation, Systems | PSE&G | Accepted | 2019-09-20 | 2019-09-24 | 2020-09-24 | SUNPOWER | SPR-A400-G-AC | Inverters | 320 |  | 8 |  |  | 0.97 |  | Other | under each panel
Solar Registration Program | NJSRRE1541689357 | PLAINFIELD | 7062 | 10 | 3.24 | Residential | No | Behind the Meter | SEA BRIGHT SOLAR, LLC | PSE&G | Accepted | 2019-07-22 | 2019-07-23 | 2020-07-23 | SUNPOWER | SPR-X22-360-C-AC | Solar Panels |  | 0.36 | 9 | 217 | 31 |  | Fixed | Roof | SW
Solar Registration Program | NJSRRE1541689357 | PLAINFIELD | 7062 | 10 | 3.24 | Residential | No | Behind the Meter | SEA BRIGHT SOLAR, LLC | PSE&G | Accepted | 2019-07-22 | 2019-07-23 | 2020-07-23 | SUNPOWER | SPR-X22-360-C-AC | Inverters | 320 |  | 9 |  |  | 0.96 |  | Outside | BENEATH ARRAY
Solar Registration Program | NJSRRE1542505478 | Sicklerville | 8081 | 14 | 3.24 | Residential | Yes | Behind the Meter | SunnyMac LLC | AC Electric | Accepted | 2019-10-04 | 2019-10-08 | 2020-10-08 | SunPower | SPR-X22-360 | Solar Panels |  | 0.36 | 9 | 133 | 18 |  | Fixed | Roof
Solar Registration Program | NJSRRE1542505478 | Sicklerville | 8081 | 14 | 3.24 | Residential | Yes | Behind the Meter | SunnyMac LLC | AC Electric | Accepted | 2019-10-04 | 2019-10-08 | 2020-10-08 | Enphase | IQ7XS-96-ACM-US | Inverters | 0.315 |  | 9 |  |  | 0.99 |  | Outdoor | roof
Solar Registration Program | NJSRRE1543506292 | FAIR HAVEN | 7704 | 17 | 3.24 | Residential | No | Behind the Meter | SEA BRIGHT SOLAR, LLC | JCP&L | Accepted | 2019-12-10 | 2019-12-13 | 2020-12-13 | SUNPOWER | SPR-X21-360-E-AC | Solar Panels |  | 0.36 | 9 | 140 | 45 |  | Fixed | Roof | SE
Solar Registration Program | NJSRRE1543506292 | FAIR HAVEN | 7704 | 17 | 3.24 | Residential | No | Behind the Meter | SEA BRIGHT SOLAR, LLC | JCP&L | Accepted | 2019-12-10 | 2019-12-13 | 2020-12-13 | SUNPOWER | SPR-X21-360-E-AC | Inverters | 320 |  | 9 |  |  | 0.96 |  | Other | BENEATH ARRAY
Solar Registration Program | NJSRRE1540829509 | Jersey City | 7307 | 8 | 3.25 | Residential | Yes | Behind the Meter | Pro Custom Solar dba Momentum Solar | PSE&G | Accepted | 2019-04-08 | 2019-04-09 | 2020-04-09 | HANWHA Q-CELLS | Q.PEAK BLK-G4.1 295 | Solar Panels |  | 0.295 | 4 | 37 | 4 |  | Fixed | Roof
Solar Registration Program | NJSRRE1540829509 | Jersey City | 7307 | 8 | 3.25 | Residential | Yes | Behind the Meter | Pro Custom Solar dba Momentum Solar | PSE&G | Accepted | 2019-04-08 | 2019-04-09 | 2020-04-09 | HANWHA Q-CELLS | Q.PEAK BLK-G4.1 295 | Solar Panels |  | 0.295 | 7 | 217 | 4 |  | Fixed | Roof
Solar Registration Program | NJSRRE1540829509 | Jersey City | 7307 | 8 | 3.25 | Residential | Yes | Behind the Meter | Pro Custom Solar dba Momentum Solar | PSE&G | Accepted | 2019-04-08 | 2019-04-09 | 2020-04-09 | ENPHASE | IQ6-60-2-US | Inverters | 240 |  | 11 |  |  | 0.97 |  | Outdoor | ROOF
Solar Registration Program | NJSRRE1542444928 | Oford | 7863 | 2 | 3.26 | Residential | No | Behind the Meter | Fullers Energy | JCP&L | Accepted | 2019-09-27 | 2019-09-30 | 2020-09-30 | Mage | 190/6 PH-US | Solar Panels |  | 0.19 | 2 | 177 | 30 |  | Fixed | Roof
Solar Registration Program | NJSRRE1542444928 | Oford | 7863 | 2 | 3.26 | Residential | No | Behind the Meter | Fullers Energy | JCP&L | Accepted | 2019-09-27 | 2019-09-30 | 2020-09-30 | Mage | 230/6PH-US | Solar Panels |  | 0.23 | 1 | 177 | 30 |  | Fixed | Roof
Solar Registration Program | NJSRRE1542444928 | Oford | 7863 | 2 | 3.26 | Residential | No | Behind the Meter | Fullers Energy | JCP&L | Accepted | 2019-09-27 | 2019-09-30 | 2020-09-30 | Mage | 235/6PH-US | Solar Panels |  | 0.235 | 6 | 177 | 30 |  | Fixed | Roof
Solar Registration Program | NJSRRE1542444928 | Oford | 7863 | 2 | 3.26 | Residential | No | Behind the Meter | Fullers Energy | JCP&L | Accepted | 2019-09-27 | 2019-09-30 | 2020-09-30 | Mage | 250/6PH-US | Solar Panels |  | 0.25 | 2 | 177 | 30 |  | Fixed | Roof
Solar Registration Program | NJSRRE1542444928 | Oford | 7863 | 2 | 3.26 | Residential | No | Behind the Meter | Fullers Energy | JCP&L | Accepted | 2019-09-27 | 2019-09-30 | 2020-09-30 | Mage | 245/6 PH-US | Solar Panels |  | 0.245 | 3 | 177 | 30 |  | Fixed | Roof
Solar Registration Program | NJSRRE1542444928 | Oford | 7863 | 2 | 3.26 | Residential | No | Behind the Meter | Fullers Energy | JCP&L | Accepted | 2019-09-27 | 2019-09-30 | 2020-09-30 | Enphase | M190 | Inverters | 190 |  | 14 |  |  | 0.955 |  | Outdoor | roof under the module
Solar Registration Program | NJSRRE1542444928 | Oford | 7863 | 2 | 3.26 | Residential | No | Behind the Meter | Fullers Energy | JCP&L | Accepted | 2019-09-27 | 2019-09-30 | 2020-09-30 | Enphase | Envoy S | Meters |  |  | 1 |  |  |  | Yes | Indoor
Solar Registration Program | NJSRRE1541318099 | Edison | 8817 | 11 | 3.27 | Residential | No | Behind the Meter | SunnyMac LLC | PSE&G | Accepted | 2019-06-13 | 2019-06-18 | 2020-06-18 | Sunpower | SPR-E20-327 | Solar Panels |  | 0.327 | 10 | 136 | 40 |  | Fixed | Roof
Solar Registration Program | NJSRRE1541318099 | Edison | 8817 | 11 | 3.27 | Residential | No | Behind the Meter | SunnyMac LLC | PSE&G | Accepted | 2019-06-13 | 2019-06-18 | 2020-06-18 | Sunpower | SPR-E20-327 | Inverters | 99 |  | 10 |  |  | 0.32 |  | Outside | roof
Solar Registration Program | NJSRRE1541725646 | Pleasantville | 8232 | 19 | 3.27 | Residential | Yes | Behind the Meter | SunPower Corporation, Systems | AC Electric | Accepted | 2019-08-01 | 2019-08-05 | 2020-08-05 | SUNPOWER | SPR-E20-327-E-AC | Solar Panels |  | 0.327 | 10 | 208 | 30 |  | Fixed | Roof
Solar Registration Program | NJSRRE1541725646 | Pleasantville | 8232 | 19 | 3.27 | Residential | Yes | Behind the Meter | SunPower Corporation, Systems | AC Electric | Accepted | 2019-08-01 | 2019-08-05 | 2020-08-05 | SUNPOWER | SPR-E20-327-E-AC | Inverters | 320 |  | 10 |  |  | 0.96 |  | Other | under each panel
Solar Registration Program | NJSRRE1541726616 | NEWARK | 7108 | 9 | 3.27 | Residential | No | Behind the Meter | SunPower Capital LLC | PSE&G | Accepted | 2019-08-01 | 2019-08-05 | 2020-08-05 | sunpower | e20-327-e-ac | Solar Panels |  | 0.327 | 7 | 7 | 37 |  | Fixed | Roof
Solar Registration Program | NJSRRE1541726616 | NEWARK | 7108 | 9 | 3.27 | Residential | No | Behind the Meter | SunPower Capital LLC | PSE&G | Accepted | 2019-08-01 | 2019-08-05 | 2020-08-05 | sunpower | e20-327-e-ac | Solar Panels |  | 0.327 | 3 | 197 | 37 |  | Fixed | Roof
Solar Registration Program | NJSRRE1541726616 | NEWARK | 7108 | 9 | 3.27 | Residential | No | Behind the Meter | SunPower Capital LLC | PSE&G | Accepted | 2019-08-01 | 2019-08-05 | 2020-08-05 | sunpower | e20-327-e-ac | Inverters | 0.32 |  | 10 |  |  | 0.96 |  | Other | behind panels
Solar Registration Program | NJSRRE1541880908 | teaneck twp | 7666 | 7 | 3.27 | Residential | No | Behind the Meter | SunPower Capital LLC | PSE&G | Accepted | 2019-08-23 | 2019-08-27 | 2020-08-27 | sunpower | e20327-e-ac | Solar Panels |  | 0.327 | 10 | 168 | 35 |  | Fixed | Roof
Solar Registration Program | NJSRRE1541880908 | teaneck twp | 7666 | 7 | 3.27 | Residential | No | Behind the Meter | SunPower Capital LLC | PSE&G | Accepted | 2019-08-23 | 2019-08-27 | 2020-08-27 | sunpower | e20-327-e-ac | Inverters | 0.32 |  | 10 |  |  | 0.96 |  | Other | behind panels
Solar Registration Program | NJSRRE1542443714 | Plainfield city | 7060 | 10 | 3.27 | Residential | No | Behind the Meter | Vision Solar LLC | PSE&G | Accepted | 2019-09-26 | 2019-10-01 | 2020-10-01 | sunpower | e20-327-e-ac | Solar Panels |  | 0.327 | 10 | 265 | 40 |  | Fixed | Roof
Solar Registration Program | NJSRRE1542443714 | Plainfield city | 7060 | 10 | 3.27 | Residential | No | Behind the Meter | Vision Solar LLC | PSE&G | Accepted | 2019-09-26 | 2019-10-01 | 2020-10-01 | sunpower | e20-327-e-ac | Inverters | 0.32 |  | 10 |  |  | 0.96 |  | Other | behind panels
Solar Registration Program | NJSRRE1542476152 | Ventnor City | 8406 | 19 | 3.27 | Residential | Yes | Behind the Meter | Vision Solar LLC | AC Electric | Final As-Built Received | 2019-10-01 | 2019-10-03 | 2020-10-03 | sunpower | e20-327-e-ac | Solar Panels |  | 0.327 | 10 | 148 | 34 |  | Fixed | Roof
Solar Registration Program | NJSRRE1542476152 | Ventnor City | 8406 | 19 | 3.27 | Residential | Yes | Behind the Meter | Vision Solar LLC | AC Electric | Final As-Built Received | 2019-10-01 | 2019-10-03 | 2020-10-03 | sunpower | e20-327-e-ac | Inverters | 0.32 |  | 10 |  |  | 0.96 |  | Other | behind panels
Solar Registration Program | NJSRRE1543426182 | Pleasantville | 8232 | 19 | 3.27 | Residential | Yes | Behind the Meter | Castle Energy, LLC | AC Electric | Accepted | 2019-11-20 | 2019-11-25 | 2020-11-25 | SunPower | SPR-E20-327-E-AC | Solar Panels |  | 0.327 | 10 | 125 | 27 |  | Fixed | Roof
Solar Registration Program | NJSRRE1543426182 | Pleasantville | 8232 | 19 | 3.27 | Residential | Yes | Behind the Meter | Castle Energy, LLC | AC Electric | Accepted | 2019-11-20 | 2019-11-25 | 2020-11-25 | SunPower | SPR-E20-327-E-AC | Inverters | 320 |  | 10 |  |  | 0.975 |  | Outside | on the rooftop under each solar panel
Solar Registration Program | NJSRRE1540339442 | Union City | 7087 | 8 | 3.3 | Residential | No | Behind the Meter | Sunrun Installation Services, Inc. | PSE&G | Accepted | 2019-02-06 | 2019-02-20 | 2020-02-20 | SMA America | SB3.0-1SP-US-40 | Inverters | 3000 |  | 1 |  |  | 0.96 |  | Outdoor | Next To Meter
Solar Registration Program | NJSRRE1540339442 | Union City | 7087 | 8 | 3.3 | Residential | No | Behind the Meter | Sunrun Installation Services, Inc. | PSE&G | Accepted | 2019-02-06 | 2019-02-20 | 2020-02-20 | LG Electronics | LG330N1C-A5 | Solar Panels |  | 0.33 | 10 | 205 | 10 |  | Fixed | Roof
Solar Registration Program | NJSRRE1540474276 | Franklin Twp SOM | 08873-1970 |  | 3.3 | Residential | No | Behind the Meter | Palmetto Solar | PSE&G | Accepted | 2019-03-11 | 2019-03-13 | 2020-03-13 | Hanwha | Q.PEAK G-4.1 | Solar Panels |  | 0.3 | 11 | 218 | 18 |  | Fixed | Roof
Solar Registration Program | NJSRRE1540474276 | Franklin Twp SOM | 08873-1970 |  | 3.3 | Residential | No | Behind the Meter | Palmetto Solar | PSE&G | Accepted | 2019-03-11 | 2019-03-13 | 2020-03-13 | SolarEdge | SE3000A-US | Inverters | 3000 |  | 1 |  |  | 0.977 |  | Outdoor | Side of home
Solar Registration Program | NJSRRE1540820456 | Clifton | 7013 | 6 | 3.3 | Residential | Yes | Behind the Meter | Sunrun Installation Services, Inc. | PSE&G | Accepted | 2019-04-04 | 2019-04-15 | 2020-04-15 | LG Electronics | LG330N1C-A5 | Solar Panels |  | 0.33 | 3 | 222 | 9 |  | Fixed | Roof
Solar Registration Program | NJSRRE1540820456 | Clifton | 7013 | 6 | 3.3 | Residential | Yes | Behind the Meter | Sunrun Installation Services, Inc. | PSE&G | Accepted | 2019-04-04 | 2019-04-15 | 2020-04-15 | LG Electronics | LG330N1C-A5 | Solar Panels |  | 0.33 | 7 | 221 | 18 |  | Fixed | Roof
Solar Registration Program | NJSRRE1540820456 | Clifton | 7013 | 6 | 3.3 | Residential | Yes | Behind the Meter | Sunrun Installation Services, Inc. | PSE&G | Accepted | 2019-04-04 | 2019-04-15 | 2020-04-15 | SolarEdge Technologies | SE3000H-USRGM | Inverters | 3000 |  | 1 |  |  | 0.96 |  | Outdoor | meter
Solar Registration Program | NJSRRE1541689268 | Rutherford Boro | 7070 | 7 | 3.3 | Residential | No | Behind the Meter | Bahamian Solar Management Group LLC. | PSE&G | Accepted | 2019-07-19 | 2019-07-23 | 2020-07-23 | Panasonic | HIT VBHN330SA17 | Solar Panels |  | 0.33 | 10 | 186 | 20 |  | Fixed | Roof
Solar Registration Program | NJSRRE1541689268 | Rutherford Boro | 7070 | 7 | 3.3 | Residential | No | Behind the Meter | Bahamian Solar Management Group LLC. | PSE&G | Accepted | 2019-07-19 | 2019-07-23 | 2020-07-23 | Enphase | IQ7X-96-2-US | Inverters | 3150 |  | 10 |  |  | 0.975 |  | Outdoor | Roof
Solar Registration Program | NJSRRE1541689268 | Rutherford Boro | 7070 | 7 | 3.3 | Residential | No | Behind the Meter | Bahamian Solar Management Group LLC. | PSE&G | Accepted | 2019-07-19 | 2019-07-23 | 2020-07-23 | Emphase | X-IQ-AM1-240-B | Meters |  |  | 1 |  |  |  |  | Outdoor
Solar Registration Program | NJSRRE1542033848 | Bayonne | 7002 | 8 | 3.3 | Residential | Yes | Behind the Meter | Whitman Construction, LLC | PSE&G | Accepted | 2019-09-03 | 2019-09-10 | 2020-09-10 | Panasonic | VBHN330SA16 | Solar Panels |  | 0.33 | 10 | 213 | 3 |  | Fixed | Roof
Solar Registration Program | NJSRRE1542033848 | Bayonne | 7002 | 8 | 3.3 | Residential | Yes | Behind the Meter | Whitman Construction, LLC | PSE&G | Accepted | 2019-09-03 | 2019-09-10 | 2020-09-10 | Panasonic (built in IQ7X) | N330E (IQ7X-96-2-US) | Inverters | 0.24 |  | 10 |  |  | 0.975 |  | Outside | roof
Solar Registration Program | NJSRRE1542684969 | Jersey City | 7305 | 8 | 3.3 | Residential | No | Behind the Meter | EMT Renewables | PSE&G | Accepted | 2019-10-28 | 2019-10-30 | 2020-10-30 | Trina | TSM-300-BLK | Solar Panels |  | 0.3 | 11 | 122 | 40 |  | Fixed | Roof
Solar Registration Program | NJSRRE1542684969 | Jersey City | 7305 | 8 | 3.3 | Residential | No | Behind the Meter | EMT Renewables | PSE&G | Accepted | 2019-10-28 | 2019-10-30 | 2020-10-30 | SolarEdge | SE3000H-US | Inverters | 3000 |  | 1 |  |  | 0.95 |  | Other | next to meter
Solar Registration Program | NJSRRE1542907709 | Jersey City | 7305 | 8 | 3.3 | Residential | No | Behind the Meter | EMT Renewables | PSE&G | Accepted | 2019-11-04 | 2019-11-06 | 2020-11-06 | Trina | TSM-300-BLK | Solar Panels |  | 0.3 | 11 | 122 | 40 |  | Fixed | Roof
Solar Registration Program | NJSRRE1542907709 | Jersey City | 7305 | 8 | 3.3 | Residential | No | Behind the Meter | EMT Renewables | PSE&G | Accepted | 2019-11-04 | 2019-11-06 | 2020-11-06 | SolarEdge | SE3000H-US | Inverters | 3000 |  | 1 |  |  | 0.95 |  | Other | next to meter
Solar Registration Program | NJSRRE1543506365 | Williamstown | 8094 | 15 | 3.3 | Residential | No | Behind the Meter | Sunrun Installation Services, Inc. | AC Electric | Accepted | 2019-12-10 | 2019-12-13 | 2020-12-13 | LG Electronics | LG330N1C-A5 | Solar Panels |  | 0.33 | 10 | 150 | 23 |  | Fixed | Roof
Solar Registration Program | NJSRRE1543506365 | Williamstown | 8094 | 15 | 3.3 | Residential | No | Behind the Meter | Sunrun Installation Services, Inc. | AC Electric | Accepted | 2019-12-10 | 2019-12-13 | 2020-12-13 | Delta Electronics | M4-TL-US | Inverters | 3840 |  | 1 |  |  | 0.96 |  | Outdoor | Next To Meter
Solar Registration Program | NJSRRE1541624495 | Wharton | 7885 | 3 | 3.32 | Residential | Yes | Behind the Meter | Vivint Solar Developer, LLC | JCP&L | Accepted | 2019-07-10 | 2019-07-11 | 2020-07-11 | Trina Solar | TSM-255PD05.08 | Solar Panels |  | 0.255 | 13 | 221.43 | 35 |  | Fixed | Roof
Solar Registration Program | NJSRRE1541624495 | Wharton | 7885 | 3 | 3.32 | Residential | Yes | Behind the Meter | Vivint Solar Developer, LLC | JCP&L | Accepted | 2019-07-10 | 2019-07-11 | 2020-07-11 | Emphase Energy | M215-60-2LL-S22-IG | Inverters | 215 |  | 13 |  |  | 0.96 |  | Outdoor | Underneath each module
Solar Registration Program | NJSRRE1541702419 | SICKLERVILLE | 8081 | 14 | 3.35 | Residential | Yes | Behind the Meter | Pro Custom Solar dba Momentum Solar | AC Electric | Accepted | 2019-07-25 | 2019-07-30 | 2020-07-30 | LG ELECTRONICS | LG 335N1C-A5 | Solar Panels |  | 0.335 | 10 | 225 | 23 |  | Fixed | Roof
Solar Registration Program | NJSRRE1541702419 | SICKLERVILLE | 8081 | 14 | 3.35 | Residential | Yes | Behind the Meter | Pro Custom Solar dba Momentum Solar | AC Electric | Accepted | 2019-07-25 | 2019-07-30 | 2020-07-30 | ENPHASE ENERGY | IQ7-60-2-US | Inverters | 250 |  | 10 |  |  | 0.97 |  | Outdoor | Roof
Solar Registration Program | NJSRRE1541877967 | PATERSON | 7514 | 6 | 3.35 | Residential | Yes | Behind the Meter | Pro Custom Solar dba Momentum Solar | PSE&G | Accepted | 2019-08-22 | 2019-08-27 | 2020-08-27 | LG ELECTRONICS | LG 335N1C-V5 | Solar Panels |  | 0.335 | 10 | 192 | 43 |  | Fixed | Roof
Solar Registration Program | NJSRRE1541877967 | PATERSON | 7514 | 6 | 3.35 | Residential | Yes | Behind the Meter | Pro Custom Solar dba Momentum Solar | PSE&G | Accepted | 2019-08-22 | 2019-08-27 | 2020-08-27 | Enphase Energy | IQ7-60-2-US | Inverters | 250 |  | 10 |  |  | 0.97 |  | Outdoor | Roof
Solar Registration Program | NJSRRE1541888035 | South Plainfield | 7080 | 11 | 3.35 | Residential | Yes | Behind the Meter | Pro Custom Solar dba Momentum Solar | PSE&G | Accepted | 2019-08-27 | 2019-08-29 | 2020-08-29 | LG ELECTRONICS | LG 335N1C-V5 | Solar Panels |  | 0.335 | 6 | 189 | 20 |  | Fixed | Roof
Solar Registration Program | NJSRRE1541888035 | South Plainfield | 7080 | 11 | 3.35 | Residential | Yes | Behind the Meter | Pro Custom Solar dba Momentum Solar | PSE&G | Accepted | 2019-08-27 | 2019-08-29 | 2020-08-29 | LG ELECTRONICS | LG 335N1C-V5 | Solar Panels |  | 0.335 | 4 | 9 | 20 |  | Fixed | Roof
Solar Registration Program | NJSRRE1541888035 | South Plainfield | 7080 | 11 | 3.35 | Residential | Yes | Behind the Meter | Pro Custom Solar dba Momentum Solar | PSE&G | Accepted | 2019-08-27 | 2019-08-29 | 2020-08-29 | Enphase Energy | IQ7-60-2-US | Inverters | 250 |  | 10 |  |  | 0.97 |  | Outdoor | Roof
Solar Registration Program | NJSRRE1542416692 | Sewaren | 7077 | 11 | 3.35 | Residential | Yes | Behind the Meter | Pro Custom Solar dba Momentum Solar | PSE&G | Accepted | 2019-09-18 | 2019-09-20 | 2020-09-20 | LG ELECTRONICS | LG 335N1C-V5 | Solar Panels |  | 0.335 | 10 | 195 | 35 |  | Fixed | Roof
Solar Registration Program | NJSRRE1542416692 | Sewaren | 7077 | 11 | 3.35 | Residential | Yes | Behind the Meter | Pro Custom Solar dba Momentum Solar | PSE&G | Accepted | 2019-09-18 | 2019-09-20 | 2020-09-20 | Enphase Energy | IQ7-60-2-US | Inverters | 250 |  | 10 |  |  | 0.97 |  | Outdoor | Roof
Solar Registration Program | NJSRRE1542419620 | Kearny | 7032 | 8 | 3.35 | Residential | Yes | Behind the Meter | Pro Custom Solar dba Momentum Solar | PSE&G | Accepted | 2019-09-18 | 2019-09-20 | 2020-09-20 | LG ELECTRONICS | LG 335N1C-V5 | Solar Panels |  | 0.335 | 10 | 116 | 41 |  | Fixed | Roof
Solar Registration Program | NJSRRE1542419620 | Kearny | 7032 | 8 | 3.35 | Residential | Yes | Behind the Meter | Pro Custom Solar dba Momentum Solar | PSE&G | Accepted | 2019-09-18 | 2019-09-20 | 2020-09-20 | Enphase Energy | IQ7-60-2-US | Inverters | 250 |  | 10 |  |  | 0.97 |  | Outdoor | Roof
Solar Registration Program | NJSRRE1542422795 | Jersey City | 7306 | 8 | 3.35 | Residential | Yes | Behind the Meter | Pro Custom Solar dba Momentum Solar | PSE&G | Accepted | 2019-09-19 | 2019-09-23 | 2020-09-23 | LG ELECTRONICS | LG 335N1C-V5 | Solar Panels |  | 0.335 | 10 | 111 | 3 |  | Fixed | Roof
Solar Registration Program | NJSRRE1542422795 | Jersey City | 7306 | 8 | 3.35 | Residential | Yes | Behind the Meter | Pro Custom Solar dba Momentum Solar | PSE&G | Accepted | 2019-09-19 | 2019-09-23 | 2020-09-23 | Enphase Energy | IQ7-60-2-US | Inverters | 250 |  | 10 |  |  | 0.97 |  | Outdoor | Roof
Solar Registration Program | NJSRRE1542423241 | North Bergen | 7047 | 8 | 3.35 | Residential | Yes | Behind the Meter | Pro Custom Solar dba Momentum Solar | PSE&G | Accepted | 2019-09-19 | 2019-09-26 | 2020-09-26 | LG ELECTRONICS | LG 335N1C-V5 | Solar Panels |  | 0.335 | 10 | 123 | 19 |  | Fixed | Roof
Solar Registration Program | NJSRRE1542423241 | North Bergen | 7047 | 8 | 3.35 | Residential | Yes | Behind the Meter | Pro Custom Solar dba Momentum Solar | PSE&G | Accepted | 2019-09-19 | 2019-09-26 | 2020-09-26 | Enphase Energy | LG 335N1C-V5 | Inverters | 250 |  | 10 |  |  | 0.97 |  | Outdoor | Roof
Solar Registration Program | NJSRRE1542431638 | South Brunswick Twp. | 8824 | 11 | 3.35 | Residential | No | Behind the Meter | FAL SOLAR SYSTEMS INC | PSE&G | Accepted | 2019-09-25 | 2019-09-26 | 2020-09-26 | LG Electronics | LG335N1C-A5 | Solar Panels |  | 0.335 | 10 | 315 | 30 |  | Fixed | Roof | Installed on Roof
Solar Registration Program | NJSRRE1542431638 | South Brunswick Twp. | 8824 | 11 | 3.35 | Residential | No | Behind the Meter | FAL SOLAR SYSTEMS INC | PSE&G | Accepted | 2019-09-25 | 2019-09-26 | 2020-09-26 | Enphase | IQ7-60-2-US | Inverters | 250 |  | 10 |  |  | 0.97 |  | Outside | Install on roof - attached with each panel
Solar Registration Program | NJSRRE1542582633 | Elmwood Park | 7407 | 7 | 3.35 | Residential | Yes | Behind the Meter | Pro Custom Solar dba Momentum Solar | PSE&G | Accepted | 2019-10-24 | 2019-10-28 | 2020-10-28 | LG Electronics | LG 335N1C-V5 | Solar Panels |  | 0.335 | 10 | 160 | 13 |  | Fixed | Roof
Solar Registration Program | NJSRRE1542582633 | Elmwood Park | 7407 | 7 | 3.35 | Residential | Yes | Behind the Meter | Pro Custom Solar dba Momentum Solar | PSE&G | Accepted | 2019-10-24 | 2019-10-28 | 2020-10-28 | Enphase Energy | IQ7-60-2-US | Inverters | 250 |  | 10 |  |  | 0.97 |  | Outdoor | Roof
Solar Registration Program | NJSRRE1543552711 | Linden | 7036 | 10 | 3.35 | Residential | Yes | Behind the Meter | Pro Custom Solar dba Momentum Solar | PSE&G | Accepted | 2019-12-16 | 2019-12-19 | 2020-12-19 | LG ELECTRONICS | LG 335N1C-V5 | Solar Panels |  | 0.335 | 10 | 129 | 2 |  | Fixed | Roof
Solar Registration Program | NJSRRE1543552711 | Linden | 7036 | 10 | 3.35 | Residential | Yes | Behind the Meter | Pro Custom Solar dba Momentum Solar | PSE&G | Accepted | 2019-12-16 | 2019-12-19 | 2020-12-19 | Enphase Energy | IQ7-60-2-US | Inverters | 240 |  | 10 |  |  | 0.97 |  | Outdoor | 1
Solar Registration Program | NJSRRE1540177709 | Perth Amboy | 8861 | 11 | 3.36 | Residential | Yes | Behind the Meter | Pro Custom Solar dba Momentum Solar | PSE&G | Accepted | 2019-01-02 | 2019-01-07 | 2020-01-07 | TRINA SOLAR | TSM280-DD05A.05(II) | Solar Panels |  | 0.28 | 12 | 15 | 3 |  | Fixed | Roof
Solar Registration Program | NJSRRE1540177709 | Perth Amboy | 8861 | 11 | 3.36 | Residential | Yes | Behind the Meter | Pro Custom Solar dba Momentum Solar | PSE&G | Accepted | 2019-01-02 | 2019-01-07 | 2020-01-07 | ENPHASE | IQ7-60-2-US | Inverters | 250 |  | 12 |  |  | 0.97 |  | Outdoor | ROOF
Solar Registration Program | NJSRRE1540346388 | Somers Point | 8244 | 19 | 3.36 | Residential | Yes | Behind the Meter | Pro Custom Solar dba Momentum Solar | AC Electric | Accepted | 2019-02-07 | 2019-02-11 | 2020-02-11 | TRINA SOLAR | TSM280-DD05A.05(II) | Solar Panels |  | 0.28 | 12 | 115 | 18 |  | Fixed | Roof
Solar Registration Program | NJSRRE1540346388 | Somers Point | 8244 | 19 | 3.36 | Residential | Yes | Behind the Meter | Pro Custom Solar dba Momentum Solar | AC Electric | Accepted | 2019-02-07 | 2019-02-11 | 2020-02-11 | ENPHASE | IQ7-60-2-US | Inverters | 250 |  | 12 |  |  | 0.97 |  | Outdoor | ROOF
Solar Registration Program | NJSRRE1540849120 | Lodi | 7644 | 7 | 3.36 | Residential | No | Behind the Meter | Pro Custom Solar dba Momentum Solar | PSE&G | Accepted | 2019-04-12 | 2019-04-15 | 2020-04-15 | TRINA SOLAR | TSM280-DD05A.05(II) | Solar Panels |  | 0.28 | 12 | 298 | 30 |  | Fixed | Roof
Solar Registration Program | NJSRRE1540849120 | Lodi | 7644 | 7 | 3.36 | Residential | No | Behind the Meter | Pro Custom Solar dba Momentum Solar | PSE&G | Accepted | 2019-04-12 | 2019-04-15 | 2020-04-15 | ENPHASE | IQ6-60-2-US | Inverters | 240 |  | 12 |  |  | 0.97 |  | Outdoor | ROOF
Solar Registration Program | NJSRRE1540904930 | Union City | 7087 | 8 | 3.36 | Residential | Yes | Behind the Meter | Pro Custom Solar dba Momentum Solar | PSE&G | Accepted | 2019-04-29 | 2019-05-02 | 2020-05-02 | hanwha | Q.PEAK DUO BLK-G5 305 | Solar Panels |  | 0.305 | 11 | 118 | 4 |  | Fixed | Roof
Solar Registration Program | NJSRRE1540904930 | Union City | 7087 | 8 | 3.36 | Residential | Yes | Behind the Meter | Pro Custom Solar dba Momentum Solar | PSE&G | Accepted | 2019-04-29 | 2019-05-02 | 2020-05-02 | enphase | IQ6-60-2-US | Inverters | 240 |  | 11 |  |  | 0.97 |  | Outdoor | roof
Solar Registration Program | NJSRRE1540904951 | Union City | 7087 | 8 | 3.36 | Residential | Yes | Behind the Meter | Pro Custom Solar dba Momentum Solar | PSE&G | Accepted | 2019-04-29 | 2019-05-02 | 2020-05-02 | hanwha | Q.PEAK DUO BLK-G5 305 | Solar Panels |  | 0.305 | 11 | 118 | 4 |  | Fixed | Roof
Solar Registration Program | NJSRRE1540904951 | Union City | 7087 | 8 | 3.36 | Residential | Yes | Behind the Meter | Pro Custom Solar dba Momentum Solar | PSE&G | Accepted | 2019-04-29 | 2019-05-02 | 2020-05-02 | enphase | IQ6-60-2-US | Inverters | 240 |  | 11 |  |  | 0.97 |  | Outdoor | roof
Solar Registration Program | NJSRRE1541722911 | Linden | 7036 | 10 | 3.36 | Residential | No | Behind the Meter | Whitman Construction, LLC | PSE&G | Accepted | 2019-07-31 | 2019-08-05 | 2020-08-05 | Trina Solar | TSM-305DD05A | Solar Panels |  | 0.305 | 3 | 219 | 41 |  | Fixed | Roof
Solar Registration Program | NJSRRE1541722911 | Linden | 7036 | 10 | 3.36 | Residential | No | Behind the Meter | Whitman Construction, LLC | PSE&G | Accepted | 2019-07-31 | 2019-08-05 | 2020-08-05 | Trina Solar | TSM-305DD05A | Solar Panels |  | 0.305 | 8 | 129 | 40 |  | Fixed | Roof
Solar Registration Program | NJSRRE1541722911 | Linden | 7036 | 10 | 3.36 | Residential | No | Behind the Meter | Whitman Construction, LLC | PSE&G | Accepted | 2019-07-31 | 2019-08-05 | 2020-08-05 | Enphase Energy | IQ7-60-2-US | Inverters | 0.24 |  | 11 |  |  | 0.976 |  | Outside | roof
Solar Registration Program | NJSRRE1542424810 | Rahway | 7065 | 10 | 3.36 | Residential | No | Behind the Meter | Whitman Construction, LLC | PSE&G | Final As-Built Received | 2019-09-26 | 2019-09-27 | 2020-09-27 | Trina Solar | TSM-305DD05A | Solar Panels |  | 0.305 | 11 | 40 | 20 |  | Fixed | Roof
Solar Registration Program | NJSRRE1542424810 | Rahway | 7065 | 10 | 3.36 | Residential | No | Behind the Meter | Whitman Construction, LLC | PSE&G | Final As-Built Received | 2019-09-26 | 2019-09-27 | 2020-09-27 | Enphase Energy | IQ7-60-2-US | Inverters | 0.24 |  | 11 |  |  | 0.976 |  | Outside | roof
Solar Registration Program | NJSRRE1542424810 | Rahway | 7065 | 10 | 3.36 | Residential | No | Behind the Meter | Whitman Construction, LLC | PSE&G | Final As-Built Received | 2019-09-26 | 2019-09-27 | 2020-09-27 | Enphase Energy | ENV-S-AM1-120 | Meters |  |  | 1 |  |  |  | Yes | Outdoor
Solar Registration Program | NJSRRE1542839729 | TOMS RIVER | 8753 | 18 | 3.36 | Residential | Yes | Behind the Meter | Vivint Solar Developer, LLC | JCP&L | Accepted | 2019-10-31 | 2019-11-04 | 2020-11-04 | TRINA | TSM-280DD05A.05 | Solar Panels |  | 0.28 | 2 | 273 | 22 |  | Fixed | Roof
Solar Registration Program | NJSRRE1542839729 | TOMS RIVER | 8753 | 18 | 3.36 | Residential | Yes | Behind the Meter | Vivint Solar Developer, LLC | JCP&L | Accepted | 2019-10-31 | 2019-11-04 | 2020-11-04 | Trina Solar | TSM-280DD05A.05 | Solar Panels |  | 0.28 | 10 | 93 | 22 |  | Fixed | Roof
Solar Registration Program | NJSRRE1542839729 | TOMS RIVER | 8753 | 18 | 3.36 | Residential | Yes | Behind the Meter | Vivint Solar Developer, LLC | JCP&L | Accepted | 2019-10-31 | 2019-11-04 | 2020-11-04 | ENPHASE | M215-60-2LL-S22-IG | Inverters | 215 |  | 12 |  |  | 0.96 |  | Other | Underneath each module
Solar Registration Program | NJSRRE1542961840 | Red Bank | 7701 | 17 | 3.36 | Residential | No | Behind the Meter | Eznergy | JCP&L | Accepted | 2019-11-05 | 2019-11-07 | 2020-11-07 | Trina | TSM305 | Solar Panels |  | 0.305 | 5 | 140 | 30 |  | Fixed | Roof
Solar Registration Program | NJSRRE1542961840 | Red Bank | 7701 | 17 | 3.36 | Residential | No | Behind the Meter | Eznergy | JCP&L | Accepted | 2019-11-05 | 2019-11-07 | 2020-11-07 | Trina | TSM305 | Solar Panels |  | 0.305 | 6 | 230 | 30 |  | Fixed | Roof
Solar Registration Program | NJSRRE1542961840 | Red Bank | 7701 | 17 | 3.36 | Residential | No | Behind the Meter | Eznergy | JCP&L | Accepted | 2019-11-05 | 2019-11-07 | 2020-11-07 | Enphase | IQ7 | Inverters | 240 |  | 11 |  |  | 0.97 |  | Outdoor | Under panels on rails
Solar Registration Program | NJSRRE1541620619 | Glassboro | 8028 | 15 | 3.41 | Residential | No | Behind the Meter | Suntuity Solar LLC | AC Electric | Accepted | 2019-07-08 | 2019-07-10 | 2020-07-10 | Yingli Green Energy | YL310D-30b | Solar Panels |  | 0.31 | 11 | 145 | 36 |  | Fixed | Roof
Solar Registration Program | NJSRRE1541620619 | Glassboro | 8028 | 15 | 3.41 | Residential | No | Behind the Meter | Suntuity Solar LLC | AC Electric | Accepted | 2019-07-08 | 2019-07-10 | 2020-07-10 | Enphase Energy | IQ7-60-2-US | Inverters | 240 |  | 11 |  |  | 0.97 |  | Outdoor | Behind the PV Modules
Solar Registration Program | NJSRRE1541790195 | Pennsauken Township | 8109 | 14 | 3.41 | Residential | Yes | Behind the Meter | Suntuity Solar LLC | PSE&G | Accepted | 2019-08-06 | 2019-08-08 | 2020-08-08 | Yingli Solar | YL310D-30b | Solar Panels |  | 0.31 | 11 | 172 | 27 |  | Fixed | Roof
Solar Registration Program | NJSRRE1541790195 | Pennsauken Township | 8109 | 14 | 3.41 | Residential | Yes | Behind the Meter | Suntuity Solar LLC | PSE&G | Accepted | 2019-08-06 | 2019-08-08 | 2020-08-08 | Enphase Energy | IQ7-60-2-US | Inverters | 240 |  | 11 |  |  | 0.97 |  | Outdoor | Behind the PV modules
Solar Registration Program | NJSRRE1541800351 | Linden | 7036 | 10 | 3.41 | Residential | No | Behind the Meter | Advanced Solar & Energy Solutions, LLC | PSE&G | Final As-Built Received | 2019-08-13 | 2019-08-23 | 2020-08-23 | Trina Solar Energy | TSM-310 | Solar Panels |  | 0.31 | 11 | 155 | 19 |  | Fixed | Roof
Solar Registration Program | NJSRRE1541800351 | Linden | 7036 | 10 | 3.41 | Residential | No | Behind the Meter | Advanced Solar & Energy Solutions, LLC | PSE&G | Final As-Built Received | 2019-08-13 | 2019-08-23 | 2020-08-23 | Enphase | m215 | Inverters | 215 |  | 11 |  |  | 0.97 |  | Outside | roof
Solar Registration Program | NJSRRE1541815059 | Keansburg | 7734 | 17 | 3.41 | Residential | Yes | Behind the Meter | Solar Energy World | JCP&L | Final As-Built Received | 2019-08-12 | 2019-08-23 | 2020-08-23 | LONGi Green Energy Technology | LR6-60PE-310M | Solar Panels |  | 0.31 | 11 | 260 | 39 |  | Fixed | Roof
Solar Registration Program | NJSRRE1541815059 | Keansburg | 7734 | 17 | 3.41 | Residential | Yes | Behind the Meter | Solar Energy World | JCP&L | Final As-Built Received | 2019-08-12 | 2019-08-23 | 2020-08-23 | Solar Edge | SE5000H-USRGM | Inverters | 5000 |  | 1 |  |  | 0.983 |  | Outside | near meter
Solar Registration Program | NJSRRE1541815059 | Keansburg | 7734 | 17 | 3.41 | Residential | Yes | Behind the Meter | Solar Energy World | JCP&L | Final As-Built Received | 2019-08-12 | 2019-08-23 | 2020-08-23 | Solar Edge | SE3000H-USRGM | Meters |  |  | 1 |  |  |  | Yes | Outdoor
Solar Registration Program | NJSRRE1542540235 | West Cape May | 8204 | 21 | 3.41 | Residential | No | Behind the Meter | Palmetto Solar LLC | AC Electric | Accepted | 2019-10-14 | 2019-10-16 | 2020-10-16 | Yingli | 310D-30B | Solar Panels |  | 0.31 | 11 | 128 | 25 |  | Fixed | Roof
Solar Registration Program | NJSRRE1542540235 | West Cape May | 8204 | 21 | 3.41 | Residential | No | Behind the Meter | Palmetto Solar LLC | AC Electric | Accepted | 2019-10-14 | 2019-10-16 | 2020-10-16 | SolarEdge | SE3000H-US | Inverters | 3000 |  | 1 |  |  | 0.98 |  | Outside | side of the house
Solar Registration Program | NJSRRE1542702731 | Pennsauken TWP | 8110 | 14 | 3.41 | Residential | No | Behind the Meter | 1st Light Energy Inc | PSE&G | Accepted | 2019-10-29 | 2019-10-31 | 2020-10-31 | Longi | LR6-60HPB-310M | Solar Panels |  | 0.31 | 11 | 133 | 36 |  | Fixed | Roof
Solar Registration Program | NJSRRE1542702731 | Pennsauken TWP | 8110 | 14 | 3.41 | Residential | No | Behind the Meter | 1st Light Energy Inc | PSE&G | Accepted | 2019-10-29 | 2019-10-31 | 2020-10-31 | SMA | SB 3.0-1SP-US-41 (240V) | Inverters | 3000 |  | 1 |  |  | 0.97 |  | Outside | within 10 feet of meter
Solar Registration Program | NJSRRE1543422123 | Newark City | 7112 | 9 | 3.41 | Residential | No | Behind the Meter | Palmetto Solar LLC | PSE&G | Accepted | 2019-11-19 | 2019-11-22 | 2020-11-22 | Hanwha | All Black Module 310W | Solar Panels |  | 0.31 | 11 | 180 | 25 |  | Fixed | Roof
Solar Registration Program | NJSRRE1543422123 | Newark City | 7112 | 9 | 3.41 | Residential | No | Behind the Meter | Palmetto Solar LLC | PSE&G | Accepted | 2019-11-19 | 2019-11-22 | 2020-11-22 | SolarEdge | SE3000H-US | Inverters | 3000 |  | 1 |  |  | 0.9 |  | Outside | side of the house
Solar Registration Program | NJSRRE1543451858 | Northfield | 8225 | 19 | 3.41 | Residential | Yes | Behind the Meter | Solar Energy World | AC Electric | Accepted | 2019-11-27 | 2019-12-06 | 2020-12-06 | LONGi Green Energy Technology | LR6-60HPB-310M | Solar Panels |  | 0.31 | 11 | 132 | 14 |  | Fixed | Roof
Solar Registration Program | NJSRRE1543451858 | Northfield | 8225 | 19 | 3.41 | Residential | Yes | Behind the Meter | Solar Energy World | AC Electric | Accepted | 2019-11-27 | 2019-12-06 | 2020-12-06 | Enphase | IQ7-60-x-US | Inverters | 310 |  | 1 |  |  | 0.976 |  | Outdoor | near panels
Solar Registration Program | NJSRRE1541620854 | Cape May Court House | 8210 | 21 | 3.45 | Commercial | No | Behind the Meter | New Jersey Clean Energy Solutions | AC Electric | Accepted | 2019-07-08 | 2019-07-10 | 2020-07-10 | Canadian Solar | CS6P | Solar Panels |  | 0.23 | 15 | 203 | 0 |  | Fixed | Roof | Building
Solar Registration Program | NJSRRE1541620854 | Cape May Court House | 8210 | 21 | 3.45 | Commercial | No | Behind the Meter | New Jersey Clean Energy Solutions | AC Electric | Accepted | 2019-07-08 | 2019-07-10 | 2020-07-10 | SMA | SB3.0-15P-US-40 | Inverters | 3000 |  | 1 |  |  | 0.97 |  | Outside | near meter
Solar Registration Program | NJSRRE1542445499 | Irvington | 7111 | 9 | 3.45 | Residential | Yes | Behind the Meter | Pro Custom Solar dba Momentum Solar | PSE&G | Accepted | 2019-09-26 | 2019-09-30 | 2020-09-30 | LG ELECTRONICS | LG 345N1C-V5 | Solar Panels |  | 0.345 | 10 | 195 | 30 |  | Fixed | Roof
Solar Registration Program | NJSRRE1542445499 | Irvington | 7111 | 9 | 3.45 | Residential | Yes | Behind the Meter | Pro Custom Solar dba Momentum Solar | PSE&G | Accepted | 2019-09-26 | 2019-09-30 | 2020-09-30 | Enphase Energy | IQ7-60-2-US | Inverters | 250 |  | 10 |  |  | 0.97 |  | Outdoor | Roof
Solar Registration Program | NJSRRE1542467323 | Jersey City | 7307 | 8 | 3.45 | Residential | Yes | Behind the Meter | Pro Custom Solar dba Momentum Solar | PSE&G | Accepted | 2019-10-01 | 2019-10-02 | 2020-10-02 | LG ELECTRONICS | LG 345N1C-V5 | Solar Panels |  | 0.345 | 10 | 298 | 5 |  | Fixed | Roof
Solar Registration Program | NJSRRE1542467323 | Jersey City | 7307 | 8 | 3.45 | Residential | Yes | Behind the Meter | Pro Custom Solar dba Momentum Solar | PSE&G | Accepted | 2019-10-01 | 2019-10-02 | 2020-10-02 | Enphase Energy | IQ7-60-2-US | Inverters | 250 |  | 10 |  |  | 0.97 |  | Outdoor | Roof
Solar Registration Program | NJSRRE1542967127 | Orange | 7050 | 9 | 3.45 | Residential | Yes | Behind the Meter | Pro Custom Solar dba Momentum Solar | PSE&G | Accepted | 2019-11-05 | 2019-11-07 | 2020-11-07 | LG Electronics | LG 345N1C-V5 | Solar Panels |  | 0.345 | 5 | 212 | 31 |  | Fixed | Roof
Solar Registration Program | NJSRRE1542967127 | Orange | 7050 | 9 | 3.45 | Residential | Yes | Behind the Meter | Pro Custom Solar dba Momentum Solar | PSE&G | Accepted | 2019-11-05 | 2019-11-07 | 2020-11-07 | LG Electronics | LG 345N1C-V5 | Solar Panels |  | 0.345 | 5 | 122 | 31 |  | Fixed | Roof
Solar Registration Program | NJSRRE1542967127 | Orange | 7050 | 9 | 3.45 | Residential | Yes | Behind the Meter | Pro Custom Solar dba Momentum Solar | PSE&G | Accepted | 2019-11-05 | 2019-11-07 | 2020-11-07 | Enphase Energy | IQ7PLUS-72-2-US | Inverters | 295 |  | 10 |  |  | 0.97 |  | Outdoor | Roof
Solar Registration Program | NJSRRE1543436611 | Newark | 7106 | 9 | 3.45 | Residential | Yes | Behind the Meter | Pro Custom Solar dba Momentum Solar | PSE&G | Accepted | 2019-11-22 | 2019-11-26 | 2020-11-26 | LG Electronics | LG 345N1C-V5 | Solar Panels |  | 0.345 | 6 | 293 | 20 |  | Fixed | Roof
Solar Registration Program | NJSRRE1543436611 | Newark | 7106 | 9 | 3.45 | Residential | Yes | Behind the Meter | Pro Custom Solar dba Momentum Solar | PSE&G | Accepted | 2019-11-22 | 2019-11-26 | 2020-11-26 | LG Electronics | LG 345N1C-V5 | Solar Panels |  | 0.345 | 4 | 113 | 22 |  | Fixed | Roof
Solar Registration Program | NJSRRE1543436611 | Newark | 7106 | 9 | 3.45 | Residential | Yes | Behind the Meter | Pro Custom Solar dba Momentum Solar | PSE&G | Accepted | 2019-11-22 | 2019-11-26 | 2020-11-26 | Enphase Energy | IQ7PLUS-72-2-US | Inverters | 295 |  | 10 |  |  | 0.97 |  | Outdoor | Roof
Solar Registration Program | NJSRRE1543447101 | Roselle | 7203 | 10 | 3.45 | Residential | Yes | Behind the Meter | Pro Custom Solar dba Momentum Solar | PSE&G | Accepted | 2019-11-26 | 2019-12-02 | 2020-12-02 | LG Electronics | LG 345N1C-V5 | Solar Panels |  | 0.345 | 10 | 169 | 34 |  | Fixed | Roof
Solar Registration Program | NJSRRE1543447101 | Roselle | 7203 | 10 | 3.45 | Residential | Yes | Behind the Meter | Pro Custom Solar dba Momentum Solar | PSE&G | Accepted | 2019-11-26 | 2019-12-02 | 2020-12-02 | Enphase Energy | IQ7PLUS-72-2-US | Inverters | 295 |  | 10 |  |  | 0.97 |  | Outdoor | Roof
Solar Registration Program | NJSRRE1543474185 | Irvington | 7111 | 9 | 3.45 | Residential | Yes | Behind the Meter | Pro Custom Solar dba Momentum Solar | PSE&G | Accepted | 2019-12-03 | 2019-12-05 | 2020-12-05 | LG Electronics | LG 345N1C-V5 | Solar Panels |  | 0.345 | 3 | 208 | 8 |  | Fixed | Roof
Solar Registration Program | NJSRRE1543474185 | Irvington | 7111 | 9 | 3.45 | Residential | Yes | Behind the Meter | Pro Custom Solar dba Momentum Solar | PSE&G | Accepted | 2019-12-03 | 2019-12-05 | 2020-12-05 | LG Electronics | LG 345N1C-V5 | Solar Panels |  | 0.345 | 7 | 28 | 33 |  | Fixed | Roof
Solar Registration Program | NJSRRE1543474185 | Irvington | 7111 | 9 | 3.45 | Residential | Yes | Behind the Meter | Pro Custom Solar dba Momentum Solar | PSE&G | Accepted | 2019-12-03 | 2019-12-05 | 2020-12-05 | Enphase Energy | IQ7PLUS-72-2-US | Inverters | 295 |  | 10 |  |  | 0.97 |  | Outdoor | Roof
Solar Registration Program | NJSRRE1543474409 | Bridgewater | 8807 | 5 | 3.45 | Residential | Yes | Behind the Meter | Pro Custom Solar dba Momentum Solar | PSE&G | Accepted | 2019-12-03 | 2019-12-18 | 2020-12-18 | LG Electronics | LG 345N1C-V5 | Solar Panels |  | 0.345 | 10 | 175 | 34 |  | Fixed | Roof
Solar Registration Program | NJSRRE1543474409 | Bridgewater | 8807 | 5 | 3.45 | Residential | Yes | Behind the Meter | Pro Custom Solar dba Momentum Solar | PSE&G | Accepted | 2019-12-03 | 2019-12-18 | 2020-12-18 | Enphase Energy | IQ7PLUS-72-2-US | Inverters | 295 |  | 10 |  |  | 0.97 |  | Outdoor | Roof
Solar Registration Program | NJSRRE1540177886 | NORTH CALDWELL | 7006 | 9 | 3.47 | Residential | Yes | Behind the Meter | Vivint Solar Developer, LLC | PSE&G | Accepted | 2019-01-03 | 2019-04-30 | 2020-04-30 | Hanwha Solar | Q.PEAK DUO BLK-G5 315 | Solar Panels |  | 0.315 | 11 | 211 | 14 |  | Fixed | Roof
Solar Registration Program | NJSRRE1540177886 | NORTH CALDWELL | 7006 | 9 | 3.47 | Residential | Yes | Behind the Meter | Vivint Solar Developer, LLC | PSE&G | Accepted | 2019-01-03 | 2019-04-30 | 2020-04-30 | Solar Edge | SE3800H-US | Inverters | 3800 |  | 1 |  |  | 0.992 |  | Outdoor | Near the Utility Meter
Solar Registration Program | NJSRRE1540205109 | Rockaway | 7866 | 3 | 3.47 | Residential | Yes | Behind the Meter | Pro Custom Solar dba Momentum Solar | JCP&L | Accepted | 2019-01-04 | 2019-01-08 | 2020-01-08 | HANWHA | Q.PEAK DUO BLK-G5 315 | Solar Panels |  | 0.315 | 11 | 196 | 40 |  | Fixed | Roof
Solar Registration Program | NJSRRE1540205109 | Rockaway | 7866 | 3 | 3.47 | Residential | Yes | Behind the Meter | Pro Custom Solar dba Momentum Solar | JCP&L | Accepted | 2019-01-04 | 2019-01-08 | 2020-01-08 | ENPHASE | IQ7-60-2-US | Inverters | 250 |  | 11 |  |  | 0.97 |  | Outdoor | ROOF
Solar Registration Program | NJSRRE1540212087 | North Brunswick | 8902 | 11 | 3.47 | Residential | Yes | Behind the Meter | Vivint Solar Developer, LLC | PSE&G | Accepted | 2019-01-07 | 2019-04-30 | 2020-04-30 | Hanwha Solar | Q.PEAK DUO BLK-G5 315 | Solar Panels |  | 0.315 | 5 | 132 | 15 |  | Fixed | Roof
Solar Registration Program | NJSRRE1540212087 | North Brunswick | 8902 | 11 | 3.47 | Residential | Yes | Behind the Meter | Vivint Solar Developer, LLC | PSE&G | Accepted | 2019-01-07 | 2019-04-30 | 2020-04-30 | Hanwha Solar | Q.PEAK DUO BLK-G5 315 | Solar Panels |  | 0.315 | 4 | 132 | 19 |  | Fixed | Roof
Solar Registration Program | NJSRRE1540212087 | North Brunswick | 8902 | 11 | 3.47 | Residential | Yes | Behind the Meter | Vivint Solar Developer, LLC | PSE&G | Accepted | 2019-01-07 | 2019-04-30 | 2020-04-30 | Hanwha Solar | Q.PEAK DUO BLK-G5 315 | Solar Panels |  | 0.315 | 2 | 312 | 19 |  | Fixed | Roof
Solar Registration Program | NJSRRE1540212087 | North Brunswick | 8902 | 11 | 3.47 | Residential | Yes | Behind the Meter | Vivint Solar Developer, LLC | PSE&G | Accepted | 2019-01-07 | 2019-04-30 | 2020-04-30 | Solar Edge | SE3800H-US | Inverters | 3800 |  | 1 |  |  | 0.992 |  | Outdoor | Near the Utility Meter
Solar Registration Program | NJSRRE1540240093 | Perth Amboy | 8861 | 11 | 3.47 | Residential | No | Behind the Meter | Pro Custom Solar dba Momentum Solar | PSE&G | Accepted | 2019-01-14 | 2019-01-17 | 2020-01-17 | HANWHA | Q.PEAK DUO BLK-G5 315 | Solar Panels |  | 0.315 | 11 | 200 | 39 |  | Fixed | Roof
Solar Registration Program | NJSRRE1540240093 | Perth Amboy | 8861 | 11 | 3.47 | Residential | No | Behind the Meter | Pro Custom Solar dba Momentum Solar | PSE&G | Accepted | 2019-01-14 | 2019-01-17 | 2020-01-17 | ENPHASE | IQ7-60-2-US | Inverters | 250 |  | 11 |  |  | 0.97 |  | Outdoor | ROOF
Solar Registration Program | NJSRRE1540247018 | Clementon | 8021 | 14 | 3.47 | Residential | Yes | Behind the Meter | Trinity Solar | AC Electric | Accepted | 2019-01-16 | 2019-01-21 | 2020-01-21 | HANWHA | Q.PEAK DUO BLK-G5 315 | Solar Panels |  | 0.315 | 11 | 124 | 27 |  | Fixed | Roof
Solar Registration Program | NJSRRE1540247018 | Clementon | 8021 | 14 | 3.47 | Residential | Yes | Behind the Meter | Trinity Solar | AC Electric | Accepted | 2019-01-16 | 2019-01-21 | 2020-01-21 | Enphase | IQ6-60-2-US | Inverters | 230 |  | 11 |  |  | 0.96 |  | Outside | Under panels
Solar Registration Program | NJSRRE1540457392 | KEYPORT | 7735 | 17 | 3.47 | Residential | Yes | Behind the Meter | Vivint Solar Developer, LLC | JCP&L | Accepted | 2019-03-07 | 2019-05-01 | 2020-05-01 | Hanwha Solar | Q.PEAK BLK-G5 315 | Solar Panels |  | 0.315 | 6 | 338 | 33 |  | Fixed | Roof
Solar Registration Program | NJSRRE1540457392 | KEYPORT | 7735 | 17 | 3.47 | Residential | Yes | Behind the Meter | Vivint Solar Developer, LLC | JCP&L | Accepted | 2019-03-07 | 2019-05-01 | 2020-05-01 | Hanwha Solar | Q.PEAK BLK-G5 315 | Solar Panels |  | 0.315 | 5 | 158 | 33 |  | Fixed | Roof
Solar Registration Program | NJSRRE1540457392 | KEYPORT | 7735 | 17 | 3.47 | Residential | Yes | Behind the Meter | Vivint Solar Developer, LLC | JCP&L | Accepted | 2019-03-07 | 2019-05-01 | 2020-05-01 | Solar Edge | SE3800H-US | Inverters | 3800 |  | 1 |  |  | 0.992 |  | Outdoor | Near the Utility Meter
Solar Registration Program | NJSRRE1540479993 | Sicklerville | 8081 | 14 | 3.47 | Residential | Yes | Behind the Meter | Trinity Solar | AC Electric | Accepted | 2019-03-13 | 2019-03-14 | 2020-03-14 | HANWHA | Q.PEAK DUO BLK-G5 315 | Solar Panels |  | 0.315 | 11 | 131 | 20 |  | Fixed | Roof
Solar Registration Program | NJSRRE1540479993 | Sicklerville | 8081 | 14 | 3.47 | Residential | Yes | Behind the Meter | Trinity Solar | AC Electric | Accepted | 2019-03-13 | 2019-03-14 | 2020-03-14 | Solar Edge | SE3000H-US000NNC2 | Inverters | 3000 |  | 1 |  |  | 0.97 |  | Outdoor | side of home
Solar Registration Program | NJSRRE1540490095 | Edison | 8817 | 11 | 3.47 | Residential | Yes | Behind the Meter | Vivint Solar Developer, LLC | PSE&G | Accepted | 2019-03-15 | 2019-03-18 | 2020-03-18 | Hanwha Solar | Q.Peak BLK-G5 315 | Solar Panels |  | 0.315 | 2 | 332 | 25 |  | Fixed | Roof
Solar Registration Program | NJSRRE1540490095 | Edison | 8817 | 11 | 3.47 | Residential | Yes | Behind the Meter | Vivint Solar Developer, LLC | PSE&G | Accepted | 2019-03-15 | 2019-03-18 | 2020-03-18 | Hanwha Solar | Q.Peak BLK-G5 315 | Solar Panels |  | 0.315 | 9 | 152 | 25 |  | Fixed | Roof
Solar Registration Program | NJSRRE1540490095 | Edison | 8817 | 11 | 3.47 | Residential | Yes | Behind the Meter | Vivint Solar Developer, LLC | PSE&G | Accepted | 2019-03-15 | 2019-03-18 | 2020-03-18 | Solar Edge | SE3800H-US | Inverters | 3800 |  | 1 |  |  | 0.992 |  | Outdoor | Near the utility meter.
Solar Registration Program | NJSRRE1540500353 | Sewell | 8080 | 15 | 3.47 | Residential | Yes | Behind the Meter | Vivint Solar Developer, LLC | AC Electric | Accepted | 2019-03-19 | 2019-05-01 | 2020-05-01 | Hanwha Solar | Q.Peak BLK-G5 315 | Solar Panels |  | 0.315 | 11 | 322 | 22 |  | Fixed | Roof
Solar Registration Program | NJSRRE1540500353 | Sewell | 8080 | 15 | 3.47 | Residential | Yes | Behind the Meter | Vivint Solar Developer, LLC | AC Electric | Accepted | 2019-03-19 | 2019-05-01 | 2020-05-01 | Enphase Energy | IQ6-60-2-US | Inverters | 230 |  | 11 |  |  | 0.97 |  | Other | Underneath each module.
Solar Registration Program | NJSRRE1540849116 | Orange | 7050 | 9 | 3.47 | Residential | Yes | Behind the Meter | Pro Custom Solar dba Momentum Solar | PSE&G | Accepted | 2019-04-12 | 2019-04-15 | 2020-04-15 | HANWHA | Q.PEAK DUO BLK-G5 315 | Solar Panels |  | 0.315 | 3 | 202 | 8 |  | Fixed | Roof
Solar Registration Program | NJSRRE1540849116 | Orange | 7050 | 9 | 3.47 | Residential | Yes | Behind the Meter | Pro Custom Solar dba Momentum Solar | PSE&G | Accepted | 2019-04-12 | 2019-04-15 | 2020-04-15 | HANWHA | Q.PEAK DUO BLK-G5 315 | Solar Panels |  | 0.315 | 2 | 22 | 44 |  | Fixed | Roof
Solar Registration Program | NJSRRE1540849116 | Orange | 7050 | 9 | 3.47 | Residential | Yes | Behind the Meter | Pro Custom Solar dba Momentum Solar | PSE&G | Accepted | 2019-04-12 | 2019-04-15 | 2020-04-15 | HANWHA | Q.PEAK DUO BLK-G5 315 | Solar Panels |  | 0.315 | 6 | 202 | 44 |  | Fixed | Roof
Solar Registration Program | NJSRRE1540849116 | Orange | 7050 | 9 | 3.47 | Residential | Yes | Behind the Meter | Pro Custom Solar dba Momentum Solar | PSE&G | Accepted | 2019-04-12 | 2019-04-15 | 2020-04-15 | ENPHASE | IQ7-60-2-US | Inverters | 250 |  | 11 |  |  | 0.97 |  | Outdoor | Roof
Solar Registration Program | NJSRRE1540853511 | Voorhees | 8043 | 14 | 3.47 | Residential | No | Behind the Meter | Trinity Solar | AC Electric | Accepted | 2019-04-15 | 2019-05-01 | 2020-05-01 | HANWHA | Q.PEAK DUO BLK-G5 315 | Solar Panels |  | 0.315 | 2 | 185 | 27 |  | Fixed | Roof
Solar Registration Program | NJSRRE1540853511 | Voorhees | 8043 | 14 | 3.47 | Residential | No | Behind the Meter | Trinity Solar | AC Electric | Accepted | 2019-04-15 | 2019-05-01 | 2020-05-01 | HANWHA | Q.PEAK DUO BLK-G5 315 | Solar Panels |  | 0.315 | 7 | 95 | 27 |  | Fixed | Roof
Solar Registration Program | NJSRRE1540853511 | Voorhees | 8043 | 14 | 3.47 | Residential | No | Behind the Meter | Trinity Solar | AC Electric | Accepted | 2019-04-15 | 2019-05-01 | 2020-05-01 | HANWHA | Q.PEAK DUO BLK-G5 315 | Solar Panels |  | 0.315 | 2 | 185 | 27 |  | Fixed | Roof
Solar Registration Program | NJSRRE1540853511 | Voorhees | 8043 | 14 | 3.47 | Residential | No | Behind the Meter | Trinity Solar | AC Electric | Accepted | 2019-04-15 | 2019-05-01 | 2020-05-01 | Enphase | IQ7-60-2-US | Inverters | 230 |  | 1 |  |  | 0.96 |  | Outside | Under panels
Solar Registration Program | NJSRRE1540960530 | Egg Harbor City | 8215 | 19 | 3.47 | Residential | No | Behind the Meter | Castle Energy, LLC | AC Electric | Accepted | 2019-05-06 | 2019-05-09 | 2020-05-09 | Hanwha QCells | Q.PEAK DUO BLK-G5 315 | Solar Panels |  | 0.315 | 11 | 131 | 23 |  | Fixed | Roof
Solar Registration Program | NJSRRE1540960530 | Egg Harbor City | 8215 | 19 | 3.47 | Residential | No | Behind the Meter | Castle Energy, LLC | AC Electric | Accepted | 2019-05-06 | 2019-05-09 | 2020-05-09 | Enphase Energy | IQ7-60-2-US | Inverters | 240 |  | 11 |  |  | 0.976 |  | Outdoor | On rooftop underneath each solar module
Solar Registration Program | NJSRRE1540970841 | East Windsor | 8520 | 12 | 3.47 | Residential | Yes | Behind the Meter | Trinity Solar | JCP&L | Accepted | 2019-05-08 | 2019-05-13 | 2020-05-13 | Hanwha 315 | Q.PEAK DUO BLK-G5 315 | Solar Panels |  | 0.315 | 11 | 96 | 23 |  | Fixed | Roof
Solar Registration Program | NJSRRE1540970841 | East Windsor | 8520 | 12 | 3.47 | Residential | Yes | Behind the Meter | Trinity Solar | JCP&L | Accepted | 2019-05-08 | 2019-05-13 | 2020-05-13 | Solar Edge | SE3000 | Inverters | 3000 |  | 1 |  |  | 0.97 |  | Outside | Side of home
Solar Registration Program | NJSRRE1540982699 | Elizabeth | 7208 | 10 | 3.47 | Residential | Yes | Behind the Meter | Trinity Solar | PSE&G | Accepted | 2019-05-13 | 2019-05-15 | 2020-05-15 | Hanwha | Q.PEAK DUO BLK-G5 315 | Solar Panels |  | 0.315 | 11 | 116 | 34 |  | Fixed | Roof
Solar Registration Program | NJSRRE1540982699 | Elizabeth | 7208 | 10 | 3.47 | Residential | Yes | Behind the Meter | Trinity Solar | PSE&G | Accepted | 2019-05-13 | 2019-05-15 | 2020-05-15 | Solar Edge | SE3000 | Inverters | 3000 |  | 1 |  |  | 0.97 |  | Outside | side of home
Solar Registration Program | NJSRRE1540982974 | Jersey City | 7305 | 8 | 3.47 | Residential | Yes | Behind the Meter | Pro Custom Solar dba Momentum Solar | PSE&G | Accepted | 2019-05-13 | 2019-05-15 | 2020-05-15 | HANWHA | Q.PEAK DUO BLK-G5 315 | Solar Panels |  | 0.315 | 11 | 41 | 3 |  | Fixed | Roof
Solar Registration Program | NJSRRE1540982974 | Jersey City | 7305 | 8 | 3.47 | Residential | Yes | Behind the Meter | Pro Custom Solar dba Momentum Solar | PSE&G | Accepted | 2019-05-13 | 2019-05-15 | 2020-05-15 | ENPHASE | IQ7-60-2-US | Inverters | 250 |  | 11 |  |  | 0.97 |  | Outdoor | ROOF
Solar Registration Program | NJSRRE1540989252 | Hainesport | 8036 | 13 | 3.47 | Residential | Yes | Behind the Meter | Trinity Solar | PSE&G | Accepted | 2019-05-14 | 2019-05-17 | 2020-05-17 | HANWHA | Q.PEAK DUO BLK-G5 315 | Solar Panels |  | 0.315 | 11 | 163 | 27 |  | Fixed | Roof
Solar Registration Program | NJSRRE1540989252 | Hainesport | 8036 | 13 | 3.47 | Residential | Yes | Behind the Meter | Trinity Solar | PSE&G | Accepted | 2019-05-14 | 2019-05-17 | 2020-05-17 | Solar Edge | SE3000H-US000NNC2 | Inverters | 3000 |  | 1 |  |  | 0.97 |  | Outdoor | side of home
Solar Registration Program | NJSRRE1541032376 | Short Hills | 7078 | 9 | 3.47 | Residential | Yes | Behind the Meter | Trinity Solar | JCP&L | Accepted | 2019-05-22 | 2019-05-28 | 2020-05-28 | Hanwha | Q.PEAK DUO BLK-G5 315 | Solar Panels |  | 0.315 | 11 | 95 | 34 |  | Fixed | Roof
Solar Registration Program | NJSRRE1541032376 | Short Hills | 7078 | 9 | 3.47 | Residential | Yes | Behind the Meter | Trinity Solar | JCP&L | Accepted | 2019-05-22 | 2019-05-28 | 2020-05-28 | Solar Edge | SE3000 | Inverters | 3000 |  | 1 |  |  | 0.97 |  | Outside | side of home
Solar Registration Program | NJSRRE1541032380 | Newark | 7108 | 9 | 3.47 | Residential | No | Behind the Meter | Trinity Solar | PSE&G | Accepted | 2019-05-22 | 2019-05-28 | 2020-05-28 | HANWHA | Q.PEAK DUO BLK-G5 315 | Solar Panels |  | 0.315 | 11 | 194 | 45 |  | Fixed | Roof
Solar Registration Program | NJSRRE1541032380 | Newark | 7108 | 9 | 3.47 | Residential | No | Behind the Meter | Trinity Solar | PSE&G | Accepted | 2019-05-22 | 2019-05-28 | 2020-05-28 | Solar Edge | SE3000H-US000NNC2 | Inverters | 3000 |  | 1 |  |  | 0.97 |  | Outdoor | side of home
Solar Registration Program | NJSRRE1541414253 | CARTERET | 7008 | 11 | 3.47 | Residential | No | Behind the Meter | Infinity Solar Systems | PSE&G | Accepted | 2019-06-17 | 2019-06-20 | 2020-06-20 | LG | LG-315-N1K-A5 | Solar Panels |  | 0.315 | 11 | 215 | 15 |  | Fixed | Roof
Solar Registration Program | NJSRRE1541414253 | CARTERET | 7008 | 11 | 3.47 | Residential | No | Behind the Meter | Infinity Solar Systems | PSE&G | Accepted | 2019-06-17 | 2019-06-20 | 2020-06-20 | ENPHASE | IQ7-60-X-US | Inverters | 240 |  | 11 |  |  | 0.97 |  | Outdoor | MICROINVERTERS
Solar Registration Program | NJSRRE1541454492 | BARNEGAT | 8005 | 18 | 3.47 | Residential | Yes | Behind the Meter | Vivint Solar Developer, LLC | JCP&L | Accepted | 2019-06-25 | 2019-06-27 | 2020-06-27 | HANWHA SOLAR | Q.PEAK BLK-G5 315 | Solar Panels |  | 0.315 | 9 | 134 | 18 |  | Fixed | Roof
Solar Registration Program | NJSRRE1541454492 | BARNEGAT | 8005 | 18 | 3.47 | Residential | Yes | Behind the Meter | Vivint Solar Developer, LLC | JCP&L | Accepted | 2019-06-25 | 2019-06-27 | 2020-06-27 | HANWHA SOLAR | Q.PEAK BLK-G5 315 | Solar Panels |  | 0.315 | 2 | 314 | 18 |  | Fixed | Roof
Solar Registration Program | NJSRRE1541454492 | BARNEGAT | 8005 | 18 | 3.47 | Residential | Yes | Behind the Meter | Vivint Solar Developer, LLC | JCP&L | Accepted | 2019-06-25 | 2019-06-27 | 2020-06-27 | SOLAREDGE | SE3800H-US | Inverters | 3800 |  | 1 |  |  | 0.992 |  | Outdoor | Near The Utility Meter
Solar Registration Program | NJSRRE1541454523 | Perth Amboy | 8861 | 11 | 3.47 | Residential | Yes | Behind the Meter | Pro Custom Solar dba Momentum Solar | PSE&G | Accepted | 2019-06-24 | 2019-06-27 | 2020-06-27 | LG Electronics | LG315N1C-G4 | Solar Panels |  | 0.315 | 11 | 110 | 42 |  | Fixed | Roof
Solar Registration Program | NJSRRE1541454523 | Perth Amboy | 8861 | 11 | 3.47 | Residential | Yes | Behind the Meter | Pro Custom Solar dba Momentum Solar | PSE&G | Accepted | 2019-06-24 | 2019-06-27 | 2020-06-27 | Enphase | IQ6-60-2-US | Inverters | 240 |  | 11 |  |  | 0.97 |  | Outdoor | Roof
Solar Registration Program | NJSRRE1541480505 | South Orange | 7079 | 9 | 3.47 | Residential | Yes | Behind the Meter | Trinity Solar | PSE&G | Accepted | 2019-06-25 | 2019-06-27 | 2020-06-27 | HANWHA | Q.PEAK DUO BLK-G5 315 | Solar Panels |  | 0.315 | 11 | 233 | 34 |  | Fixed | Roof
Solar Registration Program | NJSRRE1541480505 | South Orange | 7079 | 9 | 3.47 | Residential | Yes | Behind the Meter | Trinity Solar | PSE&G | Accepted | 2019-06-25 | 2019-06-27 | 2020-06-27 | Solar Edge | SE3000H-US000BNC4 | Inverters | 3000 |  | 1 |  |  | 0.97 |  | Outdoor | side of home
Solar Registration Program | NJSRRE1541480623 | Mays Landing | 8330 | 19 | 3.47 | Residential | Yes | Behind the Meter | Trinity Solar | AC Electric | Accepted | 2019-06-25 | 2019-06-27 | 2020-06-27 | Solar Edge | SE3000 | Inverters | 3000 |  | 1 |  |  | 0.97 |  | Outside | side of home
Solar Registration Program | NJSRRE1541480623 | Mays Landing | 8330 | 19 | 3.47 | Residential | Yes | Behind the Meter | Trinity Solar | AC Electric | Accepted | 2019-06-25 | 2019-06-27 | 2020-06-27 | Hanwha | Q.PEAK DUO BLK-G5 315 | Solar Panels |  | 0.315 | 11 | 166 | 23 |  | Fixed | Roof
Solar Registration Program | NJSRRE1541480740 | South Plainfield | 7080 | 11 | 3.47 | Residential | Yes | Behind the Meter | Vivint Solar Developer, LLC | PSE&G | Accepted | 2019-06-25 | 2019-06-28 | 2020-06-28 | HANWHA SOLAR | Q.PEAK BLK-G5 315 | Solar Panels |  | 0.315 | 11 | 272 | 41 |  | Fixed | Roof
Solar Registration Program | NJSRRE1541480740 | South Plainfield | 7080 | 11 | 3.47 | Residential | Yes | Behind the Meter | Vivint Solar Developer, LLC | PSE&G | Accepted | 2019-06-25 | 2019-06-28 | 2020-06-28 | SOLAREDGE | SE3800H-US | Inverters | 3800 |  | 1 |  |  | 0.992 |  | Outdoor | Near The Utility Meter
Solar Registration Program | NJSRRE1541481661 | HILLSIDE | 7205 | 10 | 3.47 | Residential | Yes | Behind the Meter | Vivint Solar Developer, LLC | PSE&G | Accepted | 2019-07-01 | 2019-07-01 | 2020-07-01 | Hanwha Solar | Q.PEAK BLK-G5 315 | Solar Panels |  | 0.315 | 11 | 73 | 35 |  | Fixed | Roof
Solar Registration Program | NJSRRE1541481661 | HILLSIDE | 7205 | 10 | 3.47 | Residential | Yes | Behind the Meter | Vivint Solar Developer, LLC | PSE&G | Accepted | 2019-07-01 | 2019-07-01 | 2020-07-01 | SolarEdge | SE3800H-US | Inverters | 3800 |  | 1 |  |  | 0.992 |  | Outdoor | Near the Utility Meter
Solar Registration Program | NJSRRE1541494932 | North Bergen | 7047 | 8 | 3.47 | Residential | Yes | Behind the Meter | Trinity Solar | PSE&G | Accepted | 2019-06-26 | 2019-06-28 | 2020-06-28 | Hanwha | Q.PEAK DUO BLK-G5 315 | Solar Panels |  | 0.315 | 9 | 212 | 16 |  | Fixed | Roof
Solar Registration Program | NJSRRE1541494932 | North Bergen | 7047 | 8 | 3.47 | Residential | Yes | Behind the Meter | Trinity Solar | PSE&G | Accepted | 2019-06-26 | 2019-06-28 | 2020-06-28 | Hanwha | Q.PEAK DUO BLK-G5 315 | Solar Panels |  | 0.315 | 2 | 212 | 34 |  | Fixed | Roof
Solar Registration Program | NJSRRE1541494932 | North Bergen | 7047 | 8 | 3.47 | Residential | Yes | Behind the Meter | Trinity Solar | PSE&G | Accepted | 2019-06-26 | 2019-06-28 | 2020-06-28 | Solar Edge | SE3000 | Inverters | 3000 |  | 1 |  |  | 0.97 |  | Outside | side of home
Solar Registration Program | NJSRRE1541672696 | HAMILTON | 8620 | 12 | 3.47 | Residential | Yes | Behind the Meter | Vivint Solar Developer, LLC | PSE&G | Accepted | 2019-07-18 | 2019-07-18 | 2020-07-18 | Hanwha Solar | Q.PEAK BLK-G5 315 | Solar Panels |  | 0.315 | 11 | 22 | 104 |  | Fixed | Roof
Solar Registration Program | NJSRRE1541672696 | HAMILTON | 8620 | 12 | 3.47 | Residential | Yes | Behind the Meter | Vivint Solar Developer, LLC | PSE&G | Accepted | 2019-07-18 | 2019-07-18 | 2020-07-18 | Solar Edge | SE3800H-US | Inverters | 3800 |  | 1 |  |  | 0.992 |  | Outdoor | Near the Utility Meter
Solar Registration Program | NJSRRE1541673250 | BURLINGTON | 8016 | 13 | 3.47 | Residential | Yes | Behind the Meter | Vivint Solar Developer, LLC | PSE&G | Accepted | 2019-08-01 | 2019-08-22 | 2020-08-22 | HANWHA SOLAR | Q.PEAK BLK-G5 315 | Solar Panels |  | 0.315 | 6 | 127 | 27 |  | Fixed | Roof
Solar Registration Program | NJSRRE1541673250 | BURLINGTON | 8016 | 13 | 3.47 | Residential | Yes | Behind the Meter | Vivint Solar Developer, LLC | PSE&G | Accepted | 2019-08-01 | 2019-08-22 | 2020-08-22 | HANWHA SOLAR | Q.PEAK BLK-G5 315 | Solar Panels |  | 0.315 | 5 | 307 | 27 |  | Fixed | Roof
Solar Registration Program | NJSRRE1541673250 | BURLINGTON | 8016 | 13 | 3.47 | Residential | Yes | Behind the Meter | Vivint Solar Developer, LLC | PSE&G | Accepted | 2019-08-01 | 2019-08-22 | 2020-08-22 | SOLAREDGE | SE3800H-US | Inverters | 3800 |  | 1 |  |  | 0.992 |  | Outdoor | Near The Utility Meter
Solar Registration Program | NJSRRE1541685881 | North Bergen | 7047 | 8 | 3.47 | Residential | Yes | Behind the Meter | Trinity Solar | PSE&G | Accepted | 2019-07-18 | 2019-07-22 | 2020-07-22 | Hanwha | Q.PEAK DUO BLK-G5 315 | Solar Panels |  | 0.315 | 11 | 118 | 40 |  | Fixed | Roof
Solar Registration Program | NJSRRE1541685881 | North Bergen | 7047 | 8 | 3.47 | Residential | Yes | Behind the Meter | Trinity Solar | PSE&G | Accepted | 2019-07-18 | 2019-07-22 | 2020-07-22 | Solar Edge | SE3000 | Inverters | 3000 |  | 1 |  |  | 0.97 |  | Outside | side of home
Solar Registration Program | NJSRRE1541689333 | Bergenfield | 7621 | 7 | 3.47 | Residential | Yes | Behind the Meter | Vivint Solar Developer, LLC | PSE&G | Accepted | 2019-07-20 | 2019-07-23 | 2020-07-23 | Hanwha Solar | Q.PEAK BLK-G5 315 | Solar Panels |  | 0.315 | 2 | 357 | 35 |  | Fixed | Roof
Solar Registration Program | NJSRRE1541689333 | Bergenfield | 7621 | 7 | 3.47 | Residential | Yes | Behind the Meter | Vivint Solar Developer, LLC | PSE&G | Accepted | 2019-07-20 | 2019-07-23 | 2020-07-23 | Hanwha Solar | Q.PEAK BLK-G5 315 | Solar Panels |  | 0.315 | 9 | 87 | 14 |  | Fixed | Roof
Solar Registration Program | NJSRRE1541689333 | Bergenfield | 7621 | 7 | 3.47 | Residential | Yes | Behind the Meter | Vivint Solar Developer, LLC | PSE&G | Accepted | 2019-07-20 | 2019-07-23 | 2020-07-23 | Solar Edge | SE3800H-US | Inverters | 3800 |  | 1 |  |  | 0.992 |  | Outdoor | Near the Utility Meter
Solar Registration Program | NJSRRE1541698992 | RAHWAY | 7065 | 10 | 3.47 | Residential | Yes | Behind the Meter | Pro Custom Solar dba Momentum Solar | PSE&G | Accepted | 2019-07-24 | 2019-08-22 | 2020-08-22 | HANWHA | Q.PEAK DUO BLK-G5 315 | Solar Panels |  | 0.315 | 11 | 132 | 16 |  | Fixed | Roof
Solar Registration Program | NJSRRE1541698992 | RAHWAY | 7065 | 10 | 3.47 | Residential | Yes | Behind the Meter | Pro Custom Solar dba Momentum Solar | PSE&G | Accepted | 2019-07-24 | 2019-08-22 | 2020-08-22 | ENPHASE ENERGY | IQ7-60-2-US | Inverters | 250 |  | 11 |  |  | 0.97 |  | Outdoor | Roof
Solar Registration Program | NJSRRE1541722754 | WALLINGTON | 7057 | 7 | 3.47 | Residential | Yes | Behind the Meter | Vivint Solar Developer, LLC | PSE&G | Accepted | 2019-08-01 | 2019-08-05 | 2020-08-05 | Hanwha Solar | Q.PEAK BLK-G5 315 | Solar Panels |  | 0.315 | 7 | 305 | 42 |  | Fixed | Roof
Solar Registration Program | NJSRRE1541722754 | WALLINGTON | 7057 | 7 | 3.47 | Residential | Yes | Behind the Meter | Vivint Solar Developer, LLC | PSE&G | Accepted | 2019-08-01 | 2019-08-05 | 2020-08-05 | Hanwha Solar | Q.PEAK BLK-G5 315 | Solar Panels |  | 0.315 | 4 | 305 | 29 |  | Fixed | Roof
Solar Registration Program | NJSRRE1541722754 | WALLINGTON | 7057 | 7 | 3.47 | Residential | Yes | Behind the Meter | Vivint Solar Developer, LLC | PSE&G | Accepted | 2019-08-01 | 2019-08-05 | 2020-08-05 | Solar Edge | SE3800H-US | Inverters | 3800 |  | 1 |  |  | 0.992 |  | Other | Near the Utility Meter
Solar Registration Program | NJSRRE1541800240 | Bayonne | 7002 | 8 | 3.47 | Residential | Yes | Behind the Meter | Pro Custom Solar dba Momentum Solar | PSE&G | Accepted | 2019-08-07 | 2019-08-12 | 2020-08-12 | HANWHA | Q.PEAK DUO BLK-G5 315 | Solar Panels |  | 0.315 | 11 | 121 | 37 |  | Fixed | Roof
Solar Registration Program | NJSRRE1541800240 | Bayonne | 7002 | 8 | 3.47 | Residential | Yes | Behind the Meter | Pro Custom Solar dba Momentum Solar | PSE&G | Accepted | 2019-08-07 | 2019-08-12 | 2020-08-12 | Enphase Energy | IQ7-60-2-US | Inverters | 250 |  | 11 |  |  | 0.97 |  | Outdoor | Roof
Solar Registration Program | NJSRRE1541809880 | PENNSAUKEN | 8109 | 14 | 3.47 | Residential | Yes | Behind the Meter | Vivint Solar Developer, LLC | PSE&G | Accepted | 2019-08-13 | 2019-08-23 | 2020-08-23 | Hanwha Solar | JKM315M-60HBL | Solar Panels |  | 0.315 | 7 | 324 | 22 |  | Fixed | Roof
Solar Registration Program | NJSRRE1541809880 | PENNSAUKEN | 8109 | 14 | 3.47 | Residential | Yes | Behind the Meter | Vivint Solar Developer, LLC | PSE&G | Accepted | 2019-08-13 | 2019-08-23 | 2020-08-23 | HAnwha Solar | JKM315M-60HBL | Solar Panels |  | 0.315 | 4 | 142 | 22 |  | Fixed | Roof
Solar Registration Program | NJSRRE1541809880 | PENNSAUKEN | 8109 | 14 | 3.47 | Residential | Yes | Behind the Meter | Vivint Solar Developer, LLC | PSE&G | Accepted | 2019-08-13 | 2019-08-23 | 2020-08-23 | SolarEdge | SE3800H-US | Inverters | 3800 |  | 1 |  |  | 0.992 |  | Outdoor | Near The Utility Meter
Solar Registration Program | NJSRRE1541858935 | Deptford Twp | 8090 | 15 | 3.47 | Residential | No | Behind the Meter | Trinity Solar | PSE&G | Accepted | 2019-08-19 | 2019-08-23 | 2020-08-23 | Hanwha 315 | Q.PEAK DUO BLK-G5 315 | Solar Panels |  | 0.315 | 8 | 189 | 21 |  | Fixed | Roof
Solar Registration Program | NJSRRE1541858935 | Deptford Twp | 8090 | 15 | 3.47 | Residential | No | Behind the Meter | Trinity Solar | PSE&G | Accepted | 2019-08-19 | 2019-08-23 | 2020-08-23 | Hanwha 315 | Q.PEAK DUO BLK-G5 315 | Solar Panels |  | 0.315 | 3 | 189 | 21 |  | Fixed | Roof
Solar Registration Program | NJSRRE1541858935 | Deptford Twp | 8090 | 15 | 3.47 | Residential | No | Behind the Meter | Trinity Solar | PSE&G | Accepted | 2019-08-19 | 2019-08-23 | 2020-08-23 | Solar Edge | SE3000H-US000BNC4 | Inverters | 3000 |  | 1 |  |  | 0.97 |  | Outside | Side of home
Solar Registration Program | NJSRRE1541871831 | Ewing | 8618 | 12 | 3.47 | Residential | Yes | Behind the Meter | Pro Custom Solar dba Momentum Solar | PSE&G | Accepted | 2019-08-21 | 2019-08-26 | 2020-08-26 | HANWHA | Q.PEAK DUO BLK-G5 315 | Solar Panels |  | 0.315 | 11 | 166 | 35 |  | Fixed | Roof
Solar Registration Program | NJSRRE1541871831 | Ewing | 8618 | 12 | 3.47 | Residential | Yes | Behind the Meter | Pro Custom Solar dba Momentum Solar | PSE&G | Accepted | 2019-08-21 | 2019-08-26 | 2020-08-26 | Enphase Energy | IQ6-60-2-US | Inverters | 240 |  | 11 |  |  | 0.97 |  | Outdoor | Roof
Solar Registration Program | NJSRRE1541873917 | Keyport | 7735 | 17 | 3.47 | Residential | Yes | Behind the Meter | Vivint Solar Developer, LLC | JCP&L | Accepted | 2019-08-22 | 2019-08-27 | 2020-08-27 | Hanwha Solar | Q.PEAK BLK-G5 315 | Solar Panels |  | 0.315 | 5 | 118 | 17 |  | Fixed | Roof
Solar Registration Program | NJSRRE1541873917 | Keyport | 7735 | 17 | 3.47 | Residential | Yes | Behind the Meter | Vivint Solar Developer, LLC | JCP&L | Accepted | 2019-08-22 | 2019-08-27 | 2020-08-27 | Hanwha Solar | Q.PEAK BLK-G5 315 | Solar Panels |  | 0.315 | 6 | 118 | 27 |  | Fixed | Roof
Solar Registration Program | NJSRRE1541873917 | Keyport | 7735 | 17 | 3.47 | Residential | Yes | Behind the Meter | Vivint Solar Developer, LLC | JCP&L | Accepted | 2019-08-22 | 2019-08-27 | 2020-08-27 | Solar Edge | SE3800H-US | Inverters | 3800 |  | 1 |  |  | 0.992 |  | Outdoor | Near the Utility Meter
Solar Registration Program | NJSRRE1541874322 | South Plainfield | 7080 | 11 | 3.47 | Residential | Yes | Behind the Meter | Vivint Solar Developer, LLC | PSE&G | Accepted | 2019-08-22 | 2019-09-05 | 2020-09-05 | Hanwha Solar | Q.PEAK BLK-G5 315 | Solar Panels |  | 0.315 | 5 | 213 | 7 |  | Fixed | Roof
Solar Registration Program | NJSRRE1541874322 | South Plainfield | 7080 | 11 | 3.47 | Residential | Yes | Behind the Meter | Vivint Solar Developer, LLC | PSE&G | Accepted | 2019-08-22 | 2019-09-05 | 2020-09-05 | Hanwha Solar | Q.PEAK BLK-G5 315 | Solar Panels |  | 0.315 | 6 | 213 | 18 |  | Fixed | Roof
Solar Registration Program | NJSRRE1541874322 | South Plainfield | 7080 | 11 | 3.47 | Residential | Yes | Behind the Meter | Vivint Solar Developer, LLC | PSE&G | Accepted | 2019-08-22 | 2019-09-05 | 2020-09-05 | Solar Edge | SE3800H-US | Inverters | 3800 |  | 1 |  |  | 0.992 |  | Outdoor | Near the Utility Meter
Solar Registration Program | NJSRRE1541880554 | NEW MILFORD | 7646 | 7 | 3.47 | Residential | Yes | Behind the Meter | Vivint Solar Developer, LLC | PSE&G | Accepted | 2019-08-28 | 2019-08-29 | 2020-08-29 | Hanwha Solar | Q.PEAK BLK-G5 315 | Solar Panels |  | 0.315 | 3 | 91 | 24 |  | Fixed | Roof
Solar Registration Program | NJSRRE1541880554 | NEW MILFORD | 7646 | 7 | 3.47 | Residential | Yes | Behind the Meter | Vivint Solar Developer, LLC | PSE&G | Accepted | 2019-08-28 | 2019-08-29 | 2020-08-29 | Hanwha Solar | Q.PEAK DUO BLK-G5 315 | Solar Panels |  | 0.315 | 4 | 182 | 24 |  | Fixed | Roof
Solar Registration Program | NJSRRE1541880554 | NEW MILFORD | 7646 | 7 | 3.47 | Residential | Yes | Behind the Meter | Vivint Solar Developer, LLC | PSE&G | Accepted | 2019-08-28 | 2019-08-29 | 2020-08-29 | Hanwha Solar | Q.PEAK DUO BLK-G5 315 | Solar Panels |  | 0.315 | 4 | 2 | 24 |  | Fixed | Roof
Solar Registration Program | NJSRRE1541880554 | NEW MILFORD | 7646 | 7 | 3.47 | Residential | Yes | Behind the Meter | Vivint Solar Developer, LLC | PSE&G | Accepted | 2019-08-28 | 2019-08-29 | 2020-08-29 | Solar Edge | SE3800H-US | Inverters | 3800 |  | 1 |  |  | 0.992 |  | Outdoor | Near the Utility Meter
Solar Registration Program | NJSRRE1541883778 | Pleasantville | 8232 | 19 | 3.47 | Residential | Yes | Behind the Meter | Castle Energy, LLC | AC Electric | Accepted | 2019-08-26 | 2019-09-30 | 2020-09-30 | Hanwha Q Cells | Q.PEAK DUO-G5 315 | Solar Panels |  | 0.315 | 6 | 202 | 10 |  | Fixed | Roof
Solar Registration Program | NJSRRE1541883778 | Pleasantville | 8232 | 19 | 3.47 | Residential | Yes | Behind the Meter | Castle Energy, LLC | AC Electric | Accepted | 2019-08-26 | 2019-09-30 | 2020-09-30 | Hanwha Q Cells | Q.PEAK DUO-G5 315 | Solar Panels |  | 0.315 | 5 | 202 | 27 |  | Fixed | Roof
Solar Registration Program | NJSRRE1541883778 | Pleasantville | 8232 | 19 | 3.47 | Residential | Yes | Behind the Meter | Castle Energy, LLC | AC Electric | Accepted | 2019-08-26 | 2019-09-30 | 2020-09-30 | Enphase Energy | IQ7-60-2-US | Inverters | 240 |  | 11 |  |  | 0.967 |  | Outside | on the rooftop under each solar panel
Solar Registration Program | NJSRRE1541883989 | Linden | 7036 | 10 | 3.47 | Residential | Yes | Behind the Meter | Trinity Solar | PSE&G | Accepted | 2019-08-26 | 2019-08-28 | 2020-08-28 | Hanwha 315 | Q.PEAK DUO BLK-G5 315 | Solar Panels |  | 0.315 | 11 | 129 | 37 |  | Fixed | Roof
Solar Registration Program | NJSRRE1541883989 | Linden | 7036 | 10 | 3.47 | Residential | Yes | Behind the Meter | Trinity Solar | PSE&G | Accepted | 2019-08-26 | 2019-08-28 | 2020-08-28 | Solar Edge | SE3000H-US | Inverters | 3000 |  | 1 |  |  | 0.97 |  | Outside | Side of home
Solar Registration Program | NJSRRE1541891189 | Forked River | 8731 | 18 | 3.47 | Residential | Yes | Behind the Meter | Vivint Solar Developer, LLC | JCP&L | Accepted | 2019-09-05 | 2019-09-05 | 2020-09-05 | HANWHA SOLAR | Q.PEAK BLK-G5 315 | Solar Panels |  | 0.315 | 11 | 202 | 18 |  | Fixed | Roof
Solar Registration Program | NJSRRE1541891189 | Forked River | 8731 | 18 | 3.47 | Residential | Yes | Behind the Meter | Vivint Solar Developer, LLC | JCP&L | Accepted | 2019-09-05 | 2019-09-05 | 2020-09-05 | SOLAREDGE TECHNOLOGIES | SE3800H-US000BNC4 | Inverters | 3800 |  | 1 |  |  | 0.992 |  | Outdoor | Near the Utility Meter
Solar Registration Program | NJSRRE1541989834 | Mantua | 8051 | 15 | 3.47 | Residential | Yes | Behind the Meter | Vivint Solar Developer, LLC | AC Electric | Accepted | 2019-09-03 | 2019-09-05 | 2020-09-05 | HANWHA SOLAR | Q.PEAK BLK-G5 315 | Solar Panels |  | 0.315 | 11 | 213 | 17 |  | Fixed | Roof
Solar Registration Program | NJSRRE1541989834 | Mantua | 8051 | 15 | 3.47 | Residential | Yes | Behind the Meter | Vivint Solar Developer, LLC | AC Electric | Accepted | 2019-09-03 | 2019-09-05 | 2020-09-05 | SOLAREDGE TECHNOLOGIES | SE3800H-US000BNC4 | Inverters | 3800 |  | 1 |  |  | 0.992 |  | Outdoor | Near the Utility Meter
Solar Registration Program | NJSRRE1542083232 | Clifton | 7012 | 6 | 3.47 | Residential | Yes | Behind the Meter | Vivint Solar Developer, LLC | PSE&G | Accepted | 2019-09-03 | 2019-09-06 | 2020-09-06 | Hanwha Solar | Q.PEAK BLK-G5 315 | Solar Panels |  | 0.315 | 11 | 222 | 42 |  | Fixed | Roof
Solar Registration Program | NJSRRE1542083232 | Clifton | 7012 | 6 | 3.47 | Residential | Yes | Behind the Meter | Vivint Solar Developer, LLC | PSE&G | Accepted | 2019-09-03 | 2019-09-06 | 2020-09-06 | SolarEdge Technologies | SE3800H-US | Inverters | 3800 |  | 1 |  |  | 0.992 |  | Outdoor | Near the Utility Meter
Solar Registration Program | NJSRRE1542248653 | Blackwood | 8012 | 15 | 3.47 | Residential | Yes | Behind the Meter | Trinity Solar | AC Electric | Accepted | 2019-09-05 | 2019-09-10 | 2020-09-10 | HANWHA | Q.PEAK DUO BLK-G5 315 | Solar Panels |  | 0.315 | 11 | 172 | 23 |  | Fixed | Roof
Solar Registration Program | NJSRRE1542248653 | Blackwood | 8012 | 15 | 3.47 | Residential | Yes | Behind the Meter | Trinity Solar | AC Electric | Accepted | 2019-09-05 | 2019-09-10 | 2020-09-10 | Solar Edge | SE3000H-US | Inverters | 3000 |  | 1 |  |  | 0.97 |  | Outdoor | side of home
Solar Registration Program | NJSRRE1542373561 | SALEM | 8079 | 16 | 3.47 | Residential | Yes | Behind the Meter | Vivint Solar Developer, LLC | AC Electric | Accepted | 2019-09-10 | 2019-09-12 | 2020-09-12 | HANWHA SOLAR | Q.PEAK BLK-G5 315 | Solar Panels |  | 0.315 | 11 | 164 | 16 |  | Fixed | Roof
Solar Registration Program | NJSRRE1542373561 | SALEM | 8079 | 16 | 3.47 | Residential | Yes | Behind the Meter | Vivint Solar Developer, LLC | AC Electric | Accepted | 2019-09-10 | 2019-09-12 | 2020-09-12 | SOLAREDGE TECHNOLOGIES | SE3800H-US000BNC4 | Inverters | 3800 |  | 1 |  |  | 0.992 |  | Outdoor | Near The Utility Meter
Solar Registration Program | NJSRRE1542423084 | Old Bridge | 8857 | 11 | 3.47 | Residential | Yes | Behind the Meter | Pro Custom Solar dba Momentum Solar | JCP&L | Accepted | 2019-09-19 | 2019-09-24 | 2020-09-24 | HANWHA | Q.PEAK DUO BLK-G5 315 | Solar Panels |  | 0.315 | 11 | 96 | 22 |  | Fixed | Roof
Solar Registration Program | NJSRRE1542423084 | Old Bridge | 8857 | 11 | 3.47 | Residential | Yes | Behind the Meter | Pro Custom Solar dba Momentum Solar | JCP&L | Accepted | 2019-09-19 | 2019-09-24 | 2020-09-24 | Enphase Energy | IQ6-60-2-US | Inverters | 240 |  | 11 |  |  | 0.97 |  | Outdoor | Roof
Solar Registration Program | NJSRRE1542425443 | East Orange | 7018 | 9 | 3.47 | Residential | Yes | Behind the Meter | Trinity Solar | PSE&G | Accepted | 2019-09-20 | 2019-09-24 | 2020-09-24 | Hanwha | Q.PEAK DUO BLK-G5 315 | Solar Panels |  | 0.315 | 11 | 116 | 45 |  | Fixed | Roof
Solar Registration Program | NJSRRE1542425443 | East Orange | 7018 | 9 | 3.47 | Residential | Yes | Behind the Meter | Trinity Solar | PSE&G | Accepted | 2019-09-20 | 2019-09-24 | 2020-09-24 | Solar Edge | SE3000 | Inverters | 3000 |  | 1 |  |  | 0.97 |  | Outside | side of home
Solar Registration Program | NJSRRE1542441579 | BEVERLY | 8010 | 13 | 3.47 | Residential | Yes | Behind the Meter | Vivint Solar Developer, LLC | PSE&G | Accepted | 2019-09-25 | 2019-09-27 | 2020-09-27 | Hanwha Solar | Q.PEAK BLK-G5 315 | Solar Panels |  | 0.315 | 11 | 141 | 20 |  | Fixed | Roof
Solar Registration Program | NJSRRE1542441579 | BEVERLY | 8010 | 13 | 3.47 | Residential | Yes | Behind the Meter | Vivint Solar Developer, LLC | PSE&G | Accepted | 2019-09-25 | 2019-09-27 | 2020-09-27 | Solar Edge | SE3800H-US000BNC4 | Inverters | 3800 |  | 1 |  |  | 0.992 |  | Outdoor | near the utility meter
Solar Registration Program | NJSRRE1542443703 | MILLVILLE | 8332 | 20 | 3.47 | Residential | Yes | Behind the Meter | Vivint Solar Developer, LLC | AC Electric | Accepted | 2019-09-26 | 2019-09-30 | 2020-09-30 | Hanwha | Q.PEAK BLK-G5 315 | Solar Panels |  | 0.315 | 6 | 86 | 40 |  | Fixed | Roof
Solar Registration Program | NJSRRE1542443703 | MILLVILLE | 8332 | 20 | 3.47 | Residential | Yes | Behind the Meter | Vivint Solar Developer, LLC | AC Electric | Accepted | 2019-09-26 | 2019-09-30 | 2020-09-30 | Hanwha | Q.PEAK BLK-G5 315 | Solar Panels |  | 0.315 | 5 | 266 | 40 |  | Fixed | Roof
Solar Registration Program | NJSRRE1542443703 | MILLVILLE | 8332 | 20 | 3.47 | Residential | Yes | Behind the Meter | Vivint Solar Developer, LLC | AC Electric | Accepted | 2019-09-26 | 2019-09-30 | 2020-09-30 | SolarEdge | SE3800H-US | Inverters | 3800 |  | 1 |  |  | 0.992 |  | Outdoor | Near the Utility Meter
Solar Registration Program | NJSRRE1542448468 | Ocean City | 8226 | 21 | 3.47 | Residential | No | Behind the Meter | Castle Energy, LLC | AC Electric | Accepted | 2019-09-27 | 2019-10-01 | 2020-10-01 | Hanwha Q-Cells | Q.Peak DUO-G5 315 | Solar Panels |  | 0.315 | 11 | 133 | 11 |  | Fixed | Roof
Solar Registration Program | NJSRRE1542448468 | Ocean City | 8226 | 21 | 3.47 | Residential | No | Behind the Meter | Castle Energy, LLC | AC Electric | Accepted | 2019-09-27 | 2019-10-01 | 2020-10-01 | Enphase Energy | IQ7-60-2-US | Inverters | 240 |  | 11 |  |  | 0.967 |  | Outside | on the rooftop under each solar panel
Solar Registration Program | NJSRRE1542461019 | Clifton | 7013 | 6 | 3.47 | Residential | Yes | Behind the Meter | Trinity Solar | PSE&G | Accepted | 2019-09-30 | 2019-10-02 | 2020-10-02 | Hanwha | Q.PEAK DUO BLK-G5 315 | Solar Panels |  | 0.315 | 11 | 219 | 18 |  | Fixed | Roof
Solar Registration Program | NJSRRE1542461019 | Clifton | 7013 | 6 | 3.47 | Residential | Yes | Behind the Meter | Trinity Solar | PSE&G | Accepted | 2019-09-30 | 2019-10-02 | 2020-10-02 | Solar Edge | SE3000 | Inverters | 3000 |  | 1 |  |  | 0.97 |  | Outside | side of home
Solar Registration Program | NJSRRE1542461396 | BERLIN | 8009 | 14 | 3.47 | Residential | Yes | Behind the Meter | Vivint Solar Developer, LLC | AC Electric | Accepted | 2019-09-30 | 2019-10-02 | 2020-10-02 | Hanwha Solar | Q.PEAK BLK-G5 315 | Solar Panels |  | 0.315 | 6 | 71 | 20 |  | Fixed | Roof
Solar Registration Program | NJSRRE1542461396 | BERLIN | 8009 | 14 | 3.47 | Residential | Yes | Behind the Meter | Vivint Solar Developer, LLC | AC Electric | Accepted | 2019-09-30 | 2019-10-02 | 2020-10-02 | Hanwha Solar | Q.PEAK BLK-G5 315 | Solar Panels |  | 0.315 | 5 | 161 | 20 |  | Fixed | Roof
Solar Registration Program | NJSRRE1542461396 | BERLIN | 8009 | 14 | 3.47 | Residential | Yes | Behind the Meter | Vivint Solar Developer, LLC | AC Electric | Accepted | 2019-09-30 | 2019-10-02 | 2020-10-02 | SOLAREDGE | SE3800H-US000BNC4 | Inverters | 3800 |  | 1 |  |  | 0.992 |  | Outdoor | Near The Utility Meter
Solar Registration Program | NJSRRE1542471476 | SOUTH PLAINFIELD | 7080 | 11 | 3.47 | Residential | No | Behind the Meter | Vivint Solar Developer, LLC | PSE&G | Accepted | 2019-10-01 | 2019-10-10 | 2020-10-10 | Hanwha Solar | Q.PEAK BLK-G5 315 | Solar Panels |  | 0.315 | 11 | 68 | 11 |  | Fixed | Roof
Solar Registration Program | NJSRRE1542471476 | SOUTH PLAINFIELD | 7080 | 11 | 3.47 | Residential | No | Behind the Meter | Vivint Solar Developer, LLC | PSE&G | Accepted | 2019-10-01 | 2019-10-10 | 2020-10-10 | SOLAREDGE | SE3800H-US000BNC4 | Inverters | 3800 |  | 1 |  |  | 0.992 |  | Outdoor | Near The Utility Meter
Solar Registration Program | NJSRRE1542524909 | Egg Harbor Township | 8234 | 19 | 3.47 | Residential | Yes | Behind the Meter | Trinity Solar | AC Electric | Accepted | 2019-10-10 | 2019-10-14 | 2020-10-14 | Hanwha 315 | Q.PEAK DUO BLK-G5 315 | Solar Panels |  | 0.315 | 11 | 172 | 36 |  | Fixed | Roof
Solar Registration Program | NJSRRE1542524909 | Egg Harbor Township | 8234 | 19 | 3.47 | Residential | Yes | Behind the Meter | Trinity Solar | AC Electric | Accepted | 2019-10-10 | 2019-10-14 | 2020-10-14 | Solar Edge | SE3000H-US | Inverters | 3000 |  | 1 |  |  | 0.97 |  | Outside | side of home
Solar Registration Program | NJSRRE1542524998 | Villas | 8251 | 21 | 3.47 | Residential | Yes | Behind the Meter | Trinity Solar | AC Electric | Accepted | 2019-10-10 | 2019-10-14 | 2020-10-14 | Hanwha | Q.PEAK DUO BLK-G5 315 | Solar Panels |  | 0.315 | 8 | 271 | 23 |  | Fixed | Roof
Solar Registration Program | NJSRRE1542524998 | Villas | 8251 | 21 | 3.47 | Residential | Yes | Behind the Meter | Trinity Solar | AC Electric | Accepted | 2019-10-10 | 2019-10-14 | 2020-10-14 | Hanwha | Q.PEAK DUO BLK-G5 315 | Solar Panels |  | 0.315 | 3 | 181 | 23 |  | Fixed | Roof
Solar Registration Program | NJSRRE1542524998 | Villas | 8251 | 21 | 3.47 | Residential | Yes | Behind the Meter | Trinity Solar | AC Electric | Accepted | 2019-10-10 | 2019-10-14 | 2020-10-14 | Solar Edge | SE3000 | Inverters | 3000 |  | 1 |  |  | 0.97 |  | Outside | side of home
Solar Registration Program | NJSRRE1542528145 | Belleville | 7109 | 9 | 3.47 | Residential | Yes | Behind the Meter | Trinity Solar | PSE&G | Accepted | 2019-10-11 | 2019-10-15 | 2020-10-15 | HANWHA | Q.PEAK DUO BLK-G5 315 | Solar Panels |  | 0.315 | 11 | 127 | 34 |  | Fixed | Roof
Solar Registration Program | NJSRRE1542528145 | Belleville | 7109 | 9 | 3.47 | Residential | Yes | Behind the Meter | Trinity Solar | PSE&G | Accepted | 2019-10-11 | 2019-10-15 | 2020-10-15 | Solar Edge | SE3000H-US000BNC4 | Inverters | 3000 |  | 1 |  |  | 0.97 |  | Outdoor | side of home
Solar Registration Program | NJSRRE1542543800 | Little Ferry | 7643 | 7 | 3.47 | Residential | No | Behind the Meter | Trinity Solar | PSE&G | Accepted | 2019-10-15 | 2019-10-17 | 2020-10-17 | Hanwha | Q.PEAK DUO BLK-G5 315 | Solar Panels |  | 0.315 | 7 | 148 | 27 |  | Fixed | Roof
Solar Registration Program | NJSRRE1542543800 | Little Ferry | 7643 | 7 | 3.47 | Residential | No | Behind the Meter | Trinity Solar | PSE&G | Accepted | 2019-10-15 | 2019-10-17 | 2020-10-17 | Hanwha | Q.PEAK DUO BLK-G5 315 | Solar Panels |  | 0.315 | 4 | 148 | 18 |  | Fixed | Roof
Solar Registration Program | NJSRRE1542543800 | Little Ferry | 7643 | 7 | 3.47 | Residential | No | Behind the Meter | Trinity Solar | PSE&G | Accepted | 2019-10-15 | 2019-10-17 | 2020-10-17 | Solar Edge | SE3000 | Inverters | 3000 |  | 1 |  |  | 0.97 |  | Outside | side of home
Solar Registration Program | NJSRRE1542543856 | Ocean Township | 8758 | 18 | 3.47 | Residential | No | Behind the Meter | Trinity Solar | JCP&L | Accepted | 2019-10-15 | 2019-10-17 | 2020-10-17 | Hanwha | Q.PEAK DUO BLK-G5 315 | Solar Panels |  | 0.315 | 2 | 188 | 40 |  | Fixed | Roof
Solar Registration Program | NJSRRE1542543856 | Ocean Township | 8758 | 18 | 3.47 | Residential | No | Behind the Meter | Trinity Solar | JCP&L | Accepted | 2019-10-15 | 2019-10-17 | 2020-10-17 | Hanwha | Q.PEAK DUO BLK-G5 315 | Solar Panels |  | 0.315 | 9 | 188 | 40 |  | Fixed | Roof
Solar Registration Program | NJSRRE1542543856 | Ocean Township | 8758 | 18 | 3.47 | Residential | No | Behind the Meter | Trinity Solar | JCP&L | Accepted | 2019-10-15 | 2019-10-17 | 2020-10-17 | Solar Edge | SE3000 | Inverters | 3000 |  | 1 |  |  | 0.97 |  | Outside | side of home
Solar Registration Program | NJSRRE1542557006 | VINELAND | 8360 | 20 | 3.47 | Residential | Yes | Behind the Meter | Trinity Solar | Vineland Muni Electric | Accepted | 2019-10-18 | 2019-10-22 | 2020-10-22 | Hanwha | Q.PEAK DUO BLK-G5 315 | Solar Panels |  | 0.315 | 4 | 274 | 18 |  | Fixed | Roof
Solar Registration Program | NJSRRE1542557006 | VINELAND | 8360 | 20 | 3.47 | Residential | Yes | Behind the Meter | Trinity Solar | Vineland Muni Electric | Accepted | 2019-10-18 | 2019-10-22 | 2020-10-22 | Hanwha | Q.PEAK DUO BLK-G5 315 | Solar Panels |  | 0.315 | 3 | 274 | 18 |  | Fixed | Roof
Solar Registration Program | NJSRRE1542557006 | VINELAND | 8360 | 20 | 3.47 | Residential | Yes | Behind the Meter | Trinity Solar | Vineland Muni Electric | Accepted | 2019-10-18 | 2019-10-22 | 2020-10-22 | Hanwha | Q.PEAK DUO BLK-G5 315 | Solar Panels |  | 0.315 | 4 | 94 | 18 |  | Fixed | Roof
Solar Registration Program | NJSRRE1542557006 | VINELAND | 8360 | 20 | 3.47 | Residential | Yes | Behind the Meter | Trinity Solar | Vineland Muni Electric | Accepted | 2019-10-18 | 2019-10-22 | 2020-10-22 | Solar Edge | SE3000 | Inverters | 3000 |  | 1 |  |  | 0.97 |  | Outside | side of home
Solar Registration Program | NJSRRE1542559549 | North Plainfield | 7060 | 10 | 3.47 | Residential | Yes | Behind the Meter | Pro Custom Solar dba Momentum Solar | PSE&G | Accepted | 2019-10-18 | 2019-10-22 | 2020-10-22 | Hanwha | Q.Peak DUO BLK-G5 315 | Solar Panels |  | 0.315 | 11 | 218 | 43 |  | Fixed | Roof
Solar Registration Program | NJSRRE1542559549 | North Plainfield | 7060 | 10 | 3.47 | Residential | Yes | Behind the Meter | Pro Custom Solar dba Momentum Solar | PSE&G | Accepted | 2019-10-18 | 2019-10-22 | 2020-10-22 | Enphase | IQ6-60-2-US | Inverters | 240 |  | 11 |  |  | 0.97 |  | Outdoor | Roof
Solar Registration Program | NJSRRE1542574886 | Wildwood | 8260 | 21 | 3.47 | Residential | Yes | Behind the Meter | Trinity Solar | AC Electric | Accepted | 2019-10-22 | 2019-10-24 | 2020-10-24 | Hanwha 315 | Q.PEAK DUO BLK-G5 315 | Solar Panels |  | 0.315 | 11 | 138 | 23 |  | Fixed | Roof
Solar Registration Program | NJSRRE1542574886 | Wildwood | 8260 | 21 | 3.47 | Residential | Yes | Behind the Meter | Trinity Solar | AC Electric | Accepted | 2019-10-22 | 2019-10-24 | 2020-10-24 | Solar Edge | SE3000H-US | Inverters | 3000 |  | 1 |  |  | 0.97 |  | Outside | side of home
Solar Registration Program | NJSRRE1542579683 | NORTHFIELD | 8225 | 19 | 3.47 | Residential | Yes | Behind the Meter | Vivint Solar Developer, LLC | AC Electric | Accepted | 2019-10-23 | 2019-10-25 | 2020-10-25 | HANWHA | Q.PEAK DUO BLK-G5 310 | Solar Panels |  | 0.315 | 6 | 222 | 20 |  | Fixed | Roof
Solar Registration Program | NJSRRE1542579683 | NORTHFIELD | 8225 | 19 | 3.47 | Residential | Yes | Behind the Meter | Vivint Solar Developer, LLC | AC Electric | Accepted | 2019-10-23 | 2019-10-25 | 2020-10-25 | HANWHA | Q.PEAK DUO BLK-G5 310 | Solar Panels |  | 0.315 | 5 | 132 | 20 |  | Fixed | Roof
Solar Registration Program | NJSRRE1542579683 | NORTHFIELD | 8225 | 19 | 3.47 | Residential | Yes | Behind the Meter | Vivint Solar Developer, LLC | AC Electric | Accepted | 2019-10-23 | 2019-10-25 | 2020-10-25 | solar edge | SE3800H-US | Inverters | 3800 |  | 1 |  |  | 0.992 |  | Outdoor | near utility meter
Solar Registration Program | NJSRRE1542579796 | PLEASANTVILLE | 8232 | 19 | 3.47 | Residential | Yes | Behind the Meter | Vivint Solar Developer, LLC | AC Electric | Accepted | 2019-10-23 | 2019-10-28 | 2020-10-28 | Hanwha | Q.PEAK BLK-G5 315 | Solar Panels |  | 0.315 | 11 | 303 | 27 |  | Fixed | Roof
Solar Registration Program | NJSRRE1542579796 | PLEASANTVILLE | 8232 | 19 | 3.47 | Residential | Yes | Behind the Meter | Vivint Solar Developer, LLC | AC Electric | Accepted | 2019-10-23 | 2019-10-28 | 2020-10-28 | Solar Edge | SE3800H-US | Inverters | 3800 |  | 1 |  |  | 0.992 |  | Outdoor | Near the Utility Meter
Solar Registration Program | NJSRRE1542589659 | Oaklyn | 8107 | 14 | 3.47 | Residential | Yes | Behind the Meter | Trinity Solar | PSE&G | Accepted | 2019-10-25 | 2019-10-29 | 2020-10-29 | Hanwha 315 | Q.PEAK DUO BLK-G5 315 | Solar Panels |  | 0.315 | 4 | 156 | 37 |  | Fixed | Roof
Solar Registration Program | NJSRRE1542589659 | Oaklyn | 8107 | 14 | 3.47 | Residential | Yes | Behind the Meter | Trinity Solar | PSE&G | Accepted | 2019-10-25 | 2019-10-29 | 2020-10-29 | Hanwha 315 | Q.PEAK DUO BLK-G5 315 | Solar Panels |  | 0.315 | 7 | 156 | 14 |  | Fixed | Roof
Solar Registration Program | NJSRRE1542589659 | Oaklyn | 8107 | 14 | 3.47 | Residential | Yes | Behind the Meter | Trinity Solar | PSE&G | Accepted | 2019-10-25 | 2019-10-29 | 2020-10-29 | Solar Edge | SE3000H-US | Inverters | 3000 |  | 1 |  |  | 0.97 |  | Outside | side of home
Solar Registration Program | NJSRRE1542684977 | Toms River | 8753 | 18 | 3.47 | Residential | Yes | Behind the Meter | Trinity Solar | JCP&L | Accepted | 2019-10-28 | 2019-10-30 | 2020-10-30 | Hanwha | Q.PEAK DUO BLK-G5 315 | Solar Panels |  | 0.315 | 11 | 103 | 34 |  | Fixed | Roof
Solar Registration Program | NJSRRE1542684977 | Toms River | 8753 | 18 | 3.47 | Residential | Yes | Behind the Meter | Trinity Solar | JCP&L | Accepted | 2019-10-28 | 2019-10-30 | 2020-10-30 | Solar Edge | SE3000 | Inverters | 3000 |  | 1 |  |  | 0.97 |  | Outside | side of home
Solar Registration Program | NJSRRE1542685681 | CHERRY HILL | 8002 | 14 | 3.47 | Residential | Yes | Behind the Meter | Vivint Solar Developer, LLC | PSE&G | Accepted | 2019-10-29 | 2019-10-30 | 2020-10-30 | Hanwha Solar | Q.PEAK BLK-G5 315 | Solar Panels |  | 0.315 | 11 | 220 | 40 |  | Fixed | Roof
Solar Registration Program | NJSRRE1542685681 | CHERRY HILL | 8002 | 14 | 3.47 | Residential | Yes | Behind the Meter | Vivint Solar Developer, LLC | PSE&G | Accepted | 2019-10-29 | 2019-10-30 | 2020-10-30 | Solar Edge | SE3800H-US000BNC4 | Inverters | 3800 |  | 1 |  |  | 0.992 |  | Outdoor | Near The Utility Meter
Solar Registration Program | NJSRRE1542696816 | Rutherford | 7070 | 7 | 3.47 | Residential | No | Behind the Meter | Trinity Solar | PSE&G | Accepted | 2019-10-29 | 2019-10-31 | 2020-10-31 | Hanwha | Q.PEAK DUO BLK-G5 315 | Solar Panels |  | 0.315 | 11 | 217 | 40 |  | Fixed | Roof
Solar Registration Program | NJSRRE1542696816 | Rutherford | 7070 | 7 | 3.47 | Residential | No | Behind the Meter | Trinity Solar | PSE&G | Accepted | 2019-10-29 | 2019-10-31 | 2020-10-31 | Solar Edge | SE3000 | Inverters | 3000 |  | 1 |  |  | 0.97 |  | Outside | side of home
Solar Registration Program | NJSRRE1542851486 | JAMESBURG | 8831 | 11 | 3.47 | Residential | Yes | Behind the Meter | Vivint Solar Developer, LLC | JCP&L | Accepted | 2019-11-01 | 2019-11-04 | 2020-11-04 | Hanwha | Q.PEAK BLK-G5 315w | Solar Panels |  | 0.315 | 11 | 209 | 21 |  | Fixed | Roof
Solar Registration Program | NJSRRE1542851486 | JAMESBURG | 8831 | 11 | 3.47 | Residential | Yes | Behind the Meter | Vivint Solar Developer, LLC | JCP&L | Accepted | 2019-11-01 | 2019-11-04 | 2020-11-04 | Solar Edge | SE3800H-US000BNC4 | Inverters | 3800 |  | 1 |  |  | 0.992 |  | Outdoor | Near the Utility Meter
Solar Registration Program | NJSRRE1542883206 | Lake Hiawatha | 7034 | 3 | 3.47 | Residential | Yes | Behind the Meter | Vivint Solar Developer, LLC | JCP&L | Accepted | 2019-11-01 | 2019-11-05 | 2020-11-05 | Hanwha | Q. PEAK BLK-G5 315 | Solar Panels |  | 0.315 | 11 | 178 | 23 |  | Fixed | Roof
Solar Registration Program | NJSRRE1542883206 | Lake Hiawatha | 7034 | 3 | 3.47 | Residential | Yes | Behind the Meter | Vivint Solar Developer, LLC | JCP&L | Accepted | 2019-11-01 | 2019-11-05 | 2020-11-05 | Solar Edge | SE3800H-US000BNC4 | Inverters | 3800 |  | 1 |  |  | 0.992 |  | Outdoor | Near the utility meter
Solar Registration Program | NJSRRE1542887987 | MAYS LANDING | 8330 | 19 | 3.47 | Residential | Yes | Behind the Meter | Vivint Solar Developer, LLC | AC Electric | Accepted | 2019-11-01 | 2019-11-05 | 2020-11-05 | Hanwha | Q.PEAK BLK-G5 315 | Solar Panels |  | 0.315 | 11 | 206 | 32 |  | Fixed | Roof
Solar Registration Program | NJSRRE1542887987 | MAYS LANDING | 8330 | 19 | 3.47 | Residential | Yes | Behind the Meter | Vivint Solar Developer, LLC | AC Electric | Accepted | 2019-11-01 | 2019-11-05 | 2020-11-05 | Solar Edge | SE3800H-US000BNC4 | Inverters | 3800 |  | 1 |  |  | 0.992 |  | Outdoor | Near the utility meter
Solar Registration Program | NJSRRE1543065587 | North Bergen | 7047 | 8 | 3.47 | Residential | No | Behind the Meter | Trinity Solar | PSE&G | Accepted | 2019-11-11 | 2019-11-13 | 2020-11-13 | HANWHA | Q.PEAK DUO BLK-G5 315 | Solar Panels |  | 0.315 | 11 | 214 | 18 |  | Fixed | Roof
Solar Registration Program | NJSRRE1543065587 | North Bergen | 7047 | 8 | 3.47 | Residential | No | Behind the Meter | Trinity Solar | PSE&G | Accepted | 2019-11-11 | 2019-11-13 | 2020-11-13 | Solar Edge | SE3000H-US000BNC4 | Inverters | 3000 |  | 1 |  |  | 0.97 |  | Outdoor | side of home
Solar Registration Program | NJSRRE1543065909 | South Amboy | 8879 | 11 | 3.47 | Residential | Yes | Behind the Meter | Trinity Solar | JCP&L | Accepted | 2019-11-11 | 2019-11-13 | 2020-11-13 | Hanwha | Q.PEAK DUO BLK-G5 315 | Solar Panels |  | 0.315 | 11 | 241 | 43 |  | Fixed | Roof
Solar Registration Program | NJSRRE1543065909 | South Amboy | 8879 | 11 | 3.47 | Residential | Yes | Behind the Meter | Trinity Solar | JCP&L | Accepted | 2019-11-11 | 2019-11-13 | 2020-11-13 | Solar Edge | SE3000 | Inverters | 3000 |  | 1 |  |  | 0.97 |  | Outside | side of home
Solar Registration Program | NJSRRE1543067336 | WILLINGBORO | 8046 | 13 | 3.47 | Residential | Yes | Behind the Meter | Vivint Solar Developer, LLC | PSE&G | Accepted | 2019-11-12 | 2019-11-14 | 2020-11-14 | Hanwha | Q.PEAK BLK-G5 315 | Solar Panels |  | 0.315 | 11 | 189 | 42 |  | Fixed | Roof
Solar Registration Program | NJSRRE1543067336 | WILLINGBORO | 8046 | 13 | 3.47 | Residential | Yes | Behind the Meter | Vivint Solar Developer, LLC | PSE&G | Accepted | 2019-11-12 | 2019-11-14 | 2020-11-14 | Solar Edge | SE3800H-US000BNC4 | Inverters | 3800 |  | 1 |  |  | 0.992 |  | Outdoor | Near the utility meter
Solar Registration Program | NJSRRE1543102267 | SOUTH AMBOY | 8879 | 11 | 3.47 | Residential | Yes | Behind the Meter | Vivint Solar Developer, LLC | JCP&L | Accepted | 2019-11-12 | 2019-11-15 | 2020-11-15 | Solar Edge | SE3800H-US000BNC4 | Inverters | 3800 |  | 1 |  |  | 0.992 |  | Outdoor | near the utility meter
Solar Registration Program | NJSRRE1543102267 | SOUTH AMBOY | 8879 | 11 | 3.47 | Residential | Yes | Behind the Meter | Vivint Solar Developer, LLC | JCP&L | Accepted | 2019-11-12 | 2019-11-15 | 2020-11-15 | Hanwha Solar | Q.PEAK BLK-G5 315 | Solar Panels |  | 0.315 | 5 | 150 | 34 |  | Fixed | Roof
Solar Registration Program | NJSRRE1543102267 | SOUTH AMBOY | 8879 | 11 | 3.47 | Residential | Yes | Behind the Meter | Vivint Solar Developer, LLC | JCP&L | Accepted | 2019-11-12 | 2019-11-15 | 2020-11-15 | Hanwha Solar | Q.PEAK BLK-G5 315 | Solar Panels |  | 0.315 | 4 | 60 | 10 |  | Fixed | Roof
Solar Registration Program | NJSRRE1543102267 | SOUTH AMBOY | 8879 | 11 | 3.47 | Residential | Yes | Behind the Meter | Vivint Solar Developer, LLC | JCP&L | Accepted | 2019-11-12 | 2019-11-15 | 2020-11-15 | Hanwha Solar | Q.PEAK BLK-G5 315 | Solar Panels |  | 0.315 | 2 | 240 | 10 |  | Fixed | Roof
Solar Registration Program | NJSRRE1543151871 | Hammonton | 8037 | 19 | 3.47 | Residential | Yes | Behind the Meter | Trinity Solar | AC Electric | Accepted | 2019-11-13 | 2019-11-15 | 2020-11-15 | Hanwha | Q.PEAK DUO BLK-G5 315 | Solar Panels |  | 0.315 | 11 | 194 | 30 |  | Fixed | Roof
Solar Registration Program | NJSRRE1543151871 | Hammonton | 8037 | 19 | 3.47 | Residential | Yes | Behind the Meter | Trinity Solar | AC Electric | Accepted | 2019-11-13 | 2019-11-15 | 2020-11-15 | Solar Edge | SE3000 | Inverters | 3000 |  | 1 |  |  | 0.97 |  | Outside | side of home
Solar Registration Program | NJSRRE1543216854 | Lodi | 7644 | 7 | 3.47 | Residential | No | Behind the Meter | Trinity Solar | PSE&G | Accepted | 2019-11-13 | 2019-11-18 | 2020-11-18 | Hanwha 315 | Q.PEAK DUO BLK-G5 315 | Solar Panels |  | 0.315 | 11 | 307 | 18 |  | Fixed | Roof
Solar Registration Program | NJSRRE1543216854 | Lodi | 7644 | 7 | 3.47 | Residential | No | Behind the Meter | Trinity Solar | PSE&G | Accepted | 2019-11-13 | 2019-11-18 | 2020-11-18 | Solar Edge | SE3000H-US | Inverters | 3000 |  | 1 |  |  | 0.97 |  | Outside | side of home
Solar Registration Program | NJSRRE1543373586 | Plainfield | 7062 | 10 | 3.47 | Residential | Yes | Behind the Meter | Trinity Solar | PSE&G | Accepted | 2019-11-15 | 2019-11-20 | 2020-11-20 | HANWHA | Q.PEAK DUO BLK-G5 315 | Solar Panels |  | 0.315 | 11 | 218 | 27 |  | Fixed | Roof
Solar Registration Program | NJSRRE1543373586 | Plainfield | 7062 | 10 | 3.47 | Residential | Yes | Behind the Meter | Trinity Solar | PSE&G | Accepted | 2019-11-15 | 2019-11-20 | 2020-11-20 | Solar Edge | SE3000H-US000BNC4 | Inverters | 3000 |  | 1 |  |  | 0.97 |  | Outdoor | side of home
Solar Registration Program | NJSRRE1543417217 | Cranford | 7016 | 10 | 3.47 | Residential | No | Behind the Meter | Trinity Solar | PSE&G | Accepted | 2019-11-18 | 2019-11-20 | 2020-11-20 | Yingli 315 | YL315D-30b | Solar Panels |  | 0.315 | 5 | 226 | 45 |  | Fixed | Roof
Solar Registration Program | NJSRRE1543417217 | Cranford | 7016 | 10 | 3.47 | Residential | No | Behind the Meter | Trinity Solar | PSE&G | Accepted | 2019-11-18 | 2019-11-20 | 2020-11-20 | Yingli 315 | YL315D-30b | Solar Panels |  | 0.315 | 6 | 226 | 43 |  | Fixed | Roof
Solar Registration Program | NJSRRE1543417217 | Cranford | 7016 | 10 | 3.47 | Residential | No | Behind the Meter | Trinity Solar | PSE&G | Accepted | 2019-11-18 | 2019-11-20 | 2020-11-20 | Solar Edge | SE3000H-US | Inverters | 3000 |  | 1 |  |  | 0.97 |  | Outside | side of home
Solar Registration Program | NJSRRE1543436984 | Toms River | 8757 | 18 | 3.47 | Residential | Yes | Behind the Meter | Trinity Solar | AC Electric | Accepted | 2019-11-22 | 2019-11-26 | 2020-11-26 | HANWHA | Q.PEAK DUO BLK-G5 315 | Solar Panels |  | 0.315 | 11 | 166 | 18 |  | Fixed | Roof
Solar Registration Program | NJSRRE1543436984 | Toms River | 8757 | 18 | 3.47 | Residential | Yes | Behind the Meter | Trinity Solar | AC Electric | Accepted | 2019-11-22 | 2019-11-26 | 2020-11-26 | Solar Edge | SE3000H-US000BNC4 | Inverters | 3000 |  | 1 |  |  | 0.97 |  | Outdoor | side of home
Solar Registration Program | NJSRRE1543446713 | North Arlington | 7031 | 7 | 3.47 | Residential | Yes | Behind the Meter | Trinity Solar | PSE&G | Accepted | 2019-11-26 | 2019-12-02 | 2020-12-02 | HANWHA | Q.PEAK DUO BLK-G5 315 | Solar Panels |  | 0.315 | 11 | 213 | 40 |  | Fixed | Roof
Solar Registration Program | NJSRRE1543446713 | North Arlington | 7031 | 7 | 3.47 | Residential | Yes | Behind the Meter | Trinity Solar | PSE&G | Accepted | 2019-11-26 | 2019-12-02 | 2020-12-02 | Solar Edge | SE3000H-US000BNC4 | Inverters | 3000 |  | 1 |  |  | 0.97 |  | Outdoor | side of home
Solar Registration Program | NJSRRE1543474144 | Marlton | 8053 | 13 | 3.47 | Residential | Yes | Behind the Meter | Trinity Solar | PSE&G | Accepted | 2019-12-03 | 2019-12-05 | 2020-12-05 | HANWHA | Q.PEAK DUO BLK-G5 315 | Solar Panels |  | 0.315 | 11 | 101 | 30 |  | Fixed | Roof
Solar Registration Program | NJSRRE1543474144 | Marlton | 8053 | 13 | 3.47 | Residential | Yes | Behind the Meter | Trinity Solar | PSE&G | Accepted | 2019-12-03 | 2019-12-05 | 2020-12-05 | SOLAR EDGE | SE3000H-US | Inverters | 3800 |  | 1 |  |  | 0.98 |  | Outside | SIDE OF HOME
Solar Registration Program | NJSRRE1543478137 | Trenton | 8619 | 12 | 3.47 | Residential | Yes | Behind the Meter | Pro Custom Solar dba Momentum Solar | PSE&G | Accepted | 2019-12-04 | 2019-12-06 | 2020-12-06 | Hanwha | Q.Peak DUO BLK-G5 315 | Solar Panels |  | 0.315 | 9 | 173 | 38 |  | Fixed | Roof
Solar Registration Program | NJSRRE1543478137 | Trenton | 8619 | 12 | 3.47 | Residential | Yes | Behind the Meter | Pro Custom Solar dba Momentum Solar | PSE&G | Accepted | 2019-12-04 | 2019-12-06 | 2020-12-06 | Hanwha | Q.Peak DUO BLK-G5 315 | Solar Panels |  | 0.315 | 2 | 263 | 38 |  | Fixed | Roof
Solar Registration Program | NJSRRE1543478137 | Trenton | 8619 | 12 | 3.47 | Residential | Yes | Behind the Meter | Pro Custom Solar dba Momentum Solar | PSE&G | Accepted | 2019-12-04 | 2019-12-06 | 2020-12-06 | Enphase Energy | IQ6-60-2-US | Inverters | 240 |  | 11 |  |  | 0.97 |  | Outdoor | Roof
Solar Registration Program | NJSRRE1543481103 | RARITAN | 8869 | 5 | 3.47 | Residential | Yes | Behind the Meter | Vivint Solar Developer, LLC | PSE&G | Accepted | 2019-12-07 | 2019-12-09 | 2020-12-09 | Hanwha Solar | Q.PEAK BLK-G5 315 | Solar Panels |  | 0.315 | 3 | 84 | 16 |  | Fixed | Roof
Solar Registration Program | NJSRRE1543481103 | RARITAN | 8869 | 5 | 3.47 | Residential | Yes | Behind the Meter | Vivint Solar Developer, LLC | PSE&G | Accepted | 2019-12-07 | 2019-12-09 | 2020-12-09 | Hanwha Solar | Q.PEAK BLK-G5 315 | Solar Panels |  | 0.315 | 8 | 264 | 44 |  | Fixed | Roof
Solar Registration Program | NJSRRE1543481103 | RARITAN | 8869 | 5 | 3.47 | Residential | Yes | Behind the Meter | Vivint Solar Developer, LLC | PSE&G | Accepted | 2019-12-07 | 2019-12-09 | 2020-12-09 | Solar Edge | SE3800H-US | Inverters | 3800 |  | 1 |  |  | 0.992 |  | Outdoor | near the utility meter
Solar Registration Program | NJSRRE1543497690 | Rahway | 7065 | 10 | 3.47 | Residential | Yes | Behind the Meter | Vivint Solar Developer, LLC | PSE&G | Accepted | 2019-12-06 | 2019-12-10 | 2020-12-10 | HANWHA SOLAR | Q.PEAK BLK-G5 315 | Solar Panels |  | 0.315 | 11 | 310 | 35 |  | Fixed | Roof
Solar Registration Program | NJSRRE1543497690 | Rahway | 7065 | 10 | 3.47 | Residential | Yes | Behind the Meter | Vivint Solar Developer, LLC | PSE&G | Accepted | 2019-12-06 | 2019-12-10 | 2020-12-10 | SOLAREDGE | SE3800H-US | Inverters | 3800 |  | 1 |  |  | 0.992 |  | Outdoor | Near the Utility Meter
Solar Registration Program | NJSRRE1543500258 | AUDUBON | 8106 | 14 | 3.47 | Residential | Yes | Behind the Meter | Vivint Solar Developer, LLC | PSE&G | Accepted | 2019-12-07 | 2019-12-10 | 2020-12-10 | HANWHA SOLAR | Q.PEAK BLK-G5 315 | Solar Panels |  | 0.315 | 11 | 64 | 30 |  | Fixed | Roof
Solar Registration Program | NJSRRE1543500258 | AUDUBON | 8106 | 14 | 3.47 | Residential | Yes | Behind the Meter | Vivint Solar Developer, LLC | PSE&G | Accepted | 2019-12-07 | 2019-12-10 | 2020-12-10 | SOLAREDGE | SE3800H-US | Inverters | 3800 |  | 1 |  |  | 0.992 |  | Outdoor | Near the Utility Meter
Solar Registration Program | NJSRRE1543505574 | Lindenwold | 8021 | 14 | 3.47 | Residential | Yes | Behind the Meter | Trinity Solar | AC Electric | Accepted | 2019-12-10 | 2019-12-12 | 2020-12-12 | Hanwha | Q.PEAK DUO BLK-G5 315 | Solar Panels |  | 0.315 | 11 | 126 | 18 |  | Fixed | Roof
Solar Registration Program | NJSRRE1543505574 | Lindenwold | 8021 | 14 | 3.47 | Residential | Yes | Behind the Meter | Trinity Solar | AC Electric | Accepted | 2019-12-10 | 2019-12-12 | 2020-12-12 | Solar Edge | SE3000 | Inverters | 3000 |  | 1 |  |  | 0.97 |  | Outside | side of home
Solar Registration Program | NJSRRE1543506701 | North Wildwood | 8260 | 21 | 3.47 | Residential | Yes | Behind the Meter | Trinity Solar | AC Electric | Accepted | 2019-12-10 | 2019-12-13 | 2020-12-13 | Hanwha 315 | Q.PEAK DUO BLK-G5 315 | Solar Panels |  | 0.315 | 8 | 223 | 18 |  | Fixed | Roof
Solar Registration Program | NJSRRE1543506701 | North Wildwood | 8260 | 21 | 3.47 | Residential | Yes | Behind the Meter | Trinity Solar | AC Electric | Accepted | 2019-12-10 | 2019-12-13 | 2020-12-13 | Hanwha 315 | Q.PEAK DUO BLK-G5 315 | Solar Panels |  | 0.315 | 3 | 133 | 21 |  | Fixed | Roof
Solar Registration Program | NJSRRE1543506701 | North Wildwood | 8260 | 21 | 3.47 | Residential | Yes | Behind the Meter | Trinity Solar | AC Electric | Accepted | 2019-12-10 | 2019-12-13 | 2020-12-13 | Enphase IQ7 | IQ7-60-2-US | Inverters | 0.24 |  | 11 |  |  | 0.96 |  | Outside | side of home
Solar Registration Program | NJSRRE1543507202 | BERGENFIELD | 7621 | 7 | 3.47 | Residential | Yes | Behind the Meter | Vivint Solar Developer, LLC | PSE&G | Accepted | 2019-12-11 | 2019-12-13 | 2020-12-13 | Hanwha | Q.PEAK BLK-G5 315 | Solar Panels |  | 0.315 | 9 | 177 | 26 |  | Fixed | Roof
Solar Registration Program | NJSRRE1543507202 | BERGENFIELD | 7621 | 7 | 3.47 | Residential | Yes | Behind the Meter | Vivint Solar Developer, LLC | PSE&G | Accepted | 2019-12-11 | 2019-12-13 | 2020-12-13 | Hanwha | Q.PEAK BLK-G5 315 | Solar Panels |  | 0.315 | 2 | 357 | 26 |  | Fixed | Roof
Solar Registration Program | NJSRRE1543507202 | BERGENFIELD | 7621 | 7 | 3.47 | Residential | Yes | Behind the Meter | Vivint Solar Developer, LLC | PSE&G | Accepted | 2019-12-11 | 2019-12-13 | 2020-12-13 | Solar Edge | SE3800H-US | Inverters | 3800 |  | 1 |  |  | 0.992 |  | Outdoor | Near the utility meter
Solar Registration Program | NJSRRE1543552537 | Englewood | 7631 | 7 | 3.47 | Residential | Yes | Behind the Meter | Trinity Solar | PSE&G | Accepted | 2019-12-16 | 2019-12-19 | 2020-12-19 | Hanwha | Q.PEAK DUO BLK-G5 315 | Solar Panels |  | 0.315 | 11 | 127 | 40 |  | Fixed | Roof
Solar Registration Program | NJSRRE1543552537 | Englewood | 7631 | 7 | 3.47 | Residential | Yes | Behind the Meter | Trinity Solar | PSE&G | Accepted | 2019-12-16 | 2019-12-19 | 2020-12-19 | Solar Edge | SE3000 | Inverters | 3000 |  | 1 |  |  | 0.97 |  | Outside | side of home
Solar Registration Program | NJSRRE1543556235 | BRICK | 8723 | 18 | 3.47 | Residential | Yes | Behind the Meter | Vivint Solar Developer, LLC | JCP&L | Accepted | 2019-12-17 | 2019-12-20 | 2020-12-20 | Hanwha Solar | Q.PEAK BLK-G5 315 | Solar Panels |  | 0.315 | 11 | 250 | 18 |  | Fixed | Roof
Solar Registration Program | NJSRRE1543556235 | BRICK | 8723 | 18 | 3.47 | Residential | Yes | Behind the Meter | Vivint Solar Developer, LLC | JCP&L | Accepted | 2019-12-17 | 2019-12-20 | 2020-12-20 | Solar Edge | SE3800H-US | Inverters | 3800 |  | 1 |  |  | 0.992 |  | Outdoor | Near the utility meter
Solar Registration Program | NJSRRE1543565051 | LAKE HIAWATHA | 7034 | 3 | 3.47 | Residential | No | Behind the Meter | Vivint Solar Developer, LLC | JCP&L | Accepted | 2019-12-18 | 2019-12-23 | 2020-12-23 | HANWHA SOLAR | Q.PEAK BLK-G5 315 | Solar Panels |  | 0.315 | 11 | 6 | 23 |  | Fixed | Roof
Solar Registration Program | NJSRRE1543565051 | LAKE HIAWATHA | 7034 | 3 | 3.47 | Residential | No | Behind the Meter | Vivint Solar Developer, LLC | JCP&L | Accepted | 2019-12-18 | 2019-12-23 | 2020-12-23 | SOLAREDGE | SE3800H-US | Inverters | 3800 |  | 1 |  |  | 0.992 |  | Outdoor | Near the Utility Meter
Solar Registration Program | NJSRRE1543570718 | ATLANTIC HIGHLANDS | 7716 | 17 | 3.47 | Residential | Yes | Behind the Meter | Vivint Solar Developer, LLC | JCP&L | Accepted | 2019-12-19 | 2019-12-23 | 2020-12-23 | Hanwha Solar | Q.PEAK BLK-G5 315 | Solar Panels |  | 0.315 | 11 | 198 | 30 |  | Fixed | Roof
Solar Registration Program | NJSRRE1543570718 | ATLANTIC HIGHLANDS | 7716 | 17 | 3.47 | Residential | Yes | Behind the Meter | Vivint Solar Developer, LLC | JCP&L | Accepted | 2019-12-19 | 2019-12-23 | 2020-12-23 | Solar Edge | SE3800H-US | Inverters | 3800 |  | 1 |  |  | 0.992 |  | Outdoor | Near the utility meter
Solar Registration Program | NJSRRE1543572431 | Villas | 8251 | 21 | 3.47 | Residential | Yes | Behind the Meter | Trinity Solar | AC Electric | Accepted | 2019-12-19 | 2019-12-26 | 2020-12-26 | HANWHA | Q.PEAK DUO BLK-G5 315 | Solar Panels |  | 0.315 | 11 | 208 | 27 |  | Fixed | Roof
Solar Registration Program | NJSRRE1543572431 | Villas | 8251 | 21 | 3.47 | Residential | Yes | Behind the Meter | Trinity Solar | AC Electric | Accepted | 2019-12-19 | 2019-12-26 | 2020-12-26 | Solar Edge | SE3000H-US000BNC4 | Inverters | 3000 |  | 1 |  |  | 0.97 |  | Outdoor | side of home
Solar Registration Program | NJSRRE1543651632 | Howell | 7731 | 17 | 3.47 | Residential | Yes | Behind the Meter | Pro Custom Solar dba Momentum Solar | JCP&L | Accepted | 2019-12-23 | 2019-12-27 | 2020-12-27 | HANWHA | Q.PEAK DUO BLK-G5 315 | Solar Panels |  | 0.315 | 11 | 230 | 18 |  | Fixed | Roof
Solar Registration Program | NJSRRE1543651632 | Howell | 7731 | 17 | 3.47 | Residential | Yes | Behind the Meter | Pro Custom Solar dba Momentum Solar | JCP&L | Accepted | 2019-12-23 | 2019-12-27 | 2020-12-27 | Enphase Energy | IQ6-60-2-US | Inverters | 230 |  | 11 |  |  | 0.97 |  | Outdoor | Roof
Solar Registration Program | NJSRRE1540287769 | Egg Harbor City | 8215 | 19 | 3.48 | Residential | Yes | Behind the Meter | Sunrun Installation Services, Inc. | AC Electric | Accepted | 2019-01-25 | 2019-01-29 | 2020-01-29 | REC Solar | REC290TP2 BLK | Solar Panels |  | 0.29 | 12 | 311 | 23 |  | Fixed | Roof
Solar Registration Program | NJSRRE1540287769 | Egg Harbor City | 8215 | 19 | 3.48 | Residential | Yes | Behind the Meter | Sunrun Installation Services, Inc. | AC Electric | Accepted | 2019-01-25 | 2019-01-29 | 2020-01-29 | SMA America | SB3.0-1SP-US-40 | Inverters | 3000 |  | 1 |  |  | 0.96 |  | Outdoor | Next To Meter
Solar Registration Program | NJSRRE1540307172 | Newark City | 7108 | 9 | 3.48 | Residential | Yes | Behind the Meter | Sunrun Installation Services, Inc. | PSE&G | Accepted | 2019-02-01 | 2019-02-04 | 2020-02-04 | REC Solar | REC290TP2 BLK | Solar Panels |  | 0.29 | 12 | 287 | 27 |  | Fixed | Roof
Solar Registration Program | NJSRRE1540307172 | Newark City | 7108 | 9 | 3.48 | Residential | Yes | Behind the Meter | Sunrun Installation Services, Inc. | PSE&G | Accepted | 2019-02-01 | 2019-02-04 | 2020-02-04 | SMA America | SB3.0-1SP-US-40 | Inverters | 3000 |  | 1 |  |  | 0.96 |  | Outdoor | Next To Meter
Solar Registration Program | NJSRRE1540307779 | Egg Harbor Township | 8234 | 19 | 3.48 | Residential | No | Behind the Meter | Sunrun Installation Services, Inc. | AC Electric | Accepted | 2019-02-01 | 2019-02-05 | 2020-02-05 | REC Solar | REC290TP2 BLK | Solar Panels |  | 0.29 | 12 | 162 | 27 |  | Fixed | Roof
Solar Registration Program | NJSRRE1540307779 | Egg Harbor Township | 8234 | 19 | 3.48 | Residential | No | Behind the Meter | Sunrun Installation Services, Inc. | AC Electric | Accepted | 2019-02-01 | 2019-02-05 | 2020-02-05 | SMA America | SB3.0-1SP-US-40 | Inverters | 3000 |  | 1 |  |  | 0.96 |  | Outdoor | Next To Meter
Solar Registration Program | NJSRRE1540476742 | Hamilton Twp Mer | 8619 | 12 | 3.48 | Residential | Yes | Behind the Meter | Sunrun Installation Services, Inc. | PSE&G | Accepted | 2019-03-12 | 2019-03-13 | 2020-03-13 | REC Solar | REC290TP2 BLK | Solar Panels |  | 0.29 | 12 | 225 | 40 |  | Fixed | Roof
Solar Registration Program | NJSRRE1540476742 | Hamilton Twp Mer | 8619 | 12 | 3.48 | Residential | Yes | Behind the Meter | Sunrun Installation Services, Inc. | PSE&G | Accepted | 2019-03-12 | 2019-03-13 | 2020-03-13 | SMA America | SB3.0-1SP-US-40 | Inverters | 3000 |  | 1 |  |  | 0.96 |  | Outdoor | Next To Meter
Solar Registration Program | NJSRRE1540833604 | South Plainfield Boro | 7080 | 11 | 3.48 | Residential | Yes | Behind the Meter | Sunrun Installation Services, Inc. | PSE&G | Accepted | 2019-04-09 | 2019-04-10 | 2020-04-10 | REC Solar | REC290TP2 BLK | Solar Panels |  | 0.29 | 12 | 257 | 37 |  | Fixed | Roof
Solar Registration Program | NJSRRE1540833604 | South Plainfield Boro | 7080 | 11 | 3.48 | Residential | Yes | Behind the Meter | Sunrun Installation Services, Inc. | PSE&G | Accepted | 2019-04-09 | 2019-04-10 | 2020-04-10 | SMA America | SB3.0-1SP-US-40 | Inverters | 3000 |  | 1 |  |  | 0.96 |  | Outdoor | Next To Meter
Solar Registration Program | NJSRRE1540983142 | Maplewood Twp | 7040 | 9 | 3.48 | Residential | Yes | Behind the Meter | Sunrun Installation Services, Inc. | PSE&G | Accepted | 2019-05-13 | 2019-05-16 | 2020-05-16 | REC Solar | REC290TP2 BLK | Solar Panels |  | 0.29 | 12 | 101 | 23 |  | Fixed | Roof
Solar Registration Program | NJSRRE1540983142 | Maplewood Twp | 7040 | 9 | 3.48 | Residential | Yes | Behind the Meter | Sunrun Installation Services, Inc. | PSE&G | Accepted | 2019-05-13 | 2019-05-16 | 2020-05-16 | SMA America | SB3.0-1SP-US-40 | Inverters | 3000 |  | 1 |  |  | 0.96 |  | Outdoor | Next To Meter
Solar Registration Program | NJSRRE1541414994 | Hamilton Twp Mer | 8629 | 12 | 3.48 | Residential | Yes | Behind the Meter | Sunrun Installation Services, Inc. | PSE&G | Accepted | 2019-06-17 | 2019-06-20 | 2020-06-20 | REC Solar | REC290TP2 BLK | Solar Panels |  | 0.29 | 12 | 144 | 40 |  | Fixed | Roof
Solar Registration Program | NJSRRE1541414994 | Hamilton Twp Mer | 8629 | 12 | 3.48 | Residential | Yes | Behind the Meter | Sunrun Installation Services, Inc. | PSE&G | Accepted | 2019-06-17 | 2019-06-20 | 2020-06-20 | Ningbo Ginlong Technologies | Solis-1P3K-4G-US | Inverters | 3000 |  | 1 |  |  | 0.96 |  | Outdoor | Next To Meter
Solar Registration Program | NJSRRE1541629603 | Willingboro | 8046 | 13 | 3.48 | Residential | Yes | Behind the Meter | Sunrun Installation Services, Inc. | PSE&G | Accepted | 2019-07-10 | 2019-07-15 | 2020-07-15 | REC Solar | REC290TP2 BLK | Solar Panels |  | 0.29 | 12 | 156 | 43 |  | Fixed | Roof
Solar Registration Program | NJSRRE1541629603 | Willingboro | 8046 | 13 | 3.48 | Residential | Yes | Behind the Meter | Sunrun Installation Services, Inc. | PSE&G | Accepted | 2019-07-10 | 2019-07-15 | 2020-07-15 | Ningbo Ginlong Technologies | Solis-1P3K-4G-US | Inverters | 3000 |  | 1 |  |  | 0.96 |  | Outdoor | Next To Meter
Solar Registration Program | NJSRRE1541791289 | Ocean City | 8226 | 21 | 3.48 | Residential | Yes | Behind the Meter | Sunrun, Inc | AC Electric | Accepted | 2019-08-06 | 2019-08-09 | 2020-08-09 | REC Solar | REC290TP2 BLK | Solar Panels |  | 0.29 | 12 | 134 | 18 |  | Fixed | Roof
Solar Registration Program | NJSRRE1541791289 | Ocean City | 8226 | 21 | 3.48 | Residential | Yes | Behind the Meter | Sunrun, Inc | AC Electric | Accepted | 2019-08-06 | 2019-08-09 | 2020-08-09 | Ningbo Ginlong Technologies | Solis-1P3K-4G-US | Inverters | 3000 |  | 1 |  |  | 0.96 |  | Outdoor | Next To Meter
Solar Registration Program | NJSRRE1541858575 | Moorestown | 8057 | 13 | 3.48 | Residential | Yes | Behind the Meter | Sunrun Installation Services, Inc. | PSE&G | Accepted | 2019-08-19 | 2019-08-23 | 2020-08-23 | REC Solar - | #NAME? | Solar Panels |  | 0.29 | 4 | 236 | 34 |  | Fixed | Roof
Solar Registration Program | NJSRRE1541858575 | Moorestown | 8057 | 13 | 3.48 | Residential | Yes | Behind the Meter | Sunrun Installation Services, Inc. | PSE&G | Accepted | 2019-08-19 | 2019-08-23 | 2020-08-23 | REC Solar | REC290TP2 BLK | Solar Panels |  | 0.29 | 8 | 56 | 34 |  | Fixed | Roof
Solar Registration Program | NJSRRE1541858575 | Moorestown | 8057 | 13 | 3.48 | Residential | Yes | Behind the Meter | Sunrun Installation Services, Inc. | PSE&G | Accepted | 2019-08-19 | 2019-08-23 | 2020-08-23 | SolarEdge Technologies | SE3000H-USRGM | Inverters | 3000 |  | 1 |  |  | 0.96 |  | Outside | next to meter
Solar Registration Program | NJSRRE1541880614 | Clayton | 8312 | 15 | 3.48 | Residential | Yes | Behind the Meter | Code Green Solar, LLC | AC Electric | Accepted | 2019-08-28 | 2019-09-16 | 2020-09-16 | Q-Cells | Q-Cells-Q.PEAK BLK G4 290 | Solar Panels |  | 0.29 | 12 | 210 | 37 |  | Fixed | Roof
Solar Registration Program | NJSRRE1541880614 | Clayton | 8312 | 15 | 3.48 | Residential | Yes | Behind the Meter | Code Green Solar, LLC | AC Electric | Accepted | 2019-08-28 | 2019-09-16 | 2020-09-16 | Enphase Energy | IQ6 | Inverters | 0.23 |  | 12 |  |  | 0.985 |  | Outside | outside
Solar Registration Program | NJSRRE1541880946 | Riverside | 8075 | 13 | 3.48 | Residential | Yes | Behind the Meter | Code Green Solar, LLC | PSE&G | Accepted | 2019-08-28 | 2019-09-16 | 2020-09-16 | Q-Cells | Q-Cells-Q.PEAK BLK G4 290 | Solar Panels |  | 0.29 | 12 | 210 | 40 |  | Fixed | Roof
Solar Registration Program | NJSRRE1541880946 | Riverside | 8075 | 13 | 3.48 | Residential | Yes | Behind the Meter | Code Green Solar, LLC | PSE&G | Accepted | 2019-08-28 | 2019-09-16 | 2020-09-16 | Enphase Energy | Enphase Energy IQ6 | Inverters | 0.23 |  | 12 |  |  | 0.985 |  | Outdoor | outside
Solar Registration Program | NJSRRE1542412806 | Passaic City | 7055 | 6 | 3.48 | Residential | No | Behind the Meter | Sunrun Installation Services, Inc. | PSE&G | Accepted | 2019-09-17 | 2019-09-20 | 2020-09-20 | REC Solar | REC290TP2 BLK | Solar Panels |  | 0.29 | 12 | 126 | 45 |  | Fixed | Roof
Solar Registration Program | NJSRRE1542412806 | Passaic City | 7055 | 6 | 3.48 | Residential | No | Behind the Meter | Sunrun Installation Services, Inc. | PSE&G | Accepted | 2019-09-17 | 2019-09-20 | 2020-09-20 | Ningbo Ginlong Technologies | Solis-1P3K-4G-US | Inverters | 3000 |  | 1 |  |  | 0.96 |  | Outdoor | Next To Meter
Solar Registration Program | NJSRRE1542419967 | Garfield City | 7026 | 7 | 3.48 | Residential | Yes | Behind the Meter | Sunrun Installation Services, Inc. | PSE&G | Accepted | 2019-09-18 | 2019-09-20 | 2020-09-20 | REC Solar | REC290TP2 BLK | Solar Panels |  | 0.29 | 12 | 162 | 43 |  | Fixed | Roof
Solar Registration Program | NJSRRE1542419967 | Garfield City | 7026 | 7 | 3.48 | Residential | Yes | Behind the Meter | Sunrun Installation Services, Inc. | PSE&G | Accepted | 2019-09-18 | 2019-09-20 | 2020-09-20 | Ningbo Ginlong Technologies | Solis-1P3K-4G-US | Inverters | 3000 |  | 1 |  |  | 0.96 |  | Outdoor | Next To Meter
Solar Registration Program | NJSRRE1542422969 | Camden City | 8105 | 14 | 3.48 | Residential | Yes | Behind the Meter | Sunrun Installation Services, Inc. | PSE&G | Accepted | 2019-09-19 | 2019-09-23 | 2020-09-23 | REC Solar | REC290TP2 BLK | Solar Panels |  | 0.29 | 12 | 239 | 27 |  | Fixed | Roof
Solar Registration Program | NJSRRE1542422969 | Camden City | 8105 | 14 | 3.48 | Residential | Yes | Behind the Meter | Sunrun Installation Services, Inc. | PSE&G | Accepted | 2019-09-19 | 2019-09-23 | 2020-09-23 | Ningbo Ginlong Technologies | Solis-1P3K-4G-US | Inverters | 3000 |  | 1 |  |  | 0.96 |  | Outdoor | Next To Meter
Solar Registration Program | NJSRRE1542444959 | Mansfield | 8022 | 13 | 3.48 | Residential | Yes | Behind the Meter | Sunrun Installation Services, Inc. | PSE&G | Accepted | 2019-09-26 | 2019-09-30 | 2020-09-30 | REC Solar | REC290TP2 BLK | Solar Panels |  | 0.29 | 12 | 194 | 34 |  | Fixed | Roof
Solar Registration Program | NJSRRE1542444959 | Mansfield | 8022 | 13 | 3.48 | Residential | Yes | Behind the Meter | Sunrun Installation Services, Inc. | PSE&G | Accepted | 2019-09-26 | 2019-09-30 | 2020-09-30 | Ningbo Ginlong Technologies | Solis-1P3K-4G-US | Inverters | 3000 |  | 1 |  |  | 0.96 |  | Outdoor | Next To Meter
Solar Registration Program | NJSRRE1542713743 | Metuchen | 8840 | 11 | 3.48 | Residential | Yes | Behind the Meter | Sunrun Installation Services, Inc. | PSE&G | Accepted | 2019-10-29 | 2019-10-31 | 2020-10-31 | REC Solar | REC290TP2 BLK | Solar Panels |  | 0.29 | 3 | 227 | 19 |  | Fixed | Roof
Solar Registration Program | NJSRRE1542713743 | Metuchen | 8840 | 11 | 3.48 | Residential | Yes | Behind the Meter | Sunrun Installation Services, Inc. | PSE&G | Accepted | 2019-10-29 | 2019-10-31 | 2020-10-31 | REC Solar | REC290TP2 BLK | Solar Panels |  | 0.29 | 3 | 137 | 19 |  | Fixed | Roof
Solar Registration Program | NJSRRE1542713743 | Metuchen | 8840 | 11 | 3.48 | Residential | Yes | Behind the Meter | Sunrun Installation Services, Inc. | PSE&G | Accepted | 2019-10-29 | 2019-10-31 | 2020-10-31 | REC Solar | REC290TP2 BLK | Solar Panels |  | 0.29 | 3 | 317 | 18 |  | Fixed | Roof
Solar Registration Program | NJSRRE1542713743 | Metuchen | 8840 | 11 | 3.48 | Residential | Yes | Behind the Meter | Sunrun Installation Services, Inc. | PSE&G | Accepted | 2019-10-29 | 2019-10-31 | 2020-10-31 | REC Solar | REC290TP2 BLK | Solar Panels |  | 0.29 | 3 | 48 | 19 |  | Fixed | Roof
Solar Registration Program | NJSRRE1542713743 | Metuchen | 8840 | 11 | 3.48 | Residential | Yes | Behind the Meter | Sunrun Installation Services, Inc. | PSE&G | Accepted | 2019-10-29 | 2019-10-31 | 2020-10-31 | SolarEdge Technologies | SE3000H-USRGM | Inverters | 3000 |  | 1 |  |  | 0.96 |  | Outdoor | Next To Meter
Solar Registration Program | NJSRRE1543138279 | Passaic | 7055 | 6 | 3.48 | Residential | Yes | Behind the Meter | Sunrun Installation Services, Inc. | PSE&G | Accepted | 2019-11-12 | 2019-11-15 | 2020-11-15 | REC Solar | REC290TP2 BLK | Solar Panels |  | 0.29 | 8 | 213 | 37 |  | Fixed | Roof
Solar Registration Program | NJSRRE1543138279 | Passaic | 7055 | 6 | 3.48 | Residential | Yes | Behind the Meter | Sunrun Installation Services, Inc. | PSE&G | Accepted | 2019-11-12 | 2019-11-15 | 2020-11-15 | REC Solar | REC290TP2 BLK | Solar Panels |  | 0.29 | 1 | 304 | 37 |  | Fixed | Roof
Solar Registration Program | NJSRRE1543138279 | Passaic | 7055 | 6 | 3.48 | Residential | Yes | Behind the Meter | Sunrun Installation Services, Inc. | PSE&G | Accepted | 2019-11-12 | 2019-11-15 | 2020-11-15 | REC Solar | REC290TP2 BLK | Solar Panels |  | 0.29 | 3 | 121 | 37 |  | Fixed | Roof
Solar Registration Program | NJSRRE1543138279 | Passaic | 7055 | 6 | 3.48 | Residential | Yes | Behind the Meter | Sunrun Installation Services, Inc. | PSE&G | Accepted | 2019-11-12 | 2019-11-15 | 2020-11-15 | Enphase Energy | IQ7-60-x-US (240V) | Inverters | 240 |  | 12 |  |  | 0.96 |  | Outdoor | Rooftop
Solar Registration Program | NJSRRE1543194287 | Hackensack | 7601 | 7 | 3.48 | Residential | Yes | Behind the Meter | Sunrun Installation Services, Inc. | PSE&G | Accepted | 2019-11-13 | 2019-11-18 | 2020-11-18 | REC Solar | REC290TP2 BLK | Solar Panels |  | 0.29 | 4 | 128 | 43 |  | Fixed | Roof
Solar Registration Program | NJSRRE1543194287 | Hackensack | 7601 | 7 | 3.48 | Residential | Yes | Behind the Meter | Sunrun Installation Services, Inc. | PSE&G | Accepted | 2019-11-13 | 2019-11-18 | 2020-11-18 | REC Solar | REC290TP2 BLK | Solar Panels |  | 0.29 | 5 | 308 | 18 |  | Fixed | Roof
Solar Registration Program | NJSRRE1543194287 | Hackensack | 7601 | 7 | 3.48 | Residential | Yes | Behind the Meter | Sunrun Installation Services, Inc. | PSE&G | Accepted | 2019-11-13 | 2019-11-18 | 2020-11-18 | REC Solar | REC290TP2 BLK | Solar Panels |  | 0.29 | 3 | 125 | 20 |  | Fixed | Roof
Solar Registration Program | NJSRRE1543194287 | Hackensack | 7601 | 7 | 3.48 | Residential | Yes | Behind the Meter | Sunrun Installation Services, Inc. | PSE&G | Accepted | 2019-11-13 | 2019-11-18 | 2020-11-18 | SolarEdge Technologies | SE3800A-USS2RGM | Inverters | 3800 |  | 1 |  |  | 0.96 |  | Outdoor | Next To Meter
Solar Registration Program | NJSRRE1543194287 | Hackensack | 7601 | 7 | 3.48 | Residential | Yes | Behind the Meter | Sunrun Installation Services, Inc. | PSE&G | Accepted | 2019-11-13 | 2019-11-18 | 2020-11-18 | LG Chem | RESU 10H SEG | Electric Storage Battery |  |  | 1 |  |  |  | Lithium Ion |  | outside
Solar Registration Program | NJSRRE1543565356 | Perth Amboy | 8861 | 11 | 3.48 | Residential | Yes | Behind the Meter | Sunrun Installation Services, Inc. | PSE&G | Accepted | 2019-12-18 | 2019-12-23 | 2020-12-23 | REC Solar | REC290TP2 BLK | Solar Panels |  | 0.29 | 12 | 204 | 18 |  | Fixed | Roof
Solar Registration Program | NJSRRE1543565356 | Perth Amboy | 8861 | 11 | 3.48 | Residential | Yes | Behind the Meter | Sunrun Installation Services, Inc. | PSE&G | Accepted | 2019-12-18 | 2019-12-23 | 2020-12-23 | Delta Electronics | M4-TL-US | Inverters | 3840 |  | 1 |  |  | 0.96 |  | Outdoor | Next To Meter
Solar Registration Program | NJSRRE1543822183 | Pleasantville | 8232 | 19 | 3.5 | Residential | Yes | Behind the Meter | Pro Custom Solar dba Momentum Solar | AC Electric | Accepted | 2019-12-26 | 2019-12-31 | 2020-12-31 | LG ELECTRONICS | LG 350N1C-V5 | Solar Panels |  | 0.35 | 10 | 294 | 5 |  | Fixed | Roof
Solar Registration Program | NJSRRE1543822183 | Pleasantville | 8232 | 19 | 3.5 | Residential | Yes | Behind the Meter | Pro Custom Solar dba Momentum Solar | AC Electric | Accepted | 2019-12-26 | 2019-12-31 | 2020-12-31 | Enphase Energy | IQ7Plus-72-2-US | Inverters | 290 |  | 10 |  |  | 0.97 |  | Outdoor | Roof
Solar Registration Program | NJSRRE1543315309 | Camden | 8105 | 14 | 3.52 | Residential | Yes | Behind the Meter | Castle Energy, LLC | PSE&G | Accepted | 2019-11-14 | 2019-11-19 | 2020-11-19 | Hanwha Q-Cells | Q.Peak DUO-G5 320 | Solar Panels |  | 0.32 | 11 | 172 | 2 |  | Fixed | Roof
Solar Registration Program | NJSRRE1543315309 | Camden | 8105 | 14 | 3.52 | Residential | Yes | Behind the Meter | Castle Energy, LLC | PSE&G | Accepted | 2019-11-14 | 2019-11-19 | 2020-11-19 | Enphase Energy | IQ7-60-2-US | Inverters | 240 |  | 11 |  |  | 0.967 |  | Outside | on the rooftop under each solar panel
Solar Registration Program | NJSRRE1540243821 | South Plainfield | 7080 | 11 | 3.54 | Residential | Yes | Behind the Meter | Pro Custom Solar dba Momentum Solar | PSE&G | Accepted | 2019-01-15 | 2019-02-11 | 2020-02-11 | HANWHA | Q-CELLS Q.PEAK BLK-G4.1 295 | Solar Panels |  | 0.295 | 12 | 266 | 26 |  | Fixed | Roof
Solar Registration Program | NJSRRE1540243821 | South Plainfield | 7080 | 11 | 3.54 | Residential | Yes | Behind the Meter | Pro Custom Solar dba Momentum Solar | PSE&G | Accepted | 2019-01-15 | 2019-02-11 | 2020-02-11 | ENPHASE | IQ7-60-2-US | Inverters | 250 |  | 12 |  |  | 0.97 |  | Outdoor | ROOF
Solar Registration Program | NJSRRE1540753725 | Kearny | 7032 | 8 | 3.54 | Residential | Yes | Behind the Meter | Pro Custom Solar dba Momentum Solar | PSE&G | Accepted | 2019-03-29 | 2019-04-01 | 2020-04-01 | HANWHA | Q-CELLS Q.PEAK BLK-G4.1 295 | Solar Panels |  | 0.295 | 12 | 124 | 3 |  | Fixed | Roof
Solar Registration Program | NJSRRE1540753725 | Kearny | 7032 | 8 | 3.54 | Residential | Yes | Behind the Meter | Pro Custom Solar dba Momentum Solar | PSE&G | Accepted | 2019-03-29 | 2019-04-01 | 2020-04-01 | ENPHASE | IQ6-60-2-US | Inverters | 240 |  | 12 |  |  | 0.97 |  | Outdoor | ROOF
Solar Registration Program | NJSRRE1542431269 | Sicklerville | 8081 | 14 | 3.54 | Residential | Yes | Behind the Meter | Trinity Solar | AC Electric | Accepted | 2019-09-24 | 2019-09-26 | 2020-09-26 | Hanwha | Q.PEAK-BLK G4.1 295 | Solar Panels |  | 0.295 | 12 | 124 | 19 |  | Fixed | Roof
Solar Registration Program | NJSRRE1542431269 | Sicklerville | 8081 | 14 | 3.54 | Residential | Yes | Behind the Meter | Trinity Solar | AC Electric | Accepted | 2019-09-24 | 2019-09-26 | 2020-09-26 | Solar Edge | SE3000 | Inverters | 3000 |  | 1 |  |  | 0.97 |  | Outside | side of home
Solar Registration Program | NJSRRE1540345379 | East Orange City | 7018 | 9 | 3.58 | Residential | No | Behind the Meter | United Solar LLC | PSE&G | Accepted | 2019-02-07 | 2019-02-11 | 2020-02-11 | Hanwha | Q cell 325 | Solar Panels |  | 0.325 | 11 | 206 | 30 |  | Fixed | Roof
Solar Registration Program | NJSRRE1540345379 | East Orange City | 7018 | 9 | 3.58 | Residential | No | Behind the Meter | United Solar LLC | PSE&G | Accepted | 2019-02-07 | 2019-02-11 | 2020-02-11 | Enphase Energy | IQ6-60-2-US | Inverters | 240 |  | 11 |  |  | 0.97 |  | Outdoor | rooftop
Solar Registration Program | NJSRRE1543570789 | Kearny | 7032 | 8 | 3.58 | Residential | No | Behind the Meter | Corona Solar | PSE&G | Accepted | 2019-12-19 | 2019-12-23 | 2020-12-23 | Hanwha | Q.Peak-GS325 | Solar Panels |  | 0.325 | 11 | 217 | 27 |  | Fixed | Roof
Solar Registration Program | NJSRRE1543570789 | Kearny | 7032 | 8 | 3.58 | Residential | No | Behind the Meter | Corona Solar | PSE&G | Accepted | 2019-12-19 | 2019-12-23 | 2020-12-23 | Solaredge | SE3000-US | Inverters | 3000 |  | 1 |  |  | 0.97 |  | Outdoor | side of house next to meter
Solar Registration Program | NJSRRE1540285420 | jersey city | 7305 | 8 | 3.6 | Residential | No | Behind the Meter | SunPower Capital LLC | PSE&G | Accepted | 2019-01-24 | 2019-01-28 | 2020-01-28 | sunpower | spr-x22-360-d-ac | Solar Panels |  | 0.36 | 10 | 130 | 10 |  | Fixed | Roof
Solar Registration Program | NJSRRE1540285420 | jersey city | 7305 | 8 | 3.6 | Residential | No | Behind the Meter | SunPower Capital LLC | PSE&G | Accepted | 2019-01-24 | 2019-01-28 | 2020-01-28 | sunpower | spr-x22-360-d-ac | Inverters | 0.36 |  | 10 |  |  | 0.96 |  | Outside | behind the panels
Solar Registration Program | NJSRRE1540364787 | Paterson | 7502 | 6 | 3.6 | Residential | No | Behind the Meter | Palmetto Solar | PSE&G | Accepted | 2019-02-14 | 2019-02-25 | 2020-02-25 | Q.ANTUM | Q.PEAK-G4.1 300W | Solar Panels |  | 0.3 | 12 | 230 | 36 |  | Fixed | Roof
Solar Registration Program | NJSRRE1540364787 | Paterson | 7502 | 6 | 3.6 | Residential | No | Behind the Meter | Palmetto Solar | PSE&G | Accepted | 2019-02-14 | 2019-02-25 | 2020-02-25 | Solaredge Technologies LTD. | SE3000H-US | Inverters | 3000 |  | 1 |  |  | 0.99 |  | Outdoor | Side of home
Solar Registration Program | NJSRRE1540913425 | Browns Mills | 8015 | 13 | 3.6 | Residential | No | Behind the Meter | Pinnacle Exteriors Inc | JCP&L | Accepted | 2019-05-01 | 2019-05-06 | 2020-05-06 | Trina | TSMDD05 | Solar Panels |  | 0.3 | 12 | 209 | 23 |  | Fixed | Roof
Solar Registration Program | NJSRRE1540913425 | Browns Mills | 8015 | 13 | 3.6 | Residential | No | Behind the Meter | Pinnacle Exteriors Inc | JCP&L | Accepted | 2019-05-01 | 2019-05-06 | 2020-05-06 | Enphase | IQ7 | Inverters | 0.24 |  | 12 |  |  | 0.97 |  | Outside | Under Each Panel
Solar Registration Program | NJSRRE1540967456 | Edison Twp | 8820 | 11 | 3.6 | Residential | No | Behind the Meter | Sunrun Installation Services, Inc. | PSE&G | Accepted | 2019-05-07 | 2019-05-10 | 2020-05-10 | LG Electronics | LG360Q1C-A5 | Solar Panels |  | 0.36 | 10 | 178 | 23 |  | Fixed | Roof
Solar Registration Program | NJSRRE1540967456 | Edison Twp | 8820 | 11 | 3.6 | Residential | No | Behind the Meter | Sunrun Installation Services, Inc. | PSE&G | Accepted | 2019-05-07 | 2019-05-10 | 2020-05-10 | SMA America | SB3.0-1SP-US-40 | Inverters | 3000 |  | 1 |  |  | 0.96 |  | Outdoor | Next To Meter
Solar Registration Program | NJSRRE1541032444 | Haledon | 7508 | 6 | 3.6 | Residential | Yes | Behind the Meter | Palmetto Solar LLC | PSE&G | Final As-Built Received | 2019-05-22 | 2019-06-03 | 2020-06-03 | Silfab | SLA-M 300w | Solar Panels |  | 0.3 | 4 | 260 | 27 |  | Fixed | Roof
Solar Registration Program | NJSRRE1541032444 | Haledon | 7508 | 6 | 3.6 | Residential | Yes | Behind the Meter | Palmetto Solar LLC | PSE&G | Final As-Built Received | 2019-05-22 | 2019-06-03 | 2020-06-03 | Silfab | SLA-M 300w | Solar Panels |  | 0.3 | 3 | 170 | 27 |  | Fixed | Roof
Solar Registration Program | NJSRRE1541032444 | Haledon | 7508 | 6 | 3.6 | Residential | Yes | Behind the Meter | Palmetto Solar LLC | PSE&G | Final As-Built Received | 2019-05-22 | 2019-06-03 | 2020-06-03 | Silfab | SLA-M 300w | Solar Panels |  | 0.3 | 5 | 80 | 27 |  | Fixed | Roof
Solar Registration Program | NJSRRE1541032444 | Haledon | 7508 | 6 | 3.6 | Residential | Yes | Behind the Meter | Palmetto Solar LLC | PSE&G | Final As-Built Received | 2019-05-22 | 2019-06-03 | 2020-06-03 | SolarEdge | SE3000H-US | Inverters | 3000 |  | 1 |  |  | 0.99 |  | Outside | NA
Solar Registration Program | NJSRRE1541887893 | Mine Hill | 7803 | 3 | 3.6 | Residential | No | Behind the Meter | SunPower Capital LLC | JCP&L | Accepted | 2019-08-27 | 2019-08-29 | 2020-08-29 | sunpower | e20-327-e-ac | Solar Panels |  | 0.327 | 11 | 190 | 40 |  | Fixed | Roof
Solar Registration Program | NJSRRE1541887893 | Mine Hill | 7803 | 3 | 3.6 | Residential | No | Behind the Meter | SunPower Capital LLC | JCP&L | Accepted | 2019-08-27 | 2019-08-29 | 2020-08-29 | sunpower | e20-327-e-ac | Inverters | 0.32 |  | 11 |  |  | 0.96 |  | Other | behind panels
Solar Registration Program | NJSRRE1542033468 | Montgomery | 8502 | 5 | 3.6 | Residential | No | Behind the Meter | Vantage Home Solar LLC | PSE&G | Accepted | 2019-09-03 | 2019-09-05 | 2020-09-05 | SunPower | SPR-E20-327-E-AC | Solar Panels |  | 0.327 | 11 | 195 | 18 |  | Fixed | Roof
Solar Registration Program | NJSRRE1542033468 | Montgomery | 8502 | 5 | 3.6 | Residential | No | Behind the Meter | Vantage Home Solar LLC | PSE&G | Accepted | 2019-09-03 | 2019-09-05 | 2020-09-05 | SunPower | SPR-E20-327-E-AC | Inverters | 0.32 |  | 11 |  |  | 0.222 |  | Other | Roof Mounted AC Modules
Solar Registration Program | NJSRRE1542033468 | Montgomery | 8502 | 5 | 3.6 | Residential | No | Behind the Meter | Vantage Home Solar LLC | PSE&G | Accepted | 2019-09-03 | 2019-09-05 | 2020-09-05 | SunPower | PVS5x | Meters |  |  | 1 |  |  |  |  | Outdoor
Solar Registration Program | NJSRRE1542236218 | Elizabeth | 7201 | 10 | 3.6 | Residential | No | Behind the Meter | SunPower Corporation, Systems | PSE&G | Accepted | 2019-09-05 | 2019-09-09 | 2020-09-09 | SUNPOWER | SPR-E20-327-E-AC | Solar Panels |  | 0.327 | 11 | 199 | 40 |  | Fixed | Roof
Solar Registration Program | NJSRRE1542236218 | Elizabeth | 7201 | 10 | 3.6 | Residential | No | Behind the Meter | SunPower Corporation, Systems | PSE&G | Accepted | 2019-09-05 | 2019-09-09 | 2020-09-09 | SUNPOWER | SPR-E20-327-E-AC | Inverters | 320 |  | 11 |  |  | 0.96 |  | Other | under each panel
Solar Registration Program | NJSRRE1542441528 | Hamilton Twp | 8330 | 19 | 3.6 | Residential | No | Behind the Meter | SunPower Capital, LLC | AC Electric | Accepted | 2019-09-25 | 2019-09-27 | 2020-09-27 | SunPower | SPR-X22-360-E-AC | Solar Panels |  | 0.36 | 10 | 194 | 30 |  | Fixed | Roof
Solar Registration Program | NJSRRE1542441528 | Hamilton Twp | 8330 | 19 | 3.6 | Residential | No | Behind the Meter | SunPower Capital, LLC | AC Electric | Accepted | 2019-09-25 | 2019-09-27 | 2020-09-27 | SunPower | SPR-X22-360-E-AC Type E | Inverters | 320 |  | 10 |  |  | 0.975 |  | Outside | on the rooftop under each solar panel
Solar Registration Program | NJSRRE1542844774 | Jackson | 8527 | 18 | 3.6 | Residential | No | Behind the Meter | Bright Planet Solar | JCP&L | Accepted | 2019-10-31 | 2019-11-04 | 2020-11-04 | HANWHA Q-CELLS | Q.PEAK-G4.1 300W | Solar Panels |  | 0.3 | 12 | 177 | 18 |  | Fixed | Roof
Solar Registration Program | NJSRRE1542844774 | Jackson | 8527 | 18 | 3.6 | Residential | No | Behind the Meter | Bright Planet Solar | JCP&L | Accepted | 2019-10-31 | 2019-11-04 | 2020-11-04 | SOLAR EDGE | SE3000H-USRGM | Inverters | 3000 |  | 1 |  |  | 0.98 |  | Outdoor | NEXT TO METER
Solar Registration Program | NJSRRE1543046161 | Elizabeth | 7202 | 10 | 3.6 | Residential | Yes | Behind the Meter | SunPower Corporation, Systems | PSE&G | Accepted | 2019-11-07 | 2019-11-11 | 2020-11-11 | SUNPOWER | SPR-E20-327-E-AC | Solar Panels |  | 0.327 | 11 | 183 | 30 |  | Fixed | Roof
Solar Registration Program | NJSRRE1543046161 | Elizabeth | 7202 | 10 | 3.6 | Residential | Yes | Behind the Meter | SunPower Corporation, Systems | PSE&G | Accepted | 2019-11-07 | 2019-11-11 | 2020-11-11 | SUNPOWER | SPR-E20-327-E-AC | Inverters | 320 |  | 11 |  |  | 0.96 |  | Other | under each panel
Solar Registration Program | NJSRRE1543161480 | Pleasantville | 8232 | 19 | 3.6 | Residential | Yes | Behind the Meter | Castle Energy, LLC | AC Electric | Accepted | 2019-11-13 | 2019-11-15 | 2020-11-15 | SunPower | SPR-E20-327C-AC | Solar Panels |  | 0.327 | 8 | 119 | 14 |  | Fixed | Roof
Solar Registration Program | NJSRRE1543161480 | Pleasantville | 8232 | 19 | 3.6 | Residential | Yes | Behind the Meter | Castle Energy, LLC | AC Electric | Accepted | 2019-11-13 | 2019-11-15 | 2020-11-15 | SunPower | SPR-E20-327C-AC | Solar Panels |  | 0.327 | 3 | 299 | 14 |  | Fixed | Roof
Solar Registration Program | NJSRRE1543161480 | Pleasantville | 8232 | 19 | 3.6 | Residential | Yes | Behind the Meter | Castle Energy, LLC | AC Electric | Accepted | 2019-11-13 | 2019-11-15 | 2020-11-15 | SunPower | SPR-E20-327C-AC | Inverters | 320 |  | 11 |  |  | 0.975 |  | Outside | on the rooftop under each solar panel
Solar Registration Program | NJSRRE1543570690 | Bridgeton | 8302 | 20 | 3.6 | Residential | Yes | Behind the Meter | Orbit Energy & Power, LLC | AC Electric | Accepted | 2019-12-19 | 2019-12-23 | 2020-12-23 | TRINA SOLAR | TSM-DD05A.08(II) 300W | Solar Panels |  | 0.3 | 12 | 149 | 16 |  | Fixed | Roof
Solar Registration Program | NJSRRE1543570690 | Bridgeton | 8302 | 20 | 3.6 | Residential | Yes | Behind the Meter | Orbit Energy & Power, LLC | AC Electric | Accepted | 2019-12-19 | 2019-12-23 | 2020-12-23 | ENPHASE | IQ7-60-2-US | Inverters | 0.24 |  | 12 |  |  | 0.99 |  | Outside | ROOF
Solar Registration Program | NJSRRE1540476774 | ELIZABETH CITY | 7206 | 10 | 3.63 | Residential | Yes | Behind the Meter | Sunrun Installation Services, Inc. | PSE&G | Accepted | 2019-03-12 | 2019-03-13 | 2020-03-13 | LG Electronics | LG330N1C-A5 | Solar Panels |  | 0.33 | 11 | 144 | 34 |  | Fixed | Roof
Solar Registration Program | NJSRRE1540476774 | ELIZABETH CITY | 7206 | 10 | 3.63 | Residential | Yes | Behind the Meter | Sunrun Installation Services, Inc. | PSE&G | Accepted | 2019-03-12 | 2019-03-13 | 2020-03-13 | SMA America | SB3.0-1SP-US-40 | Inverters | 3000 |  | 1 |  |  | 0.96 |  | Outdoor | Next To Meter
Solar Registration Program | NJSRRE1540818609 | Woodbridge | 7067 | 10 | 3.63 | Residential | No | Behind the Meter | Sunrun Installation Services, Inc. | PSE&G | Accepted | 2019-04-03 | 2019-04-04 | 2020-04-04 | LG Electronics | LG330N1C-A5 | Solar Panels |  | 0.33 | 11 | 264 | 18 |  | Fixed | Roof
Solar Registration Program | NJSRRE1540818609 | Woodbridge | 7067 | 10 | 3.63 | Residential | No | Behind the Meter | Sunrun Installation Services, Inc. | PSE&G | Accepted | 2019-04-03 | 2019-04-04 | 2020-04-04 | SMA America | SB 3.0ΓÇô1SPΓÇôUSΓÇô40 | Inverters | 3000 |  | 1 |  |  | 0.96 |  | Outdoor | Near Main Panel
Solar Registration Program | NJSRRE1541136376 | Brick Township | 8723 | 18 | 3.63 | Residential | Yes | Behind the Meter | Sunrun Installation Services, Inc. | JCP&L | Accepted | 2019-06-12 | 2019-06-17 | 2020-06-17 | LG Electronics | LG330N1C-A5 | Solar Panels |  | 0.33 | 11 | 87 | 14 |  | Fixed | Roof
Solar Registration Program | NJSRRE1541136376 | Brick Township | 8723 | 18 | 3.63 | Residential | Yes | Behind the Meter | Sunrun Installation Services, Inc. | JCP&L | Accepted | 2019-06-12 | 2019-06-17 | 2020-06-17 | Ningbo Ginlong Technologies | Solis-1P3K-4G-US | Inverters | 3000 |  | 1 |  |  | 0.96 |  | Outdoor | Next To Meter
Solar Registration Program | NJSRRE1541432119 | Jersey City | 7305 | 8 | 3.63 | Residential | No | Behind the Meter | Pro Custom Solar dba Momentum Solar | PSE&G | Accepted | 2019-06-19 | 2019-06-24 | 2020-06-24 | HANWHA | Q.PEAK DUO-G5 330 | Solar Panels |  | 0.33 | 11 | 112 | 9 |  | Fixed | Roof
Solar Registration Program | NJSRRE1541432119 | Jersey City | 7305 | 8 | 3.63 | Residential | No | Behind the Meter | Pro Custom Solar dba Momentum Solar | PSE&G | Accepted | 2019-06-19 | 2019-06-24 | 2020-06-24 | ENPHASE | IQ7-60-2-US | Inverters | 250 |  | 11 |  |  | 0.97 |  | Outdoor | ROOF
Solar Registration Program | NJSRRE1541516218 | BAYONNE | 7002 | 8 | 3.63 | Residential | Yes | Behind the Meter | Pro Custom Solar dba Momentum Solar | PSE&G | Accepted | 2019-07-01 | 2019-07-03 | 2020-07-03 | HANWHA | Q.PEAK DUO-G5 330 | Solar Panels |  | 0.33 | 11 | 269 | 31 |  | Fixed | Roof
Solar Registration Program | NJSRRE1541516218 | BAYONNE | 7002 | 8 | 3.63 | Residential | Yes | Behind the Meter | Pro Custom Solar dba Momentum Solar | PSE&G | Accepted | 2019-07-01 | 2019-07-03 | 2020-07-03 | ENPHASE | IQ7-60-2-US | Inverters | 250 |  | 11 |  |  | 0.97 |  | Outdoor | Roof
Solar Registration Program | NJSRRE1541844464 | BAYONNE | 7002 | 8 | 3.63 | Residential | Yes | Behind the Meter | Pro Custom Solar dba Momentum Solar | PSE&G | Accepted | 2019-08-15 | 2019-08-23 | 2020-08-23 | LG ELECTRONICS | LG 335N1C-V5 | Solar Panels |  | 0.335 | 3 | 183 | 11 |  | Fixed | Roof
Solar Registration Program | NJSRRE1541844464 | BAYONNE | 7002 | 8 | 3.63 | Residential | Yes | Behind the Meter | Pro Custom Solar dba Momentum Solar | PSE&G | Accepted | 2019-08-15 | 2019-08-23 | 2020-08-23 | LG ELECTRONICS | LG 335N1C-V5 | Solar Panels |  | 0.335 | 3 | 93 | 11 |  | Fixed | Roof
Solar Registration Program | NJSRRE1541844464 | BAYONNE | 7002 | 8 | 3.63 | Residential | Yes | Behind the Meter | Pro Custom Solar dba Momentum Solar | PSE&G | Accepted | 2019-08-15 | 2019-08-23 | 2020-08-23 | LG ELECTRONICS | LG 335N1C-V5 | Solar Panels |  | 0.315 | 3 | 273 | 11 |  | Fixed | Roof
Solar Registration Program | NJSRRE1541844464 | BAYONNE | 7002 | 8 | 3.63 | Residential | Yes | Behind the Meter | Pro Custom Solar dba Momentum Solar | PSE&G | Accepted | 2019-08-15 | 2019-08-23 | 2020-08-23 | LG ELECTRONICS | LG 335N1C-V5 | Solar Panels |  | 0.335 | 2 | 3 | 11 |  | Fixed | Roof
Solar Registration Program | NJSRRE1541844464 | BAYONNE | 7002 | 8 | 3.63 | Residential | Yes | Behind the Meter | Pro Custom Solar dba Momentum Solar | PSE&G | Accepted | 2019-08-15 | 2019-08-23 | 2020-08-23 | Enphase Energy | IQ7-60-2-US | Inverters | 250 |  | 11 |  |  | 0.97 |  | Outdoor | 1
Solar Registration Program | NJSRRE1542448506 | Old Bridge | 8857 | 11 | 3.63 | Residential | No | Behind the Meter | Green Power Energy | JCP&L | Accepted | 2019-09-27 | 2019-10-01 | 2020-10-01 | Panasonic | VBHN330SA17 | Solar Panels |  | 0.33 | 11 | 185 | 10 |  | Fixed | Roof
Solar Registration Program | NJSRRE1542448506 | Old Bridge | 8857 | 11 | 3.63 | Residential | No | Behind the Meter | Green Power Energy | JCP&L | Accepted | 2019-09-27 | 2019-10-01 | 2020-10-01 | Solar Edge | SE3800H-US | Inverters | 3800 |  | 1 |  |  | 0.97 |  | Outside | next to meter
Solar Registration Program | NJSRRE1540177683 | Perth Amboy | 8861 | 11 | 3.64 | Residential | Yes | Behind the Meter | Pro Custom Solar dba Momentum Solar | PSE&G | Accepted | 2019-01-02 | 2019-01-07 | 2020-01-07 | TRINA SOLAR | TSM280-DD05A.05(II) | Solar Panels |  | 0.28 | 13 | 15 | 3 |  | Fixed | Roof
Solar Registration Program | NJSRRE1540177683 | Perth Amboy | 8861 | 11 | 3.64 | Residential | Yes | Behind the Meter | Pro Custom Solar dba Momentum Solar | PSE&G | Accepted | 2019-01-02 | 2019-01-07 | 2020-01-07 | ENPHASE | IQ7-60-2-US | Inverters | 250 |  | 13 |  |  | 0.97 |  | Outdoor | ROOF
Solar Registration Program | NJSRRE1540828671 | Little Falls Twp | 7424 | 6 | 3.64 | Residential | Yes | Behind the Meter | Sunrun, Inc | PSE&G | Accepted | 2019-04-07 | 2019-04-09 | 2020-04-09 | Hyundai Heavy Industries | HiS-M260RG | Solar Panels |  | 0.26 | 14 | 202 | 32 |  | Fixed | Roof
Solar Registration Program | NJSRRE1540828671 | Little Falls Twp | 7424 | 6 | 3.64 | Residential | Yes | Behind the Meter | Sunrun, Inc | PSE&G | Accepted | 2019-04-07 | 2019-04-09 | 2020-04-09 | SolarEdge | SE 3000A-US (240V) | Inverters | 3000 |  | 2 |  |  | 0.96 |  | Outdoor | Next to Meter
Solar Registration Program | NJSRRE1541699705 | Somerville | 8876 | 5 | 3.65 | Residential | Yes | Behind the Meter | Sunrun Installation Services, Inc. | PSE&G | Accepted | 2019-07-24 | 2019-07-29 | 2020-07-29 | LG Electronics | LG365Q1C-V5 | Solar Panels |  | 0.365 | 2 | 16 | 18 |  | Fixed | Roof
Solar Registration Program | NJSRRE1541699705 | Somerville | 8876 | 5 | 3.65 | Residential | Yes | Behind the Meter | Sunrun Installation Services, Inc. | PSE&G | Accepted | 2019-07-24 | 2019-07-29 | 2020-07-29 | LG Electronics | LG365Q1C-V5 | Solar Panels |  | 0.365 | 8 | 196 | 40 |  | Fixed | Roof
Solar Registration Program | NJSRRE1541699705 | Somerville | 8876 | 5 | 3.65 | Residential | Yes | Behind the Meter | Sunrun Installation Services, Inc. | PSE&G | Accepted | 2019-07-24 | 2019-07-29 | 2020-07-29 | SolarEdge Technologies | SE3000H-USRGM | Inverters | 3000 |  | 1 |  |  | 0.96 |  | Outdoor | Next To Meter
Solar Registration Program | NJSRRE1541446703 | West Windsor Twp. | 8550 | 12 | 3.66 | Residential | No | Behind the Meter | Advanced Renewable Solutions LLC | PSE&G | Accepted | 2019-06-22 | 2019-06-26 | 2020-06-26 | TRINA SOLAR | TSM-DD05A.05 305 | Solar Panels |  | 0.305 | 12 | 267 | 27 |  | Fixed | Roof
Solar Registration Program | NJSRRE1541446703 | West Windsor Twp. | 8550 | 12 | 3.66 | Residential | No | Behind the Meter | Advanced Renewable Solutions LLC | PSE&G | Accepted | 2019-06-22 | 2019-06-26 | 2020-06-26 | SOLAR EDGE | SE3000H-US000N-NC2 | Inverters | 3000 |  | 1 |  |  | 0.99 |  | Outdoor | Wall mounted, adjacent to Utility Meter and Disconnect
Solar Registration Program | NJSRRE1541864732 | Elizabeth | 7206 | 10 | 3.66 | Residential | No | Behind the Meter | Whitman Construction, LLC | PSE&G | Accepted | 2019-08-21 | 2019-08-26 | 2020-08-26 | Trina Solar | TSM-305DD05A | Solar Panels |  | 0.305 | 2 | 146 | 32 |  | Fixed | Roof
Solar Registration Program | NJSRRE1541864732 | Elizabeth | 7206 | 10 | 3.66 | Residential | No | Behind the Meter | Whitman Construction, LLC | PSE&G | Accepted | 2019-08-21 | 2019-08-26 | 2020-08-26 | Trina Solar | TSM-305DD05A | Solar Panels |  | 0.305 | 10 | 146 | 35 |  | Fixed | Roof
Solar Registration Program | NJSRRE1541864732 | Elizabeth | 7206 | 10 | 3.66 | Residential | No | Behind the Meter | Whitman Construction, LLC | PSE&G | Accepted | 2019-08-21 | 2019-08-26 | 2020-08-26 | Enphase Energy | IQ7-60-2-US | Inverters | 0.24 |  | 12 |  |  | 0.976 |  | Outside | roof
Solar Registration Program | NJSRRE1541884050 | Audubon Boro | 8106 | 14 | 3.66 | Residential | Yes | Behind the Meter | 1st Light Energy Inc | PSE&G | Accepted | 2019-08-26 | 2019-08-28 | 2020-08-28 | Trina | TSM-305DD05A.05 | Solar Panels |  | 0.305 | 9 | 51 | 18 |  | Fixed | Roof
Solar Registration Program | NJSRRE1541884050 | Audubon Boro | 8106 | 14 | 3.66 | Residential | Yes | Behind the Meter | 1st Light Energy Inc | PSE&G | Accepted | 2019-08-26 | 2019-08-28 | 2020-08-28 | Trina | TSM-305DD05A.05 | Solar Panels |  | 0.305 | 3 | 229 | 18 |  | Fixed | Roof
Solar Registration Program | NJSRRE1541884050 | Audubon Boro | 8106 | 14 | 3.66 | Residential | Yes | Behind the Meter | 1st Light Energy Inc | PSE&G | Accepted | 2019-08-26 | 2019-08-28 | 2020-08-28 | Solaredge | SE3000H-USRGM | Inverters | 3000 |  | 1 |  |  | 0.99 |  | Outside | within 10 feet of meter
Solar Registration Program | NJSRRE1541884139 | Plainfield City | 7060 | 10 | 3.66 | Residential | Yes | Behind the Meter | 1st Light Energy Inc | PSE&G | Accepted | 2019-08-26 | 2019-09-03 | 2020-09-03 | Trina | TSM-305DD05A.05 | Solar Panels |  | 0.305 | 12 | 128 | 23 |  | Fixed | Roof
Solar Registration Program | NJSRRE1541884139 | Plainfield City | 7060 | 10 | 3.66 | Residential | Yes | Behind the Meter | 1st Light Energy Inc | PSE&G | Accepted | 2019-08-26 | 2019-09-03 | 2020-09-03 | SMA | SB 3.0-US | Inverters | 0.3 |  | 1 |  |  | 0.98 |  | Outside | withing 10 feet of meter
Solar Registration Program | NJSRRE1542562091 | Linden | 7036 | 10 | 3.66 | Residential | No | Behind the Meter | Whitman Construction, LLC | PSE&G | Accepted | 2019-10-22 | 2019-10-24 | 2020-10-24 | Trina Solar | TSM-305DD05A | Solar Panels |  | 0.305 | 12 | 129 | 42 |  | Fixed | Roof
Solar Registration Program | NJSRRE1542562091 | Linden | 7036 | 10 | 3.66 | Residential | No | Behind the Meter | Whitman Construction, LLC | PSE&G | Accepted | 2019-10-22 | 2019-10-24 | 2020-10-24 | Enphase Energy | IQ7-60-2-US | Inverters | 0.24 |  | 12 |  |  | 0.976 |  | Outside | roof
Solar Registration Program | NJSRRE1543512988 | Kenilworth Boro | 7033 | 10 | 3.66 | Residential | No | Behind the Meter | 1st Light Energy Inc | PSE&G | Accepted | 2019-12-11 | 2019-12-16 | 2020-12-16 | Longi | LR6-60PB-305M | Solar Panels |  | 0.305 | 12 | 172 | 18 |  | Fixed | Roof
Solar Registration Program | NJSRRE1543512988 | Kenilworth Boro | 7033 | 10 | 3.66 | Residential | No | Behind the Meter | 1st Light Energy Inc | PSE&G | Accepted | 2019-12-11 | 2019-12-16 | 2020-12-16 | SolarEdge | SE3000H-USRGM | Inverters | 3000 |  | 1 |  |  | 0.99 |  | Other | WITHIN 10 FEET OF METER
Solar Registration Program | NJSRRE1543820269 | Palmyra Boro | 8065 | 13 | 3.66 | Residential | Yes | Behind the Meter | Bright Planet Solar | PSE&G | Accepted | 2019-12-26 | 2019-12-31 | 2020-12-31 | Trina Solar | TSM-DD05A.05(II) 305W | Solar Panels |  | 0.305 | 8 | 234 | 37 |  | Fixed | Roof
Solar Registration Program | NJSRRE1543820269 | Palmyra Boro | 8065 | 13 | 3.66 | Residential | Yes | Behind the Meter | Bright Planet Solar | PSE&G | Accepted | 2019-12-26 | 2019-12-31 | 2020-12-31 | Trina Solar | TSM-DD05A.05(II) 305W | Solar Panels |  | 0.305 | 4 | 144 | 40 |  | Fixed | Roof
Solar Registration Program | NJSRRE1543820269 | Palmyra Boro | 8065 | 13 | 3.66 | Residential | Yes | Behind the Meter | Bright Planet Solar | PSE&G | Accepted | 2019-12-26 | 2019-12-31 | 2020-12-31 | Solar Edge | SE3000H-USRGM | Inverters | 3000 |  | 1 |  |  | 0.98 |  | Outdoor | Next to meter
Solar Registration Program | NJSRRE1541580227 | PERTH AMBOY | 8861 | 11 | 3.69 | Residential | Yes | Behind the Meter | Pro Custom Solar dba Momentum Solar | PSE&G | Accepted | 2019-07-03 | 2019-07-08 | 2020-07-08 | LG | LG 335N1C-A5 | Solar Panels |  | 0.335 | 11 | 107 | 5 |  | Fixed | Roof
Solar Registration Program | NJSRRE1541580227 | PERTH AMBOY | 8861 | 11 | 3.69 | Residential | Yes | Behind the Meter | Pro Custom Solar dba Momentum Solar | PSE&G | Accepted | 2019-07-03 | 2019-07-08 | 2020-07-08 | ENPHASE | IQ7PLUS-72-2-US | Inverters | 295 |  | 11 |  |  | 0.97 |  | Outdoor | ROOF
Solar Registration Program | NJSRRE1541788300 | Trenton | 8609 | 12 | 3.69 | Residential | Yes | Behind the Meter | Pro Custom Solar dba Momentum Solar | PSE&G | Accepted | 2019-08-05 | 2019-08-22 | 2020-08-22 | Enphase Energy | IQ7-60-2-US | Inverters | 250 |  | 11 |  |  | 0.97 |  | Outdoor | Roof
Solar Registration Program | NJSRRE1541788300 | Trenton | 8609 | 12 | 3.69 | Residential | Yes | Behind the Meter | Pro Custom Solar dba Momentum Solar | PSE&G | Accepted | 2019-08-05 | 2019-08-22 | 2020-08-22 | LG ELECTRONICS | LG 335N1C-V5 | Solar Panels |  | 0.335 | 11 | 164 | 30 |  | Fixed | Roof
Solar Registration Program | NJSRRE1541851254 | Paterson | 7502 | 6 | 3.69 | Residential | Yes | Behind the Meter | Pro Custom Solar dba Momentum Solar | PSE&G | Accepted | 2019-08-16 | 2019-08-23 | 2020-08-23 | LG ELECTRONICS | LG 335N1C-V5 | Solar Panels |  | 0.335 | 11 | 227 | 40 |  | Fixed | Roof
Solar Registration Program | NJSRRE1541851254 | Paterson | 7502 | 6 | 3.69 | Residential | Yes | Behind the Meter | Pro Custom Solar dba Momentum Solar | PSE&G | Accepted | 2019-08-16 | 2019-08-23 | 2020-08-23 | Enphase Energy | IQ6-60-2-US | Inverters | 240 |  | 11 |  |  | 0.97 |  | Outdoor | Roof
Solar Registration Program | NJSRRE1541862205 | Jersey City | 7306 | 8 | 3.69 | Residential | Yes | Behind the Meter | Pro Custom Solar dba Momentum Solar | PSE&G | Accepted | 2019-08-20 | 2019-08-26 | 2020-08-26 | LG ELECTRONICS | LG 335N1C-V5 | Solar Panels |  | 0.335 | 11 | 303 | 5 |  | Fixed | Roof
Solar Registration Program | NJSRRE1541862205 | Jersey City | 7306 | 8 | 3.69 | Residential | Yes | Behind the Meter | Pro Custom Solar dba Momentum Solar | PSE&G | Accepted | 2019-08-20 | 2019-08-26 | 2020-08-26 | Enphase Enegy | IQ7-60-2-US | Inverters | 250 |  | 11 |  |  | 0.97 |  | Outdoor | Roof
Solar Registration Program | NJSRRE1541880314 | LYNDHURST | 7071 | 7 | 3.69 | Residential | Yes | Behind the Meter | Pro Custom Solar dba Momentum Solar | PSE&G | Accepted | 2019-08-23 | 2019-08-27 | 2020-08-27 | LG ELECTRONICS | LG 335N1C-V5 | Solar Panels |  | 0.335 | 11 | 127 | 38 |  | Fixed | Roof
Solar Registration Program | NJSRRE1541880314 | LYNDHURST | 7071 | 7 | 3.69 | Residential | Yes | Behind the Meter | Pro Custom Solar dba Momentum Solar | PSE&G | Accepted | 2019-08-23 | 2019-08-27 | 2020-08-27 | Enphase Energy | IQ7-60-2-US | Inverters | 250 |  | 11 |  |  | 0.97 |  | Outdoor | Roof
Solar Registration Program | NJSRRE1542409853 | Jersey City | 7306 | 8 | 3.69 | Residential | Yes | Behind the Meter | Pro Custom Solar dba Momentum Solar | PSE&G | Accepted | 2019-09-16 | 2019-09-19 | 2020-09-19 | LG ELECTRONICS | LG 335N1C-V5 | Solar Panels |  | 0.335 | 11 | 212 | 2 |  | Fixed | Roof
Solar Registration Program | NJSRRE1542409853 | Jersey City | 7306 | 8 | 3.69 | Residential | Yes | Behind the Meter | Pro Custom Solar dba Momentum Solar | PSE&G | Accepted | 2019-09-16 | 2019-09-19 | 2020-09-19 | Enphase Energy | IQ7-60-2-US | Inverters | 250 |  | 11 |  |  | 0.97 |  | Outdoor | Roof
Solar Registration Program | NJSRRE1542578630 | Rutherford | 7070 | 7 | 3.69 | Residential | No | Behind the Meter | Pro Custom Solar dba Momentum Solar | PSE&G | Accepted | 2019-10-23 | 2019-10-25 | 2020-10-25 | LG Electronics | LG 335N1C-V5 | Solar Panels |  | 0.335 | 11 | 217 | 42 |  | Fixed | Roof
Solar Registration Program | NJSRRE1542578630 | Rutherford | 7070 | 7 | 3.69 | Residential | No | Behind the Meter | Pro Custom Solar dba Momentum Solar | PSE&G | Accepted | 2019-10-23 | 2019-10-25 | 2020-10-25 | Enphase Energy | IQ7-60-2-US | Inverters | 250 |  | 11 |  |  | 0.97 |  | Outdoor | Roof
Solar Registration Program | NJSRRE1543067794 | Mount Laurel Township | 8054 | 13 | 3.69 | Residential | No | Behind the Meter | SunnyMac LLC | PSE&G | Accepted | 2019-11-12 | 2019-11-15 | 2020-11-15 | SunPower | SPR-A-Series410 | Solar Panels |  | 0.41 | 9 | 219 | 30 |  | Fixed | Roof
Solar Registration Program | NJSRRE1543067794 | Mount Laurel Township | 8054 | 13 | 3.69 | Residential | No | Behind the Meter | SunnyMac LLC | PSE&G | Accepted | 2019-11-12 | 2019-11-15 | 2020-11-15 | Enphase | IQ7XS-96-ACM-US | Inverters | 0.315 |  | 9 |  |  | 0.99 |  | Outdoor | roof
Solar Registration Program | NJSRRE1543422037 | Hillsborough | 8844 | 5 | 3.69 | Residential | Yes | Behind the Meter | Pro Custom Solar dba Momentum Solar | PSE&G | Accepted | 2019-11-19 | 2019-11-22 | 2020-11-22 | LG Electronics | LG 335N1C-V5 | Solar Panels |  | 0.335 | 4 | 93 | 23 |  | Fixed | Roof
Solar Registration Program | NJSRRE1543422037 | Hillsborough | 8844 | 5 | 3.69 | Residential | Yes | Behind the Meter | Pro Custom Solar dba Momentum Solar | PSE&G | Accepted | 2019-11-19 | 2019-11-22 | 2020-11-22 | LG Electronics | LG 335N1C-V5 | Solar Panels |  | 0.335 | 7 | 273 | 29 |  | Fixed | Roof
Solar Registration Program | NJSRRE1543422037 | Hillsborough | 8844 | 5 | 3.69 | Residential | Yes | Behind the Meter | Pro Custom Solar dba Momentum Solar | PSE&G | Accepted | 2019-11-19 | 2019-11-22 | 2020-11-22 | Enphase Energy | IQ7-60-2-US | Inverters | 250 |  | 11 |  |  | 0.97 |  | Outdoor | Roof
Solar Registration Program | NJSRRE1540991055 | Newark | 7105 | 9 | 3.72 | Residential | No | Behind the Meter | Suntuity Solar LLC | PSE&G | Accepted | 2019-05-15 | 2019-05-17 | 2020-05-17 | Yingli Green Energy | YL310D-30b | Solar Panels |  | 0.31 | 12 | 158 | 5 |  | Fixed | Roof
Solar Registration Program | NJSRRE1540991055 | Newark | 7105 | 9 | 3.72 | Residential | No | Behind the Meter | Suntuity Solar LLC | PSE&G | Accepted | 2019-05-15 | 2019-05-17 | 2020-05-17 | Enphase Energy | IQ7-60-2-US | Inverters | 240 |  | 12 |  |  | 0.97 |  | Outdoor | Behind the PV Modules
Solar Registration Program | NJSRRE1541031976 | Princeton | 8542 | 12 | 3.72 | Residential | No | Behind the Meter | Exact Solar | PSE&G | Accepted | 2019-05-22 | 2019-05-28 | 2020-05-28 | Jinko | JKM310M-60L | Solar Panels |  | 0.31 | 12 | 64 | 8 |  | Fixed | Roof
Solar Registration Program | NJSRRE1541031976 | Princeton | 8542 | 12 | 3.72 | Residential | No | Behind the Meter | Exact Solar | PSE&G | Accepted | 2019-05-22 | 2019-05-28 | 2020-05-28 | SolarEdge | SE3800H | Inverters | 3800 |  | 1 |  |  | 0.99 |  | Indoor | basement
Solar Registration Program | NJSRRE1541864714 | South Plainfield | 7080 | 11 | 3.72 | Residential | Yes | Behind the Meter | Suntuity Solar LLC | PSE&G | Accepted | 2019-08-21 | 2019-08-26 | 2020-08-26 | Yingli Solar | YL310D-30b | Solar Panels |  | 0.31 | 12 | 216 | 25 |  | Fixed | Roof
Solar Registration Program | NJSRRE1541864714 | South Plainfield | 7080 | 11 | 3.72 | Residential | Yes | Behind the Meter | Suntuity Solar LLC | PSE&G | Accepted | 2019-08-21 | 2019-08-26 | 2020-08-26 | Enphase Energy | IQ7-60-2-US | Inverters | 240 |  | 12 |  |  | 0.97 |  | Outdoor | Behind the PV modules
Solar Registration Program | NJSRRE1541873522 | Plainfield | 7060 | 10 | 3.72 | Residential | Yes | Behind the Meter | Suntuity Solar LLC | PSE&G | Accepted | 2019-08-22 | 2019-08-26 | 2020-08-26 | Yingli Green Energy | YL310D-30b | Solar Panels |  | 0.31 | 10 | 86 | 22 |  | Fixed | Roof
Solar Registration Program | NJSRRE1541873522 | Plainfield | 7060 | 10 | 3.72 | Residential | Yes | Behind the Meter | Suntuity Solar LLC | PSE&G | Accepted | 2019-08-22 | 2019-08-26 | 2020-08-26 | Yingli Green Energy | YL310D-30b | Solar Panels |  | 0.31 | 2 | 86 | 22 |  | Fixed | Roof
Solar Registration Program | NJSRRE1541873522 | Plainfield | 7060 | 10 | 3.72 | Residential | Yes | Behind the Meter | Suntuity Solar LLC | PSE&G | Accepted | 2019-08-22 | 2019-08-26 | 2020-08-26 | Enphase Energy | IQ7-60-2-US | Inverters | 240 |  | 12 |  |  | 0.97 |  | Outdoor | Behind the PV Modules
Solar Registration Program | NJSRRE1541880233 | Hazlet | 7730 | 17 | 3.72 | Residential | No | Behind the Meter | Galaxy Home Energy Group | JCP&L | Accepted | 2019-08-23 | 2019-08-27 | 2020-08-27 | Silfab | SLG-M 310 | Solar Panels |  | 0.31 | 12 | 152 | 43 |  | Fixed | Roof
Solar Registration Program | NJSRRE1541880233 | Hazlet | 7730 | 17 | 3.72 | Residential | No | Behind the Meter | Galaxy Home Energy Group | JCP&L | Accepted | 2019-08-23 | 2019-08-27 | 2020-08-27 | Solar Edge | SE3800H-US | Inverters | 3800 |  | 1 |  |  | 0.992 |  | Indoor | Inside front door
Solar Registration Program | NJSRRE1542445028 | Iselin | 8830 | 11 | 3.72 | Residential | No | Behind the Meter | Pro Quality Construction Inc. | PSE&G | Accepted | 2019-09-26 | 2019-09-30 | 2020-09-30 | Silfab | SLA-M 310 | Solar Panels |  | 0.31 | 12 | 270 | 26 |  | Fixed | Roof
Solar Registration Program | NJSRRE1542445028 | Iselin | 8830 | 11 | 3.72 | Residential | No | Behind the Meter | Pro Quality Construction Inc. | PSE&G | Accepted | 2019-09-26 | 2019-09-30 | 2020-09-30 | SolarEdge | SE3800H-US | Inverters | 3800 |  | 1 |  |  | 0.992 |  | Indoor | Garage
Solar Registration Program | NJSRRE1542513437 | Clayton | 8312 | 15 | 3.72 | Residential | No | Behind the Meter | Advanced Renewable Solutions | AC Electric | Accepted | 2019-10-07 | 2019-10-14 | 2020-10-14 | TRINA SOLAR | TSM-310DD05A.05 | Solar Panels |  | 0.31 | 12 | 168 | 18 |  | Fixed | Roof
Solar Registration Program | NJSRRE1542513437 | Clayton | 8312 | 15 | 3.72 | Residential | No | Behind the Meter | Advanced Renewable Solutions | AC Electric | Accepted | 2019-10-07 | 2019-10-14 | 2020-10-14 | SOLAR EDGE | SE3000H-US000N-NC2 | Inverters | 3000 |  | 1 |  |  | 0.99 |  | Outdoor | Wall mounted, adjacent to Utility Meter and Disconnect
Solar Registration Program | NJSRRE1542525102 | Haddon Twp | 8059 | 14 | 3.72 | Residential | Yes | Behind the Meter | Orbit Energy & Power, LLC | PSE&G | Accepted | 2019-10-10 | 2019-10-14 | 2020-10-14 | trina | tsm310 | Solar Panels |  | 0.31 | 12 | 185 | 28 |  | Fixed | Roof
Solar Registration Program | NJSRRE1542525102 | Haddon Twp | 8059 | 14 | 3.72 | Residential | Yes | Behind the Meter | Orbit Energy & Power, LLC | PSE&G | Accepted | 2019-10-10 | 2019-10-14 | 2020-10-14 | trina | tsm 310 | Inverters | 240 |  | 12 |  |  | 0.986 |  | Outside | panel
Solar Registration Program | NJSRRE1542909610 | Piscataway | 8854 | 11 | 3.72 | Residential | No | Behind the Meter | All Season Solar | PSE&G | Accepted | 2019-11-04 | 2019-11-06 | 2020-11-06 | Certain Teed | CT310CH11-04 | Solar Panels |  | 0.31 | 12 | 224 | 33 |  | Fixed | Roof
Solar Registration Program | NJSRRE1542909610 | Piscataway | 8854 | 11 | 3.72 | Residential | No | Behind the Meter | All Season Solar | PSE&G | Accepted | 2019-11-04 | 2019-11-06 | 2020-11-06 | Enphase | IQ7 | Inverters | 240 |  | 12 |  |  | 0.97 |  | Outdoor | Under Module
Solar Registration Program | NJSRRE1543478077 | Cold Spring | 8204 | 21 | 3.72 | Residential | No | Behind the Meter | All Season Solar | AC Electric | Accepted | 2019-12-04 | 2019-12-06 | 2020-12-06 | Trina | TSM DD05A.05II | Solar Panels |  | 0.31 | 12 | 206 | 27 |  | Fixed | Roof
Solar Registration Program | NJSRRE1543478077 | Cold Spring | 8204 | 21 | 3.72 | Residential | No | Behind the Meter | All Season Solar | AC Electric | Accepted | 2019-12-04 | 2019-12-06 | 2020-12-06 | Enphase | IQ7 | Inverters | 240 |  | 12 |  |  | 0.97 |  | Outdoor | Under Module
Solar Registration Program | NJSRRE1543478456 | Little Egg Harbor | 8087 | 18 | 3.72 | Residential | Yes | Behind the Meter | Solar Energy World | AC Electric | Accepted | 2019-12-04 | 2019-12-09 | 2020-12-09 | LONGi Green Energy Technology | LR6-60HPB-310M | Solar Panels |  | 0.31 | 12 | 209 | 26 |  | Fixed | Roof
Solar Registration Program | NJSRRE1543478456 | Little Egg Harbor | 8087 | 18 | 3.72 | Residential | Yes | Behind the Meter | Solar Energy World | AC Electric | Accepted | 2019-12-04 | 2019-12-09 | 2020-12-09 | Enphase | IQ7-60-x-US | Inverters | 310 |  | 12 |  |  | 0.973 |  | Outdoor | near panels
Solar Registration Program | NJSRRE1543481254 | Kennilworth | 7033 | 10 | 3.72 | Residential | No | Behind the Meter | American Home Contractors | PSE&G | Accepted | 2019-12-05 | 2019-12-09 | 2020-12-09 | SilFab | SLA-M 310 | Solar Panels |  | 0.31 | 12 | 160 | 37 |  | Fixed | Roof
Solar Registration Program | NJSRRE1543481254 | Kennilworth | 7033 | 10 | 3.72 | Residential | No | Behind the Meter | American Home Contractors | PSE&G | Accepted | 2019-12-05 | 2019-12-09 | 2020-12-09 | SolarEdge | SE3800H-US | Inverters | 3800 |  | 1 |  |  | 0.992 |  | Indoor | Basement
Solar Registration Program | NJSRRE1543506181 | Maplewood | 7040 | 9 | 3.72 | Residential | No | Behind the Meter | Acorn Home Improvements, Inc. | PSE&G | Accepted | 2019-12-10 | 2019-12-13 | 2020-12-13 | SilFab | SLA-M 310 (DecoTech RI2000) | Solar Panels |  | 0.31 | 12 | 266 | 50 |  | Fixed | Roof
Solar Registration Program | NJSRRE1543506181 | Maplewood | 7040 | 9 | 3.72 | Residential | No | Behind the Meter | Acorn Home Improvements, Inc. | PSE&G | Accepted | 2019-12-10 | 2019-12-13 | 2020-12-13 | SolarEdge | SE3800H-US (240V) | Inverters | 3800 |  | 1 |  |  | 0.992 |  | Outside | Outside
Solar Registration Program | NJSRRE1542540355 | Lyndhurst | 7071 | 7 | 3.74 | Residential | Yes | Behind the Meter | Pro Custom Solar dba Momentum Solar | PSE&G | Accepted | 2019-10-14 | 2019-10-16 | 2020-10-16 | LG ELECTRONICS | LG 340N1C-V5 | Solar Panels |  | 0.34 | 9 | 114 | 44 |  | Fixed | Roof
Solar Registration Program | NJSRRE1542540355 | Lyndhurst | 7071 | 7 | 3.74 | Residential | Yes | Behind the Meter | Pro Custom Solar dba Momentum Solar | PSE&G | Accepted | 2019-10-14 | 2019-10-16 | 2020-10-16 | LG ELECTRONICS | LG 340N1C-V5 | Solar Panels |  | 0.34 | 2 | 294 | 44 |  | Fixed | Roof
Solar Registration Program | NJSRRE1542540355 | Lyndhurst | 7071 | 7 | 3.74 | Residential | Yes | Behind the Meter | Pro Custom Solar dba Momentum Solar | PSE&G | Accepted | 2019-10-14 | 2019-10-16 | 2020-10-16 | Enphase Energy | IQ7-60-2-US | Inverters | 250 |  | 11 |  |  | 0.97 |  | Outdoor | Roof
Solar Registration Program | NJSRRE1540285681 | New Milford Boro | 7646 | 7 | 3.77 | Residential | Yes | Behind the Meter | Sunrun Installation Services, Inc. | PSE&G | Accepted | 2019-01-24 | 2019-01-28 | 2020-01-28 | REC Solar | REC290TP2 BLK | Solar Panels |  | 0.29 | 13 | 180 | 43 |  | Fixed | Roof
Solar Registration Program | NJSRRE1540285681 | New Milford Boro | 7646 | 7 | 3.77 | Residential | Yes | Behind the Meter | Sunrun Installation Services, Inc. | PSE&G | Accepted | 2019-01-24 | 2019-01-28 | 2020-01-28 | SMA America | SB3.8-1SP-US-40 | Inverters | 3800 |  | 1 |  |  | 0.96 |  | Outdoor | Next To Meter
Solar Registration Program | NJSRRE1540332421 | Hamilton Twp Mer | 8610 | 12 | 3.77 | Residential | Yes | Behind the Meter | Sunrun Installation Services, Inc. | PSE&G | Accepted | 2019-02-04 | 2019-02-06 | 2020-02-06 | REC Solar | REC290TP2 BLK | Solar Panels |  | 0.29 | 13 | 208 | 27 |  | Fixed | Roof
Solar Registration Program | NJSRRE1540332421 | Hamilton Twp Mer | 8610 | 12 | 3.77 | Residential | Yes | Behind the Meter | Sunrun Installation Services, Inc. | PSE&G | Accepted | 2019-02-04 | 2019-02-06 | 2020-02-06 | SMA America | SB3.8-1SP-US-40 | Inverters | 3800 |  | 1 |  |  | 0.96 |  | Outdoor | Next To Meter
Solar Registration Program | NJSRRE1540334642 | Rahway City | 7065 | 10 | 3.77 | Residential | Yes | Behind the Meter | Sunrun Installation Services, Inc. | PSE&G | Accepted | 2019-02-05 | 2019-02-07 | 2020-02-07 | REC Solar | REC290TP2 BLK | Solar Panels |  | 0.29 | 13 | 143 | 27 |  | Fixed | Roof
Solar Registration Program | NJSRRE1540334642 | Rahway City | 7065 | 10 | 3.77 | Residential | Yes | Behind the Meter | Sunrun Installation Services, Inc. | PSE&G | Accepted | 2019-02-05 | 2019-02-07 | 2020-02-07 | SolarEdge Technologies | SE3800H-USRGM | Inverters | 3800 |  | 1 |  |  | 0.96 |  | Outdoor | Next To Meter
Solar Registration Program | NJSRRE1540345989 | Edison Twp | 8820 | 11 | 3.77 | Residential | No | Behind the Meter | Sunrun Installation Services, Inc. | PSE&G | Accepted | 2019-02-07 | 2019-02-12 | 2020-02-12 | REC Solar | REC290TP2 BLK | Solar Panels |  | 0.29 | 6 | 245 | 34 |  | Fixed | Roof
Solar Registration Program | NJSRRE1540345989 | Edison Twp | 8820 | 11 | 3.77 | Residential | No | Behind the Meter | Sunrun Installation Services, Inc. | PSE&G | Accepted | 2019-02-07 | 2019-02-12 | 2020-02-12 | REC Solar | REC290TP2 BLK | Solar Panels |  | 0.29 | 7 | 155 | 34 |  | Fixed | Roof
Solar Registration Program | NJSRRE1540345989 | Edison Twp | 8820 | 11 | 3.77 | Residential | No | Behind the Meter | Sunrun Installation Services, Inc. | PSE&G | Accepted | 2019-02-07 | 2019-02-12 | 2020-02-12 | SolarEdge Technologies | SE3800H-USRGM | Inverters | 3800 |  | 1 |  |  | 0.96 |  | Outdoor | Next To Meter
Solar Registration Program | NJSRRE1540356124 | Passaic City | 7055 | 6 | 3.77 | Residential | Yes | Behind the Meter | Sunrun Installation Services, Inc. | PSE&G | Accepted | 2019-02-12 | 2019-02-14 | 2020-02-14 | REC Solar | REC290TP2 BLK | Solar Panels |  | 0.29 | 13 | 216 | 37 |  | Fixed | Roof
Solar Registration Program | NJSRRE1540356124 | Passaic City | 7055 | 6 | 3.77 | Residential | Yes | Behind the Meter | Sunrun Installation Services, Inc. | PSE&G | Accepted | 2019-02-12 | 2019-02-14 | 2020-02-14 | SMA America | SB3.8-1SP-US-40 | Inverters | 3800 |  | 1 |  |  | 0.96 |  | Outdoor | Next To Meter
Solar Registration Program | NJSRRE1540381705 | Tenafly | 7670 | 7 | 3.77 | Residential | Yes | Behind the Meter | Sunrun Installation Services, Inc. | PSE&G | Accepted | 2019-02-20 | 2019-02-25 | 2020-02-25 | REC Solar | REC290TP2 BLK | Solar Panels |  | 0.29 | 3 | 47 | 18 |  | Fixed | Roof
Solar Registration Program | NJSRRE1540381705 | Tenafly | 7670 | 7 | 3.77 | Residential | Yes | Behind the Meter | Sunrun Installation Services, Inc. | PSE&G | Accepted | 2019-02-20 | 2019-02-25 | 2020-02-25 | REC Solar | REC290TP2 BLK | Solar Panels |  | 0.29 | 10 | 47 | 30 |  | Fixed | Roof
Solar Registration Program | NJSRRE1540381705 | Tenafly | 7670 | 7 | 3.77 | Residential | Yes | Behind the Meter | Sunrun Installation Services, Inc. | PSE&G | Accepted | 2019-02-20 | 2019-02-25 | 2020-02-25 | SolarEdge Technologies | SE3800H-USRGM | Inverters | 3800 |  | 1 |  |  | 0.96 |  | Outdoor | meter
Solar Registration Program | NJSRRE1540818621 | Highland Park | 8904 | 11 | 3.77 | Residential | No | Behind the Meter | Sunrun Installation Services, Inc. | PSE&G | Accepted | 2019-04-03 | 2019-04-04 | 2020-04-04 | REC Solar | REC290TP2 BLK | Solar Panels |  | 0.29 | 13 | 184 | 43 |  | Fixed | Roof
Solar Registration Program | NJSRRE1540818621 | Highland Park | 8904 | 11 | 3.77 | Residential | No | Behind the Meter | Sunrun Installation Services, Inc. | PSE&G | Accepted | 2019-04-03 | 2019-04-04 | 2020-04-04 | SolarEdge Technologies | SE3800H-USRGM | Inverters | 3800 |  | 1 |  |  | 0.96 |  | Outdoor | Next To Meter
Solar Registration Program | NJSRRE1540818622 | Highland Park | 8904 | 11 | 3.77 | Residential | No | Behind the Meter | Sunrun Installation Services, Inc. | PSE&G | Accepted | 2019-04-03 | 2019-04-04 | 2020-04-04 | REC Solar | REC290TP2 BLK | Solar Panels |  | 0.29 | 13 | 185 | 18 |  | Fixed | Roof
Solar Registration Program | NJSRRE1540818622 | Highland Park | 8904 | 11 | 3.77 | Residential | No | Behind the Meter | Sunrun Installation Services, Inc. | PSE&G | Accepted | 2019-04-03 | 2019-04-04 | 2020-04-04 | SolarEdge Technologies | SE3800H-USRGM | Inverters | 3800 |  | 1 |  |  | 0.96 |  | Outdoor | Next To Meter
Solar Registration Program | NJSRRE1540833618 | South Plainfield Boro | 7080 | 11 | 3.77 | Residential | Yes | Behind the Meter | Sunrun Installation Services, Inc. | PSE&G | Accepted | 2019-04-09 | 2019-04-10 | 2020-04-10 | REC Solar | REC290TP2 BLK | Solar Panels |  | 0.29 | 13 | 77 | 37 |  | Fixed | Roof
Solar Registration Program | NJSRRE1540833618 | South Plainfield Boro | 7080 | 11 | 3.77 | Residential | Yes | Behind the Meter | Sunrun Installation Services, Inc. | PSE&G | Accepted | 2019-04-09 | 2019-04-10 | 2020-04-10 | SMA America | SB3.8-1SP-US-40 | Inverters | 3800 |  | 1 |  |  | 0.96 |  | Outdoor | Next To Meter
Solar Registration Program | NJSRRE1540847386 | Irvington Town | 7111 | 9 | 3.77 | Residential | Yes | Behind the Meter | Sunrun Installation Services, Inc. | PSE&G | Accepted | 2019-04-11 | 2019-04-12 | 2020-04-12 | REC Solar | REC290TP2 BLK | Solar Panels |  | 0.29 | 13 | 100 | 23 |  | Fixed | Roof
Solar Registration Program | NJSRRE1540847386 | Irvington Town | 7111 | 9 | 3.77 | Residential | Yes | Behind the Meter | Sunrun Installation Services, Inc. | PSE&G | Accepted | 2019-04-11 | 2019-04-12 | 2020-04-12 | SMA America | SB3.8-1SP-US-40 | Inverters | 3800 |  | 1 |  |  | 0.96 |  | Outdoor | Next To Meter
Solar Registration Program | NJSRRE1540858499 | Woodbridge | 7095 | 11 | 3.77 | Residential | Yes | Behind the Meter | Sunrun Installation Services, Inc. | PSE&G | Accepted | 2019-04-17 | 2019-04-18 | 2020-04-18 | REC Solar | REC290TP2 BLK | Solar Panels |  | 0.29 | 13 | 153 | 40 |  | Fixed | Roof
Solar Registration Program | NJSRRE1540858499 | Woodbridge | 7095 | 11 | 3.77 | Residential | Yes | Behind the Meter | Sunrun Installation Services, Inc. | PSE&G | Accepted | 2019-04-17 | 2019-04-18 | 2020-04-18 | SMA America | SB 3.8ΓÇô1SPΓÇôUSΓÇô40 | Inverters | 3800 |  | 1 |  |  | 0.96 |  | Outdoor | Next to Meter
Solar Registration Program | NJSRRE1540870782 | Newark City | 7106 | 9 | 3.77 | Residential | Yes | Behind the Meter | Sunrun Installation Services, Inc. | PSE&G | Accepted | 2019-04-22 | 2019-04-23 | 2020-04-23 | REC Solar | REC290TP2 BLK | Solar Panels |  | 0.29 | 3 | 291 | 27 |  | Fixed | Roof
Solar Registration Program | NJSRRE1540870782 | Newark City | 7106 | 9 | 3.77 | Residential | Yes | Behind the Meter | Sunrun Installation Services, Inc. | PSE&G | Accepted | 2019-04-22 | 2019-04-23 | 2020-04-23 | REC Solar | REC290TP2 BLK | Solar Panels |  | 0.29 | 10 | 111 | 27 |  | Fixed | Roof
Solar Registration Program | NJSRRE1540870782 | Newark City | 7106 | 9 | 3.77 | Residential | Yes | Behind the Meter | Sunrun Installation Services, Inc. | PSE&G | Accepted | 2019-04-22 | 2019-04-23 | 2020-04-23 | SolarEdge Technologies | SE3800H-USRGM | Inverters | 3800 |  | 1 |  |  | 0.96 |  | Outdoor | Next To Meter
Solar Registration Program | NJSRRE1540875014 | Edison Twp | 8820 | 11 | 3.77 | Residential | Yes | Behind the Meter | Sunrun Installation Services, Inc. | PSE&G | Accepted | 2019-04-23 | 2019-04-24 | 2020-04-24 | REC Solar | REC290TP2 BLK | Solar Panels |  | 0.29 | 13 | 169 | 23 |  | Fixed | Roof
Solar Registration Program | NJSRRE1540875014 | Edison Twp | 8820 | 11 | 3.77 | Residential | Yes | Behind the Meter | Sunrun Installation Services, Inc. | PSE&G | Accepted | 2019-04-23 | 2019-04-24 | 2020-04-24 | SMA America | SB3.8-1SP-US-40 | Inverters | 3800 |  | 1 |  |  | 0.96 |  | Outdoor | Next To Meter
Solar Registration Program | NJSRRE1540875157 | New Brunswick City | 8901 | 11 | 3.77 | Residential | Yes | Behind the Meter | Sunrun Installation Services, Inc. | PSE&G | Accepted | 2019-04-23 | 2019-04-24 | 2020-04-24 | LG Electronics | LG330N1C-A5 | Solar Panels |  | 0.29 | 5 | 222 | 40 |  | Fixed | Roof
Solar Registration Program | NJSRRE1540875157 | New Brunswick City | 8901 | 11 | 3.77 | Residential | Yes | Behind the Meter | Sunrun Installation Services, Inc. | PSE&G | Accepted | 2019-04-23 | 2019-04-24 | 2020-04-24 | LG Electronics | LG330N1C-A5 | Solar Panels |  | 0.29 | 5 | 37 | 40 |  | Fixed | Roof
Solar Registration Program | NJSRRE1540875157 | New Brunswick City | 8901 | 11 | 3.77 | Residential | Yes | Behind the Meter | Sunrun Installation Services, Inc. | PSE&G | Accepted | 2019-04-23 | 2019-04-24 | 2020-04-24 | LG Electronics | LG330N1C-A5 | Solar Panels |  | 0.29 | 3 | 129 | 37 |  | Fixed | Roof
Solar Registration Program | NJSRRE1540875157 | New Brunswick City | 8901 | 11 | 3.77 | Residential | Yes | Behind the Meter | Sunrun Installation Services, Inc. | PSE&G | Accepted | 2019-04-23 | 2019-04-24 | 2020-04-24 | SolarEdge Technologies | SE3800H-USRGM | Inverters | 3800 |  | 1 |  |  | 0.96 |  | Outdoor | Next to Meter
Solar Registration Program | NJSRRE1540958343 | Highlands | 7732 | 17 | 3.77 | Residential | Yes | Behind the Meter | Sunrun Installation Services, Inc. | JCP&L | Accepted | 2019-05-03 | 2019-05-08 | 2020-05-08 | REC Solar | REC290TP2 BLK | Solar Panels |  | 0.29 | 13 | 118 | 9 |  | Fixed | Roof
Solar Registration Program | NJSRRE1540958343 | Highlands | 7732 | 17 | 3.77 | Residential | Yes | Behind the Meter | Sunrun Installation Services, Inc. | JCP&L | Accepted | 2019-05-03 | 2019-05-08 | 2020-05-08 | SMA America | SB3.8-1SP-US-40 | Inverters | 3800 |  | 1 |  |  | 0.96 |  | Outdoor | Next To Meter
Solar Registration Program | NJSRRE1541017560 | Perth Amboy City | 8861 | 11 | 3.77 | Residential | Yes | Behind the Meter | Sunrun Installation Services, Inc. | PSE&G | Accepted | 2019-05-17 | 2019-05-22 | 2020-05-22 | REC Solar | REC290TP2 BLK | Solar Panels |  | 0.29 | 13 | 196 | 10 |  | Fixed | Roof
Solar Registration Program | NJSRRE1541017560 | Perth Amboy City | 8861 | 11 | 3.77 | Residential | Yes | Behind the Meter | Sunrun Installation Services, Inc. | PSE&G | Accepted | 2019-05-17 | 2019-05-22 | 2020-05-22 | SMA America | SB3.8-1SP-US-40 | Inverters | 3800 |  | 1 |  |  | 0.96 |  | Outdoor | Next To Meter
Solar Registration Program | NJSRRE1541420321 | Linden | 7036 | 10 | 3.77 | Residential | Yes | Behind the Meter | Sunrun Installation Services, Inc. | PSE&G | Accepted | 2019-06-18 | 2019-06-21 | 2020-06-21 | REC Solar | REC290TP2 BLK | Solar Panels |  | 0.29 | 3 | 131 | 18 |  | Fixed | Roof
Solar Registration Program | NJSRRE1541420321 | Linden | 7036 | 10 | 3.77 | Residential | Yes | Behind the Meter | Sunrun Installation Services, Inc. | PSE&G | Accepted | 2019-06-18 | 2019-06-21 | 2020-06-21 | REC Solar | REC290TP2 BLK | Solar Panels |  | 0.29 | 3 | 218 | 19 |  | Fixed | Roof
Solar Registration Program | NJSRRE1541420321 | Linden | 7036 | 10 | 3.77 | Residential | Yes | Behind the Meter | Sunrun Installation Services, Inc. | PSE&G | Accepted | 2019-06-18 | 2019-06-21 | 2020-06-21 | REC Solar | REC290TP2 BLK | Solar Panels |  | 0.29 | 7 | 38 | 18 |  | Fixed | Roof
Solar Registration Program | NJSRRE1541420321 | Linden | 7036 | 10 | 3.77 | Residential | Yes | Behind the Meter | Sunrun Installation Services, Inc. | PSE&G | Accepted | 2019-06-18 | 2019-06-21 | 2020-06-21 | SolarEdge Technologies | SE3800H-USRGM | Inverters | 3800 |  | 1 |  |  | 0.96 |  | Outdoor | Next To Meter
Solar Registration Program | NJSRRE1541454482 | Union City | 7087 | 8 | 3.77 | Residential | Yes | Behind the Meter | Pro Custom Solar dba Momentum Solar | PSE&G | Accepted | 2019-06-24 | 2019-06-26 | 2020-06-26 | RECOM | RCM-290-6MB | Solar Panels |  | 0.29 | 13 | 207 | 3 |  | Fixed | Roof
Solar Registration Program | NJSRRE1541494864 | Morris Plains | 7950 | 3 | 3.77 | Residential | No | Behind the Meter | Sunrun Installation Services, Inc. | JCP&L | Accepted | 2019-06-26 | 2019-06-28 | 2020-06-28 | REC Solar | REC290TP2 BLK | Solar Panels |  | 0.29 | 13 | 116 | 23 |  | Fixed | Roof
Solar Registration Program | NJSRRE1541494864 | Morris Plains | 7950 | 3 | 3.77 | Residential | No | Behind the Meter | Sunrun Installation Services, Inc. | JCP&L | Accepted | 2019-06-26 | 2019-06-28 | 2020-06-28 | Ningbo Ginlong Technologies | Solis-1P3.6K-4G-US | Inverters | 3600 |  | 1 |  |  | 0.96 |  | Outdoor | Next To Meter
Solar Registration Program | NJSRRE1541609045 | West Orange | 7052 | 9 | 3.77 | Residential | No | Behind the Meter | Sunrun Installation Services, Inc. | PSE&G | Accepted | 2019-07-03 | 2019-07-09 | 2020-07-09 | REC Solar | REC290TP2 BLK | Solar Panels |  | 0.29 | 13 | 193 | 10 |  | Fixed | Roof
Solar Registration Program | NJSRRE1541609045 | West Orange | 7052 | 9 | 3.77 | Residential | No | Behind the Meter | Sunrun Installation Services, Inc. | PSE&G | Accepted | 2019-07-03 | 2019-07-09 | 2020-07-09 | Ningbo Ginlong Technologies | Solis-1P3.6K-4G-US | Inverters | 3600 |  | 1 |  |  | 0.96 |  | Outdoor | Next To Meter
Solar Registration Program | NJSRRE1541615556 | Sicklerville | 8081 | 14 | 3.77 | Residential | Yes | Behind the Meter | Sunrun Installation Services, Inc. | AC Electric | Accepted | 2019-07-05 | 2019-07-10 | 2020-07-10 | REC Solar | REC290TP2 BLK | Solar Panels |  | 0.29 | 13 | 127 | 23 |  | Fixed | Roof
Solar Registration Program | NJSRRE1541615556 | Sicklerville | 8081 | 14 | 3.77 | Residential | Yes | Behind the Meter | Sunrun Installation Services, Inc. | AC Electric | Accepted | 2019-07-05 | 2019-07-10 | 2020-07-10 | Ningbo Ginlong Technologies | Solis-1P3.6K-4G-US | Inverters | 3600 |  | 1 |  |  | 0.96 |  | Outdoor | Next To Meter
Solar Registration Program | NJSRRE1541730112 | Newton | 7860 | 1 | 3.77 | Residential | Yes | Behind the Meter | Sunrun Installation Services, Inc. | JCP&L | Accepted | 2019-08-01 | 2019-08-06 | 2020-08-06 | REC Solar | REC290TP2 BLK | Solar Panels |  | 0.29 | 13 | 134 | 23 |  | Fixed | Roof
Solar Registration Program | NJSRRE1541730112 | Newton | 7860 | 1 | 3.77 | Residential | Yes | Behind the Meter | Sunrun Installation Services, Inc. | JCP&L | Accepted | 2019-08-01 | 2019-08-06 | 2020-08-06 | SolarEdge Technologies | SE3800A-USS2RGM | Inverters | 3800 |  | 1 |  |  | 0.96 |  | Outdoor | Next To Meter
Solar Registration Program | NJSRRE1541730112 | Newton | 7860 | 1 | 3.77 | Residential | Yes | Behind the Meter | Sunrun Installation Services, Inc. | JCP&L | Accepted | 2019-08-01 | 2019-08-06 | 2020-08-06 | LG Chem | RESU 10H SEG | Electric Storage Battery |  |  | 1 |  |  |  | Lithium Ion |  | outside
Solar Registration Program | NJSRRE1541835371 | Passaic City | 7055 | 6 | 3.77 | Residential | Yes | Behind the Meter | Sunrun Installation Services, Inc. | PSE&G | Accepted | 2019-08-14 | 2019-08-23 | 2020-08-23 | REC Solar | REC290TP2 BLK | Solar Panels |  | 0.29 | 2 | 174 | 18 |  | Fixed | Roof
Solar Registration Program | NJSRRE1541835371 | Passaic City | 7055 | 6 | 3.77 | Residential | Yes | Behind the Meter | Sunrun Installation Services, Inc. | PSE&G | Accepted | 2019-08-14 | 2019-08-23 | 2020-08-23 | REC Solar | REC290TP2 BLK | Solar Panels |  | 0.29 | 11 | 173 | 40 |  | Fixed | Roof
Solar Registration Program | NJSRRE1541835371 | Passaic City | 7055 | 6 | 3.77 | Residential | Yes | Behind the Meter | Sunrun Installation Services, Inc. | PSE&G | Accepted | 2019-08-14 | 2019-08-23 | 2020-08-23 | SolarEdge Technologies | SE3000H-USRGM | Inverters | 3000 |  | 1 |  |  | 0.96 |  | Outdoor | Next To Meter
Solar Registration Program | NJSRRE1541877956 | Newark City | 7104 | 9 | 3.77 | Residential | Yes | Behind the Meter | Sunrun Installation Services, Inc. | PSE&G | Accepted | 2019-08-22 | 2019-08-27 | 2020-08-27 | REC Solar | REC290TP2 BLK | Solar Panels |  | 0.29 | 13 | 203 | 37 |  | Fixed | Roof
Solar Registration Program | NJSRRE1541877956 | Newark City | 7104 | 9 | 3.77 | Residential | Yes | Behind the Meter | Sunrun Installation Services, Inc. | PSE&G | Accepted | 2019-08-22 | 2019-08-27 | 2020-08-27 | Ningbo Ginlong Technologies | Solis-1P3K-4G-US | Inverters | 3000 |  | 1 |  |  | 0.96 |  | Outdoor | Next To Meter
Solar Registration Program | NJSRRE1542441843 | Weehawken | 7086 | 8 | 3.77 | Residential | No | Behind the Meter | Sunrun Installation Services, Inc. | PSE&G | Accepted | 2019-09-25 | 2019-09-27 | 2020-09-27 | REC Solar | REC290TP2 BLK | Solar Panels |  | 0.29 | 13 | 116 | 10 |  | Fixed | Roof
Solar Registration Program | NJSRRE1542441843 | Weehawken | 7086 | 8 | 3.77 | Residential | No | Behind the Meter | Sunrun Installation Services, Inc. | PSE&G | Accepted | 2019-09-25 | 2019-09-27 | 2020-09-27 | Ningbo Ginlong Technologies | Solis-1P3K-4G-US | Inverters | 3000 |  | 1 |  |  | 0.96 |  | Outdoor | Next To Meter
Solar Registration Program | NJSRRE1542582606 | North Arlington | 7031 | 7 | 3.77 | Residential | Yes | Behind the Meter | Sunrun Installation Services, Inc. | PSE&G | Accepted | 2019-10-24 | 2019-10-28 | 2020-10-28 | REC Solar | REC290TP2 BLK | Solar Panels |  | 0.29 | 13 | 32 | 34 |  | Fixed | Roof
Solar Registration Program | NJSRRE1542582606 | North Arlington | 7031 | 7 | 3.77 | Residential | Yes | Behind the Meter | Sunrun Installation Services, Inc. | PSE&G | Accepted | 2019-10-24 | 2019-10-28 | 2020-10-28 | Delta Electronics | M4-TL-US | Inverters | 3840 |  | 1 |  |  | 0.96 |  | Outdoor | Next To Meter
Solar Registration Program | NJSRRE1542685675 | Englewood City | 7631 | 7 | 3.77 | Residential | No | Behind the Meter | Sunrun Installation Services, Inc. | PSE&G | Accepted | 2019-10-28 | 2019-10-30 | 2020-10-30 | REC Solar | REC290TP2 BLK | Solar Panels |  | 0.29 | 13 | 216 | 10 |  | Fixed | Roof
Solar Registration Program | NJSRRE1542685675 | Englewood City | 7631 | 7 | 3.77 | Residential | No | Behind the Meter | Sunrun Installation Services, Inc. | PSE&G | Accepted | 2019-10-28 | 2019-10-30 | 2020-10-30 | Delta Electronics | M4-TL-US | Inverters | 3840 |  | 1 |  |  | 0.96 |  | Outdoor | Next To Meter
Solar Registration Program | NJSRRE1542910129 | Clementon | 8021 | 14 | 3.77 | Residential | Yes | Behind the Meter | Sunrun Installation Services, Inc. | AC Electric | Accepted | 2019-11-04 | 2019-11-06 | 2020-11-06 | REC Solar | REC290TP2 BLK | Solar Panels |  | 0.29 | 13 | 85 | 23 |  | Fixed | Roof
Solar Registration Program | NJSRRE1542910129 | Clementon | 8021 | 14 | 3.77 | Residential | Yes | Behind the Meter | Sunrun Installation Services, Inc. | AC Electric | Accepted | 2019-11-04 | 2019-11-06 | 2020-11-06 | Delta Electronics | M4-TL-US | Inverters | 3840 |  | 1 |  |  | 0.96 |  | Outdoor | Next To Meter
Solar Registration Program | NJSRRE1543418151 | Ventnor City | 8406 | 19 | 3.77 | Residential | Yes | Behind the Meter | Sunrun Installation Services, Inc. | AC Electric | Accepted | 2019-11-18 | 2019-11-21 | 2020-11-21 | REC Solar | REC290TP2 BLK | Solar Panels |  | 0.29 | 13 | 148 | 34 |  | Fixed | Roof
Solar Registration Program | NJSRRE1543418151 | Ventnor City | 8406 | 19 | 3.77 | Residential | Yes | Behind the Meter | Sunrun Installation Services, Inc. | AC Electric | Accepted | 2019-11-18 | 2019-11-21 | 2020-11-21 | Delta Electronics | M4-TL-US | Inverters | 3840 |  | 1 |  |  | 0.96 |  | Outdoor | Next To Meter
Solar Registration Program | NJSRRE1543421492 | Maplewood | 7040 | 9 | 3.77 | Residential | Yes | Behind the Meter | Sunrun Installation Services, Inc. | PSE&G | Accepted | 2019-11-19 | 2019-11-25 | 2020-11-25 | REC Solar | REC290TP2 BLK | Solar Panels |  | 0.29 | 13 | 137 | 30 |  | Fixed | Roof
Solar Registration Program | NJSRRE1543421492 | Maplewood | 7040 | 9 | 3.77 | Residential | Yes | Behind the Meter | Sunrun Installation Services, Inc. | PSE&G | Accepted | 2019-11-19 | 2019-11-25 | 2020-11-25 | Delta Electronics | M4-TL-US | Inverters | 3840 |  | 1 |  |  | 0.96 |  | Outdoor | Next To Meter
Solar Registration Program | NJSRRE1543421592 | Union | 7083 | 10 | 3.77 | Residential | Yes | Behind the Meter | Sunrun Installation Services, Inc. | PSE&G | Accepted | 2019-11-19 | 2019-11-21 | 2020-11-21 | REC Solar | REC290TP2 BLK | Solar Panels |  | 0.29 | 13 | 308 | 9 |  | Fixed | Roof
Solar Registration Program | NJSRRE1543421592 | Union | 7083 | 10 | 3.77 | Residential | Yes | Behind the Meter | Sunrun Installation Services, Inc. | PSE&G | Accepted | 2019-11-19 | 2019-11-21 | 2020-11-21 | Delta Electronics | M4-TL-US | Inverters | 3840 |  | 1 |  |  | 0.96 |  | Outdoor | Next To Meter
Solar Registration Program | NJSRRE1543434119 | Newton | 7860 | 1 | 3.77 | Residential | Yes | Behind the Meter | Sunrun Installation Services, Inc. | JCP&L | Accepted | 2019-11-21 | 2019-11-27 | 2020-11-27 | REC Solar | REC290TP2 BLK | Solar Panels |  | 0.29 | 13 | 187 | 23 |  | Fixed | Roof
Solar Registration Program | NJSRRE1543434119 | Newton | 7860 | 1 | 3.77 | Residential | Yes | Behind the Meter | Sunrun Installation Services, Inc. | JCP&L | Accepted | 2019-11-21 | 2019-11-27 | 2020-11-27 | Delta Electronics | M4-TL-US | Inverters | 3840 |  | 1 |  |  | 0.96 |  | Outdoor | Next To Meter
Solar Registration Program | NJSRRE1543436638 | Mays Landing | 8330 | 19 | 3.77 | Residential | Yes | Behind the Meter | Sunrun Installation Services, Inc. | AC Electric | Accepted | 2019-11-22 | 2019-11-26 | 2020-11-26 | REC Solar | REC290TP2 BLK | Solar Panels |  | 0.29 | 13 | 180 | 23 |  | Fixed | Roof
Solar Registration Program | NJSRRE1543436638 | Mays Landing | 8330 | 19 | 3.77 | Residential | Yes | Behind the Meter | Sunrun Installation Services, Inc. | AC Electric | Accepted | 2019-11-22 | 2019-11-26 | 2020-11-26 | Delta Electronics | M4-TL-US | Inverters | 3840 |  | 1 |  |  | 0.96 |  | Outdoor | Next To Meter
Solar Registration Program | NJSRRE1543446985 | Morris Plains | 7950 | 3 | 3.77 | Residential | No | Behind the Meter | Sunrun Installation Services, Inc. | JCP&L | Accepted | 2019-11-26 | 2019-12-02 | 2020-12-02 | REC Solar | REC290TP2 BLK | Solar Panels |  | 0.29 | 6 | 118 | 34 |  | Fixed | Roof
Solar Registration Program | NJSRRE1543446985 | Morris Plains | 7950 | 3 | 3.77 | Residential | No | Behind the Meter | Sunrun Installation Services, Inc. | JCP&L | Accepted | 2019-11-26 | 2019-12-02 | 2020-12-02 | REC Solar | REC290TP2 BLK | Solar Panels |  | 0.29 | 7 | 208 | 34 |  | Fixed | Roof
Solar Registration Program | NJSRRE1543446985 | Morris Plains | 7950 | 3 | 3.77 | Residential | No | Behind the Meter | Sunrun Installation Services, Inc. | JCP&L | Accepted | 2019-11-26 | 2019-12-02 | 2020-12-02 | Delta Electronics | M4-TL-US | Inverters | 3840 |  | 1 |  |  | 0.96 |  | Outdoor | Next To Meter
Solar Registration Program | NJSRRE1543820206 | West Paterson | 7424 | 6 | 3.77 | Residential | Yes | Behind the Meter | Sunrun Installation Services, Inc. | PSE&G | Accepted | 2019-12-26 | 2019-12-31 | 2020-12-31 | REC Solar | REC290TP2 BLK | Solar Panels |  | 0.29 | 13 | 206 | 40 |  | Fixed | Roof
Solar Registration Program | NJSRRE1543820206 | West Paterson | 7424 | 6 | 3.77 | Residential | Yes | Behind the Meter | Sunrun Installation Services, Inc. | PSE&G | Accepted | 2019-12-26 | 2019-12-31 | 2020-12-31 | Delta Electronics | M4-TL-US | Inverters | 3840 |  | 1 |  |  | 0.96 |  | Outdoor | Next To Meter
Solar Registration Program | NJSRRE1540212022 | GALLOWAY | 8205 | 19 | 3.78 | Residential | Yes | Behind the Meter | Vivint Solar Developer, LLC | AC Electric | Accepted | 2019-01-07 | 2019-04-30 | 2020-04-30 | Hanwha Solar | Q.PEAK DUO BLK-G5 315 | Solar Panels |  | 0.315 | 5 | 134 | 19 |  | Fixed | Roof
Solar Registration Program | NJSRRE1540212022 | GALLOWAY | 8205 | 19 | 3.78 | Residential | Yes | Behind the Meter | Vivint Solar Developer, LLC | AC Electric | Accepted | 2019-01-07 | 2019-04-30 | 2020-04-30 | Hanwha Solar | Q.PEAK DUO BLK-G5 315 | Solar Panels |  | 0.315 | 7 | 314 | 19 |  | Fixed | Roof
Solar Registration Program | NJSRRE1540212022 | GALLOWAY | 8205 | 19 | 3.78 | Residential | Yes | Behind the Meter | Vivint Solar Developer, LLC | AC Electric | Accepted | 2019-01-07 | 2019-04-30 | 2020-04-30 | Solar Edge | SE3800H-US | Inverters | 3800 |  | 1 |  |  | 0.992 |  | Outdoor | Near the Utility Meter
Solar Registration Program | NJSRRE1540219886 | North Bergen | 7047 | 8 | 3.78 | Residential | Yes | Behind the Meter | Suntuity Solar LLC | PSE&G | Accepted | 2019-01-09 | 2019-02-20 | 2020-02-20 | Hanwha Solar | Q-Cells 315 Mono | Solar Panels |  | 0.315 | 12 | 122 | 38 |  | Fixed | Roof
Solar Registration Program | NJSRRE1540219886 | North Bergen | 7047 | 8 | 3.78 | Residential | Yes | Behind the Meter | Suntuity Solar LLC | PSE&G | Accepted | 2019-01-09 | 2019-02-20 | 2020-02-20 | SolarEdge | SE3800H-US | Inverters | 3800 |  | 1 |  |  | 0.99 |  | Outdoor | Besides the meter
Solar Registration Program | NJSRRE1540239438 | Camden | 8105 | 14 | 3.78 | Residential | Yes | Behind the Meter | Vivint Solar Developer, LLC | PSE&G | Accepted | 2019-01-14 | 2019-01-16 | 2020-01-16 | Hanwha Solar | Q.PEAK DUO BLK-G5 315 | Solar Panels |  | 0.315 | 12 | 352 | 2 |  | Fixed | Roof
Solar Registration Program | NJSRRE1540239438 | Camden | 8105 | 14 | 3.78 | Residential | Yes | Behind the Meter | Vivint Solar Developer, LLC | PSE&G | Accepted | 2019-01-14 | 2019-01-16 | 2020-01-16 | Solar Edge | SE3800H-US | Inverters | 3800 |  | 1 |  |  | 0.992 |  | Outdoor | Near the Utility Meter
Solar Registration Program | NJSRRE1540251576 | South Plainfield | 7080 | 11 | 3.78 | Residential | Yes | Behind the Meter | Pro Custom Solar dba Momentum Solar | PSE&G | Accepted | 2019-01-16 | 2019-01-21 | 2020-01-21 | HANWHA | Q.PEAK DUO BLK-G5 315 | Solar Panels |  | 0.315 | 9 | 220 | 20 |  | Fixed | Roof
Solar Registration Program | NJSRRE1540251576 | South Plainfield | 7080 | 11 | 3.78 | Residential | Yes | Behind the Meter | Pro Custom Solar dba Momentum Solar | PSE&G | Accepted | 2019-01-16 | 2019-01-21 | 2020-01-21 | HANWHA | Q.PEAK DUO BLK-G5 315 | Solar Panels |  | 0.315 | 3 | 220 | 15 |  | Fixed | Roof
Solar Registration Program | NJSRRE1540251576 | South Plainfield | 7080 | 11 | 3.78 | Residential | Yes | Behind the Meter | Pro Custom Solar dba Momentum Solar | PSE&G | Accepted | 2019-01-16 | 2019-01-21 | 2020-01-21 | ENPHASE | IQ7-60-2-US | Inverters | 250 |  | 12 |  |  | 0.97 |  | Outdoor | ROOF
Solar Registration Program | NJSRRE1540272064 | Mullica Hill | 8062 | 15 | 3.78 | Residential | Yes | Behind the Meter | Tesla Energy Operations Inc | AC Electric | Accepted | 2019-01-23 | 2019-04-30 | 2020-04-30 | SC Std | SC315B2 | Solar Panels |  | 0.315 | 12 | 224 | 25 |  | Fixed | Roof
Solar Registration Program | NJSRRE1540272064 | Mullica Hill | 8062 | 15 | 3.78 | Residential | Yes | Behind the Meter | Tesla Energy Operations Inc | AC Electric | Accepted | 2019-01-23 | 2019-04-30 | 2020-04-30 | Delta | Solivia 3.8 TL | Inverters | 3800 |  | 1 |  |  | 0.975 |  | Outdoor | Outdoor
Solar Registration Program | NJSRRE1540295687 | Seaside Heights | 8751 | 18 | 3.78 | Residential | No | Behind the Meter | Trinity Solar | Unknown | Accepted | 2019-01-29 | 2019-01-30 | 2020-01-30 | HANWHA | Q.PEAK DUO BLK-G5 315 | Solar Panels |  | 0.315 | 12 | 187 | 30 |  | Fixed | Roof
Solar Registration Program | NJSRRE1540295687 | Seaside Heights | 8751 | 18 | 3.78 | Residential | No | Behind the Meter | Trinity Solar | Unknown | Accepted | 2019-01-29 | 2019-01-30 | 2020-01-30 | Solar Edge | SE3000H-US000NNC2 | Inverters | 3000 |  | 1 |  |  | 0.97 |  | Outdoor | side of home
Solar Registration Program | NJSRRE1540295801 | Farmingdale | 7727 | 17 | 3.78 | Residential | Yes | Behind the Meter | Vivint Solar Developer, LLC | JCP&L | Accepted | 2019-01-31 | 2019-02-01 | 2020-02-01 | Hanwha Solar | Q.Peak BLK-G5 315 | Solar Panels |  | 0.315 | 12 | 176 | 18 |  | Fixed | Roof
Solar Registration Program | NJSRRE1540295801 | Farmingdale | 7727 | 17 | 3.78 | Residential | Yes | Behind the Meter | Vivint Solar Developer, LLC | JCP&L | Accepted | 2019-01-31 | 2019-02-01 | 2020-02-01 | Solar Edge | SE3800H-US | Inverters | 3800 |  | 1 |  |  | 0.992 |  | Outdoor | Near the Utility Meter.
Solar Registration Program | NJSRRE1540295917 | Gibbstown | 8027 | 15 | 3.78 | Residential | No | Behind the Meter | Vision Solar LLC | AC Electric | Accepted | 2019-01-29 | 2019-01-30 | 2020-01-30 | hanwha qcells | qpeak duo-g5 315 | Solar Panels |  | 0.315 | 12 | 83 | 40 |  | Fixed | Roof
Solar Registration Program | NJSRRE1540295917 | Gibbstown | 8027 | 15 | 3.78 | Residential | No | Behind the Meter | Vision Solar LLC | AC Electric | Accepted | 2019-01-29 | 2019-01-30 | 2020-01-30 | Solaredge | se3000A-us (240) | Inverters | 3000 |  | 1 |  |  | 0.96 |  | Outside | adj to utility meter
Solar Registration Program | NJSRRE1540378251 | West New York | 7093 | 8 | 3.78 | Residential | Yes | Behind the Meter | Pro Custom Solar dba Momentum Solar | PSE&G | Accepted | 2019-02-19 | 2019-02-21 | 2020-02-21 | HANWHA | Q.PEAK DUO BLK-G5 315 | Solar Panels |  | 0.315 | 8 | 210 | 23 |  | Fixed | Roof
Solar Registration Program | NJSRRE1540378251 | West New York | 7093 | 8 | 3.78 | Residential | Yes | Behind the Meter | Pro Custom Solar dba Momentum Solar | PSE&G | Accepted | 2019-02-19 | 2019-02-21 | 2020-02-21 | HANWHA | Q.PEAK DUO BLK-G5 315 | Solar Panels |  | 0.315 | 4 | 30 | 22 |  | Fixed | Roof
Solar Registration Program | NJSRRE1540378251 | West New York | 7093 | 8 | 3.78 | Residential | Yes | Behind the Meter | Pro Custom Solar dba Momentum Solar | PSE&G | Accepted | 2019-02-19 | 2019-02-21 | 2020-02-21 | ENPHASE | IQ6-60-2-US | Inverters | 240 |  | 12 |  |  | 0.97 |  | Outdoor | ROOF
Solar Registration Program | NJSRRE1540502293 | KENDALL PARK | 8824 | 11 | 3.78 | Residential | Yes | Behind the Meter | Vivint Solar Developer, LLC | PSE&G | Accepted | 2019-03-20 | 2019-05-01 | 2020-05-01 | Hanwha Solar | Q.PEAK BLK-G5 315 | Solar Panels |  | 0.315 | 8 | 242 | 19 |  | Fixed | Roof
Solar Registration Program | NJSRRE1540502293 | KENDALL PARK | 8824 | 11 | 3.78 | Residential | Yes | Behind the Meter | Vivint Solar Developer, LLC | PSE&G | Accepted | 2019-03-20 | 2019-05-01 | 2020-05-01 | Hanwha Solar | Q.PEAK BLK-G5 315 | Solar Panels |  | 0.315 | 4 | 242 | 19 |  | Fixed | Roof
Solar Registration Program | NJSRRE1540502293 | KENDALL PARK | 8824 | 11 | 3.78 | Residential | Yes | Behind the Meter | Vivint Solar Developer, LLC | PSE&G | Accepted | 2019-03-20 | 2019-05-01 | 2020-05-01 | Solar Edge | SE3800H-US | Inverters | 3800 |  | 1 |  |  | 0.992 |  | Outdoor | Near the Utility Meter
Solar Registration Program | NJSRRE1540829635 | Maywood | 7607 | 7 | 3.78 | Residential | Yes | Behind the Meter | Pro Custom Solar dba Momentum Solar | PSE&G | Accepted | 2019-04-08 | 2019-04-09 | 2020-04-09 | HANWHA | Q.PEAK DUO BLK-G5 315 | Solar Panels |  | 0.315 | 12 | 125 | 20 |  | Fixed | Roof
Solar Registration Program | NJSRRE1540829635 | Maywood | 7607 | 7 | 3.78 | Residential | Yes | Behind the Meter | Pro Custom Solar dba Momentum Solar | PSE&G | Accepted | 2019-04-08 | 2019-04-09 | 2020-04-09 | ENPHASE | IQ7-60-2-US | Inverters | 250 |  | 12 |  |  | 0.97 |  | Outdoor | ROOF
Solar Registration Program | NJSRRE1540894451 | Carteret | 7008 | 11 | 3.78 | Residential | Yes | Behind the Meter | Pro Custom Solar dba Momentum Solar | PSE&G | Accepted | 2019-04-25 | 2019-04-26 | 2020-04-26 | HANWHA | Q.PEAK DUO BLK-G5 315 | Solar Panels |  | 0.315 | 12 | 187 | 31 |  | Fixed | Roof
Solar Registration Program | NJSRRE1540894451 | Carteret | 7008 | 11 | 3.78 | Residential | Yes | Behind the Meter | Pro Custom Solar dba Momentum Solar | PSE&G | Accepted | 2019-04-25 | 2019-04-26 | 2020-04-26 | ENPHASE | IQ7-60-2-US | Inverters | 250 |  | 12 |  |  | 0.97 |  | Outdoor | ROOF
Solar Registration Program | NJSRRE1540970881 | Willingboro | 8046 | 13 | 3.78 | Residential | Yes | Behind the Meter | Pro Custom Solar dba Momentum Solar | PSE&G | Accepted | 2019-05-08 | 2019-05-13 | 2020-05-13 | HANWHA | Q.PEAK DUO BLK-G5 315 | Solar Panels |  | 0.315 | 12 | 106 | 26 |  | Fixed | Roof
Solar Registration Program | NJSRRE1540970881 | Willingboro | 8046 | 13 | 3.78 | Residential | Yes | Behind the Meter | Pro Custom Solar dba Momentum Solar | PSE&G | Accepted | 2019-05-08 | 2019-05-13 | 2020-05-13 | ENPHASE | IQ7-60-2-US | Inverters | 250 |  | 12 |  |  | 0.97 |  | Outdoor | ROOF
Solar Registration Program | NJSRRE1540989307 | Dumont | 7628 | 7 | 3.78 | Residential | Yes | Behind the Meter | Vivint Solar Developer, LLC | PSE&G | Accepted | 2019-05-16 | 2019-05-17 | 2020-05-17 | HANWHA SOLAR | Q.PEAK BLK-G5 315 | Solar Panels |  | 0.315 | 12 | 177 | 44 |  | Fixed | Roof
Solar Registration Program | NJSRRE1540989307 | Dumont | 7628 | 7 | 3.78 | Residential | Yes | Behind the Meter | Vivint Solar Developer, LLC | PSE&G | Accepted | 2019-05-16 | 2019-05-17 | 2020-05-17 | SOLAR EDGE | SE3800H-US | Inverters | 3800 |  | 1 |  |  | 0.992 |  | Outdoor | Near the Utility Meter
Solar Registration Program | NJSRRE1540992256 | Cliffwood | 7721 | 17 | 3.78 | Residential | Yes | Behind the Meter | Vivint Solar Developer, LLC | JCP&L | Accepted | 2019-05-16 | 2019-05-21 | 2020-05-21 | Hanwha Solar | Q.Peak BLK-G5 315 | Solar Panels |  | 0.315 | 7 | 230 | 19 |  | Fixed | Roof
Solar Registration Program | NJSRRE1540992256 | Cliffwood | 7721 | 17 | 3.78 | Residential | Yes | Behind the Meter | Vivint Solar Developer, LLC | JCP&L | Accepted | 2019-05-16 | 2019-05-21 | 2020-05-21 | Hanwha Solar | Q.Peak BLK-G5 315 | Solar Panels |  | 0.315 | 5 | 230 | 19 |  | Fixed | Roof
Solar Registration Program | NJSRRE1540992256 | Cliffwood | 7721 | 17 | 3.78 | Residential | Yes | Behind the Meter | Vivint Solar Developer, LLC | JCP&L | Accepted | 2019-05-16 | 2019-05-21 | 2020-05-21 | Solar Edge | SE3800H-US | Inverters | 3800 |  | 1 |  |  | 0.992 |  | Outdoor | Near the Utility Meter.
Solar Registration Program | NJSRRE1541119741 | PLAINFIELD | 7062 | 10 | 3.78 | Residential | Yes | Behind the Meter | Pro Custom Solar dba Momentum Solar | PSE&G | Accepted | 2019-06-06 | 2019-06-10 | 2020-06-10 | HANWHA | Q.PEAK DUO BLK-G5 315 | Solar Panels |  | 0.315 | 4 | 217 | 30 |  | Fixed | Roof
Solar Registration Program | NJSRRE1541119741 | PLAINFIELD | 7062 | 10 | 3.78 | Residential | Yes | Behind the Meter | Pro Custom Solar dba Momentum Solar | PSE&G | Accepted | 2019-06-06 | 2019-06-10 | 2020-06-10 | HANWHA | Q.PEAK DUO BLK-G5 315 | Solar Panels |  | 0.315 | 3 | 127 | 16 |  | Fixed | Roof
Solar Registration Program | NJSRRE1541119741 | PLAINFIELD | 7062 | 10 | 3.78 | Residential | Yes | Behind the Meter | Pro Custom Solar dba Momentum Solar | PSE&G | Accepted | 2019-06-06 | 2019-06-10 | 2020-06-10 | HANWHA | Q.PEAK DUO BLK-G5 315 | Solar Panels |  | 0.315 | 5 | 127 | 31 |  | Fixed | Roof
Solar Registration Program | NJSRRE1541119741 | PLAINFIELD | 7062 | 10 | 3.78 | Residential | Yes | Behind the Meter | Pro Custom Solar dba Momentum Solar | PSE&G | Accepted | 2019-06-06 | 2019-06-10 | 2020-06-10 | ENPHASE | IQ7-60-2-US | Inverters | 240 |  | 12 |  |  | 0.97 |  | Outdoor | ROOF
Solar Registration Program | NJSRRE1541121848 | Sicklerville | 8081 | 14 | 3.78 | Residential | No | Behind the Meter | Trinity Solar | AC Electric | Accepted | 2019-06-06 | 2019-06-11 | 2020-06-11 | Hanwha | Q.PEAK DUO BLK-G5 315 | Solar Panels |  | 0.315 | 12 | 243 | 30 |  | Fixed | Roof
Solar Registration Program | NJSRRE1541121848 | Sicklerville | 8081 | 14 | 3.78 | Residential | No | Behind the Meter | Trinity Solar | AC Electric | Accepted | 2019-06-06 | 2019-06-11 | 2020-06-11 | Solar Edge | SE3000 | Inverters | 3000 |  | 1 |  |  | 0.97 |  | Other | side of home
Solar Registration Program | NJSRRE1541125406 | North Plainfield | 7063 | 10 | 3.78 | Residential | Yes | Behind the Meter | Pro Custom Solar dba Momentum Solar | PSE&G | Accepted | 2019-06-07 | 2019-07-01 | 2020-07-01 | HANWHA | Q.PEAK DUO BLK-G5 315 | Solar Panels |  | 0.315 | 12 | 148 | 23 |  | Fixed | Roof
Solar Registration Program | NJSRRE1541125406 | North Plainfield | 7063 | 10 | 3.78 | Residential | Yes | Behind the Meter | Pro Custom Solar dba Momentum Solar | PSE&G | Accepted | 2019-06-07 | 2019-07-01 | 2020-07-01 | ENPHASE | IQ7-60-2-US | Inverters | 240 |  | 12 |  |  | 0.97 |  | Outdoor | ROOF
Solar Registration Program | NJSRRE1541419383 | Bayonne | 7002 | 8 | 3.78 | Residential | Yes | Behind the Meter | Pro Custom Solar dba Momentum Solar | PSE&G | Accepted | 2019-06-18 | 2019-06-20 | 2020-06-20 | Hanwha | Q.PEAK DUO BLK-G5 315 | Solar Panels |  | 0.315 | 4 | 188 | 46 |  | Fixed | Roof
Solar Registration Program | NJSRRE1541419383 | Bayonne | 7002 | 8 | 3.78 | Residential | Yes | Behind the Meter | Pro Custom Solar dba Momentum Solar | PSE&G | Accepted | 2019-06-18 | 2019-06-20 | 2020-06-20 | Hanwha | Q.PEAK DUO BLK-G5 315 | Solar Panels |  | 0.315 | 8 | 8 | 46 |  | Fixed | Roof
Solar Registration Program | NJSRRE1541419383 | Bayonne | 7002 | 8 | 3.78 | Residential | Yes | Behind the Meter | Pro Custom Solar dba Momentum Solar | PSE&G | Accepted | 2019-06-18 | 2019-06-20 | 2020-06-20 | Enphase | IQ7-60-2-US | Inverters | 250 |  | 12 |  |  | 0.97 |  | Outdoor | Roof
Solar Registration Program | NJSRRE1541431097 | Ewing | 8560 | 12 | 3.78 | Residential | Yes | Behind the Meter | Trinity Solar | PSE&G | Accepted | 2019-06-19 | 2019-06-24 | 2020-06-24 | Hanwha | Q.PEAK DUO BLK-G5 315 | Solar Panels |  | 0.315 | 12 | 215 | 14 |  | Fixed | Roof
Solar Registration Program | NJSRRE1541431097 | Ewing | 8560 | 12 | 3.78 | Residential | Yes | Behind the Meter | Trinity Solar | PSE&G | Accepted | 2019-06-19 | 2019-06-24 | 2020-06-24 | Solar Edge | SE3000 | Inverters | 3000 |  | 1 |  |  | 0.97 |  | Outside | side of home
Solar Registration Program | NJSRRE1541481645 | Union | 7083 | 10 | 3.78 | Residential | Yes | Behind the Meter | Vivint Solar Developer, LLC | PSE&G | Accepted | 2019-07-01 | 2019-07-01 | 2020-07-01 | Hanwha Solar | Q.PEAK BLK-G5 315 | Solar Panels |  | 0.315 | 2 | 219 | 28 |  | Fixed | Roof
Solar Registration Program | NJSRRE1541481645 | Union | 7083 | 10 | 3.78 | Residential | Yes | Behind the Meter | Vivint Solar Developer, LLC | PSE&G | Accepted | 2019-07-01 | 2019-07-01 | 2020-07-01 | Hanwha Solar | Q.PEAK BLK-G5 315 | Solar Panels |  | 0.315 | 10 | 219 | 28 |  | Fixed | Roof
Solar Registration Program | NJSRRE1541481645 | Union | 7083 | 10 | 3.78 | Residential | Yes | Behind the Meter | Vivint Solar Developer, LLC | PSE&G | Accepted | 2019-07-01 | 2019-07-01 | 2020-07-01 | SolarEdge | SE3800H-US | Inverters | 3800 |  | 1 |  |  | 0.992 |  | Outdoor | Near The Utility Meter
Solar Registration Program | NJSRRE1541500308 | Sicklerville | 8081 | 14 | 3.78 | Residential | Yes | Behind the Meter | Trinity Solar | AC Electric | Accepted | 2019-06-27 | 2019-07-01 | 2020-07-01 | Hanwha | Q.PEAK DUO BLK-G5 315 | Solar Panels |  | 0.315 | 12 | 68 | 23 |  | Fixed | Roof
Solar Registration Program | NJSRRE1541500308 | Sicklerville | 8081 | 14 | 3.78 | Residential | Yes | Behind the Meter | Trinity Solar | AC Electric | Accepted | 2019-06-27 | 2019-07-01 | 2020-07-01 | Solar Edge | SE3000 | Inverters | 3000 |  | 1 |  |  | 0.97 |  | Outside | side of home
Solar Registration Program | NJSRRE1541637724 | Pleasantville | 8232 | 19 | 3.78 | Residential | Yes | Behind the Meter | Castle Energy, LLC | AC Electric | Accepted | 2019-07-12 | 2019-07-16 | 2020-07-16 | Hanwha QCells | Q.PEAK DUO BLK-G5 315 | Solar Panels |  | 0.315 | 12 | 204 | 20 |  | Fixed | Roof
Solar Registration Program | NJSRRE1541637724 | Pleasantville | 8232 | 19 | 3.78 | Residential | Yes | Behind the Meter | Castle Energy, LLC | AC Electric | Accepted | 2019-07-12 | 2019-07-16 | 2020-07-16 | Enphase Energy | IQ7-60-2-US | Inverters | 240 |  | 12 |  |  | 0.976 |  | Outdoor | On rooftop underneath each solar module
Solar Registration Program | NJSRRE1541644460 | NEWARK | 7112 | 9 | 3.78 | Residential | Yes | Behind the Meter | Pro Custom Solar dba Momentum Solar | PSE&G | Accepted | 2019-07-15 | 2019-07-17 | 2020-07-17 | LG ELECTRONICS | LG315N1C-G4 | Solar Panels |  | 0.315 | 12 | 221 | 34 |  | Fixed | Roof
Solar Registration Program | NJSRRE1541644460 | NEWARK | 7112 | 9 | 3.78 | Residential | Yes | Behind the Meter | Pro Custom Solar dba Momentum Solar | PSE&G | Accepted | 2019-07-15 | 2019-07-17 | 2020-07-17 | ENPHASE | IQ7-60-2-US | Inverters | 250 |  | 12 |  |  | 0.97 |  | Outdoor | Roof
Solar Registration Program | NJSRRE1541655761 | Bergenfield | 7621 | 7 | 3.78 | Residential | Yes | Behind the Meter | Vivint Solar Developer, LLC | PSE&G | Accepted | 2019-07-30 | 2019-07-31 | 2020-07-31 | Hanwha Solar | Q.PEAK BLK-G5 315 | Solar Panels |  | 0.315 | 12 | 179 | 30 |  | Fixed | Roof
Solar Registration Program | NJSRRE1541655761 | Bergenfield | 7621 | 7 | 3.78 | Residential | Yes | Behind the Meter | Vivint Solar Developer, LLC | PSE&G | Accepted | 2019-07-30 | 2019-07-31 | 2020-07-31 | SolarEdge | SE3800H-US | Inverters | 3800 |  | 1 |  |  | 0.992 |  | Outdoor | Near the Utility Meter
Solar Registration Program | NJSRRE1541680372 | Rutherford | 7070 | 7 | 3.78 | Residential | No | Behind the Meter | Tesla Energy Operations Inc | PSE&G | Accepted | 2019-07-18 | 2019-07-22 | 2020-07-22 | Hanwha Q-Cells | # Q.Peak DUO BLK-G5/SC315 | Solar Panels |  | 0.315 | 8 | 305 | 34 |  | Fixed | Roof
Solar Registration Program | NJSRRE1541680372 | Rutherford | 7070 | 7 | 3.78 | Residential | No | Behind the Meter | Tesla Energy Operations Inc | PSE&G | Accepted | 2019-07-18 | 2019-07-22 | 2020-07-22 | Hanwha Q-Cells | # Q.Peak DUO BLK-G5/SC315 | Solar Panels |  | 0.315 | 4 | 125 | 34 |  | Fixed | Roof
Solar Registration Program | NJSRRE1541680372 | Rutherford | 7070 | 7 | 3.78 | Residential | No | Behind the Meter | Tesla Energy Operations Inc | PSE&G | Accepted | 2019-07-18 | 2019-07-22 | 2020-07-22 | SOLAREDGE | # SE3800H-US000SNC2 | Inverters | 3800 |  | 1 |  |  | 0.99 |  | Indoor | Indoor
Solar Registration Program | NJSRRE1541680372 | Rutherford | 7070 | 7 | 3.78 | Residential | No | Behind the Meter | Tesla Energy Operations Inc | PSE&G | Accepted | 2019-07-18 | 2019-07-22 | 2020-07-22 | Tesla | AC Powerwall 2.0 | Electric Storage Battery |  |  | 1 |  |  |  | Lithium Ion |  | Indoors
Solar Registration Program | NJSRRE1541698768 | Secaucus | 7094 | 8 | 3.78 | Residential | Yes | Behind the Meter | Trinity Solar | PSE&G | Accepted | 2019-07-24 | 2019-07-26 | 2020-07-26 | HANWHA | Q.PEAK DUO BLK-G5 315 | Solar Panels |  | 0.315 | 2 | 218 | 23 |  | Fixed | Roof
Solar Registration Program | NJSRRE1541698768 | Secaucus | 7094 | 8 | 3.78 | Residential | Yes | Behind the Meter | Trinity Solar | PSE&G | Accepted | 2019-07-24 | 2019-07-26 | 2020-07-26 | HANWHA | Q.PEAK DUO BLK-G5 315 | Solar Panels |  | 0.315 | 10 | 218 | 40 |  | Fixed | Roof
Solar Registration Program | NJSRRE1541698768 | Secaucus | 7094 | 8 | 3.78 | Residential | Yes | Behind the Meter | Trinity Solar | PSE&G | Accepted | 2019-07-24 | 2019-07-26 | 2020-07-26 | Solar Edge | SE3000H-US | Inverters | 3000 |  | 1 |  |  | 0.97 |  | Outdoor | side of home
Solar Registration Program | NJSRRE1541722793 | Englewood | 7631 | 7 | 3.78 | Residential | Yes | Behind the Meter | Trinity Solar | PSE&G | Accepted | 2019-07-31 | 2019-08-05 | 2020-08-05 | Hanwha | Q.PEAK DUO BLK-G5 315 | Solar Panels |  | 0.315 | 12 | 263 | 30 |  | Fixed | Roof
Solar Registration Program | NJSRRE1541722793 | Englewood | 7631 | 7 | 3.78 | Residential | Yes | Behind the Meter | Trinity Solar | PSE&G | Accepted | 2019-07-31 | 2019-08-05 | 2020-08-05 | Solar edge | SE3000 | Inverters | 3000 |  | 1 |  |  | 0.97 |  | Outside | side of home
Solar Registration Program | NJSRRE1541725696 | PARSIPPANY | 7054 | 3 | 3.78 | Residential | Yes | Behind the Meter | Vivint Solar Developer, LLC | JCP&L | Accepted | 2019-08-21 | 2019-08-23 | 2020-08-23 | HANWHA SOLAR | Q.PEAK BLK-G5 315 | Solar Panels |  | 0.315 | 9 | 92 | 19 |  | Fixed | Roof
Solar Registration Program | NJSRRE1541725696 | PARSIPPANY | 7054 | 3 | 3.78 | Residential | Yes | Behind the Meter | Vivint Solar Developer, LLC | JCP&L | Accepted | 2019-08-21 | 2019-08-23 | 2020-08-23 | HANWHA SOLAR | Q.PEAK BLK-G5 315 | Solar Panels |  | 0.315 | 3 | 92 | 19 |  | Fixed | Pole
Solar Registration Program | NJSRRE1541725696 | PARSIPPANY | 7054 | 3 | 3.78 | Residential | Yes | Behind the Meter | Vivint Solar Developer, LLC | JCP&L | Accepted | 2019-08-21 | 2019-08-23 | 2020-08-23 | SOLAREDGE | SE3800H-US | Inverters | 3800 |  | 1 |  |  | 0.992 |  | Outdoor | Near The Utility Meter
Solar Registration Program | NJSRRE1541726739 | Paterson | 7522 | 6 | 3.78 | Residential | No | Behind the Meter | Trinity Solar | PSE&G | Accepted | 2019-08-01 | 2019-08-06 | 2020-08-06 | Hanwha 315 | Q.PEAK DUO BLK-G5 315 | Solar Panels |  | 0.315 | 12 | 228 | 37 |  | Fixed | Roof
Solar Registration Program | NJSRRE1541726739 | Paterson | 7522 | 6 | 3.78 | Residential | No | Behind the Meter | Trinity Solar | PSE&G | Accepted | 2019-08-01 | 2019-08-06 | 2020-08-06 | Solar Edge | SE3000H-US000BNC4 | Inverters | 3000 |  | 1 |  |  | 0.97 |  | Outside | Side of home
Solar Registration Program | NJSRRE1541788065 | HIGHLANDS | 7732 | 17 | 3.78 | Residential | Yes | Behind the Meter | Vivint Solar Developer, LLC | JCP&L | Accepted | 2019-08-05 | 2019-08-08 | 2020-08-08 | Hanwha Solar | Q.PEAK BLK-G5 315 | Solar Panels |  | 0.315 | 12 | 125 | 37 |  | Fixed | Roof
Solar Registration Program | NJSRRE1541788065 | HIGHLANDS | 7732 | 17 | 3.78 | Residential | Yes | Behind the Meter | Vivint Solar Developer, LLC | JCP&L | Accepted | 2019-08-05 | 2019-08-08 | 2020-08-08 | Solar Edge | SE3800H-US | Inverters | 3800 |  | 1 |  |  | 0.992 |  | Outdoor | Near the Utility Meter
Solar Registration Program | NJSRRE1541788594 | Mansfield Twp | 8022 | 13 | 3.78 | Residential | No | Behind the Meter | New Jersey Clean Energy Solutions | PSE&G | Accepted | 2019-08-05 | 2019-08-08 | 2020-08-08 | Hanwha | QPeak Duo Blk G-5 | Solar Panels |  | 0.315 | 12 | 170 | 27 |  | Fixed | Roof | House
Solar Registration Program | NJSRRE1541788594 | Mansfield Twp | 8022 | 13 | 3.78 | Residential | No | Behind the Meter | New Jersey Clean Energy Solutions | PSE&G | Accepted | 2019-08-05 | 2019-08-08 | 2020-08-08 | Solar Edge | SE3000H-US | Inverters | 3000 |  | 1 |  |  | 0.97 |  | Outside | near meter
Solar Registration Program | NJSRRE1541815520 | East Orange | 7017 | 9 | 3.78 | Residential | Yes | Behind the Meter | Pro Custom Solar dba Momentum Solar | PSE&G | Accepted | 2019-08-12 | 2019-08-23 | 2020-08-23 | HANWHA | Q.PEAK DUO BLK-G5 315 | Solar Panels |  | 0.315 | 4 | 115 | 30 |  | Fixed | Roof
Solar Registration Program | NJSRRE1541815520 | East Orange | 7017 | 9 | 3.78 | Residential | Yes | Behind the Meter | Pro Custom Solar dba Momentum Solar | PSE&G | Accepted | 2019-08-12 | 2019-08-23 | 2020-08-23 | HANWHA | Q.PEAK DUO BLK-G5 315 | Solar Panels |  | 0.315 | 5 | 205 | 30 |  | Fixed | Roof
Solar Registration Program | NJSRRE1541815520 | East Orange | 7017 | 9 | 3.78 | Residential | Yes | Behind the Meter | Pro Custom Solar dba Momentum Solar | PSE&G | Accepted | 2019-08-12 | 2019-08-23 | 2020-08-23 | HANWHA | Q.PEAK DUO BLK-G5 315 | Solar Panels |  | 0.315 | 3 | 115 | 45 |  | Fixed | Roof
Solar Registration Program | NJSRRE1541815520 | East Orange | 7017 | 9 | 3.78 | Residential | Yes | Behind the Meter | Pro Custom Solar dba Momentum Solar | PSE&G | Accepted | 2019-08-12 | 2019-08-23 | 2020-08-23 | Enphase Energy | IQ7-60-2-US | Inverters | 250 |  | 12 |  |  | 0.97 |  | Outdoor | Roof
Solar Registration Program | NJSRRE1541820792 | Clifton | 7011 | 6 | 3.78 | Residential | Yes | Behind the Meter | Pro Custom Solar dba Momentum Solar | PSE&G | Accepted | 2019-08-13 | 2019-08-23 | 2020-08-23 | HANWHA | Q.PEAK DUO BLK-G5 315 | Solar Panels |  | 0.315 | 12 | 252 | 43 |  | Fixed | Roof
Solar Registration Program | NJSRRE1541820792 | Clifton | 7011 | 6 | 3.78 | Residential | Yes | Behind the Meter | Pro Custom Solar dba Momentum Solar | PSE&G | Accepted | 2019-08-13 | 2019-08-23 | 2020-08-23 | Enphase Energy | IQ7-60-2-US | Inverters | 250 |  | 12 |  |  | 0.97 |  | Outdoor | Roof
Solar Registration Program | NJSRRE1541858621 | Dover | 7801 | 3 | 3.78 | Residential | Yes | Behind the Meter | Pro Custom Solar dba Momentum Solar | JCP&L | Accepted | 2019-08-19 | 2019-08-23 | 2020-08-23 | HANWHA | Q.PEAK DUO BLK-G5 315 | Solar Panels |  | 0.315 | 12 | 172 | 22 |  | Fixed | Roof
Solar Registration Program | NJSRRE1541858621 | Dover | 7801 | 3 | 3.78 | Residential | Yes | Behind the Meter | Pro Custom Solar dba Momentum Solar | JCP&L | Accepted | 2019-08-19 | 2019-08-23 | 2020-08-23 | Enphase Energy | IQ6-60-2-US | Inverters | 240 |  | 12 |  |  | 0.97 |  | Outdoor | Roof
Solar Registration Program | NJSRRE1541858914 | Jersey City | 7307 | 8 | 3.78 | Residential | No | Behind the Meter | Trinity Solar | PSE&G | Accepted | 2019-08-19 | 2019-08-23 | 2020-08-23 | Hanwha | Q.PEAK DUO BLK-G5 315 | Solar Panels |  | 0.315 | 12 | 117 | 9 |  | Fixed | Roof
Solar Registration Program | NJSRRE1541858914 | Jersey City | 7307 | 8 | 3.78 | Residential | No | Behind the Meter | Trinity Solar | PSE&G | Accepted | 2019-08-19 | 2019-08-23 | 2020-08-23 | Solar Edge | SE3000 | Inverters | 3000 |  | 1 |  |  | 0.97 |  | Outside | side of home
Solar Registration Program | NJSRRE1541861981 | Wharton | 7885 | 3 | 3.78 | Residential | Yes | Behind the Meter | Vivint Solar Developer, LLC | PSE&G | Accepted | 2019-08-20 | 2019-08-26 | 2020-08-26 | Hanwha | Q.PEAK DUO BLK-G5 315w | Solar Panels |  | 0.315 | 6 | 282 | 41 |  | Fixed | Roof
Solar Registration Program | NJSRRE1541861981 | Wharton | 7885 | 3 | 3.78 | Residential | Yes | Behind the Meter | Vivint Solar Developer, LLC | PSE&G | Accepted | 2019-08-20 | 2019-08-26 | 2020-08-26 | Hanwha | Q.PEAK DUO BLK-G5 315w | Solar Panels |  | 0.315 | 2 | 282 | 41 |  | Fixed | Roof
Solar Registration Program | NJSRRE1541861981 | Wharton | 7885 | 3 | 3.78 | Residential | Yes | Behind the Meter | Vivint Solar Developer, LLC | PSE&G | Accepted | 2019-08-20 | 2019-08-26 | 2020-08-26 | Hanwha | Q.PEAK DUO BLK-G5 315w | Solar Panels |  | 0.315 | 2 | 192 | 20 |  | Fixed | Roof
Solar Registration Program | NJSRRE1541861981 | Wharton | 7885 | 3 | 3.78 | Residential | Yes | Behind the Meter | Vivint Solar Developer, LLC | PSE&G | Accepted | 2019-08-20 | 2019-08-26 | 2020-08-26 | Hanwha | Q.PEAK DUO BLK-G5 315w | Solar Panels |  | 0.315 | 2 | 102 | 41 |  | Fixed | Roof
Solar Registration Program | NJSRRE1541861981 | Wharton | 7885 | 3 | 3.78 | Residential | Yes | Behind the Meter | Vivint Solar Developer, LLC | PSE&G | Accepted | 2019-08-20 | 2019-08-26 | 2020-08-26 | Solar Edge | SE3800H-US | Inverters | 3800 |  | 1 |  |  | 0.992 |  | Outdoor | Near the Utility Meter
Solar Registration Program | NJSRRE1541873620 | New Brunswick | 8901 | 11 | 3.78 | Residential | Yes | Behind the Meter | Trinity Solar | PSE&G | Accepted | 2019-08-22 | 2019-08-27 | 2020-08-27 | HANWHA | Q.PEAK DUO BLK-G5 315 | Solar Panels |  | 0.315 | 12 | 129 | 45 |  | Fixed | Roof
Solar Registration Program | NJSRRE1541873620 | New Brunswick | 8901 | 11 | 3.78 | Residential | Yes | Behind the Meter | Trinity Solar | PSE&G | Accepted | 2019-08-22 | 2019-08-27 | 2020-08-27 | Solar Edge | SE3000H-US000BNC4 | Inverters | 3000 |  | 1 |  |  | 0.97 |  | Outdoor | side of home
Solar Registration Program | NJSRRE1541880876 | Keansburg | 7734 | 17 | 3.78 | Residential | Yes | Behind the Meter | Vivint Solar Developer, LLC | JCP&L | Accepted | 2019-08-23 | 2019-08-27 | 2020-08-27 | HANWHA SOLAR | Q.PEAK BLK-G5 | Solar Panels |  | 0.315 | 5 | 78 | 30 |  | Fixed | Roof
Solar Registration Program | NJSRRE1541880876 | Keansburg | 7734 | 17 | 3.78 | Residential | Yes | Behind the Meter | Vivint Solar Developer, LLC | JCP&L | Accepted | 2019-08-23 | 2019-08-27 | 2020-08-27 | Hanwha solar | Q.PEAK DUO BLK-G5 315 | Solar Panels |  | 0.315 | 7 | 78 | 30 |  | Fixed | Roof
Solar Registration Program | NJSRRE1541880876 | Keansburg | 7734 | 17 | 3.78 | Residential | Yes | Behind the Meter | Vivint Solar Developer, LLC | JCP&L | Accepted | 2019-08-23 | 2019-08-27 | 2020-08-27 | Solaredge | SE3800H-US | Inverters | 3800 |  | 12 |  |  | 0.992 |  | Outdoor | Near the Utility Meter
Solar Registration Program | NJSRRE1541884038 | Westampton | 8060 | 13 | 3.78 | Residential | Yes | Behind the Meter | Trinity Solar | PSE&G | Accepted | 2019-08-26 | 2019-08-28 | 2020-08-28 | Hanwha | Q.PEAK DUO BLK-G5 315 | Solar Panels |  | 0.315 | 12 | 109 | 27 |  | Fixed | Roof
Solar Registration Program | NJSRRE1541884038 | Westampton | 8060 | 13 | 3.78 | Residential | Yes | Behind the Meter | Trinity Solar | PSE&G | Accepted | 2019-08-26 | 2019-08-28 | 2020-08-28 | Solar Edge | SE3000 | Inverters | 3000 |  | 1 |  |  | 0.97 |  | Outside | side of home
Solar Registration Program | NJSRRE1541884534 | North Bergen | 7047 | 8 | 3.78 | Residential | Yes | Behind the Meter | Trinity Solar | PSE&G | Accepted | 2019-08-26 | 2019-08-29 | 2020-08-29 | Hanwha | Q.PEAK DUO BLK-G5 315 | Solar Panels |  | 0.315 | 12 | 212 | 18 |  | Fixed | Roof
Solar Registration Program | NJSRRE1541884534 | North Bergen | 7047 | 8 | 3.78 | Residential | Yes | Behind the Meter | Trinity Solar | PSE&G | Accepted | 2019-08-26 | 2019-08-29 | 2020-08-29 | Solar Edge | SE3000 | Inverters | 3000 |  | 1 |  |  | 0.97 |  | Outside | side of home
Solar Registration Program | NJSRRE1541891054 | Keyport | 7735 | 17 | 3.78 | Residential | Yes | Behind the Meter | Vivint Solar Developer, LLC | JCP&L | Accepted | 2019-09-03 | 2019-09-04 | 2020-09-04 | Hanwha Solar | Q.PEAK BLK-G5 315 | Solar Panels |  | 0.315 | 5 | 238 | 23 |  | Fixed | Roof
Solar Registration Program | NJSRRE1541891054 | Keyport | 7735 | 17 | 3.78 | Residential | Yes | Behind the Meter | Vivint Solar Developer, LLC | JCP&L | Accepted | 2019-09-03 | 2019-09-04 | 2020-09-04 | Hanwha Solar | Q.PEAK BLK-G5 315 | Solar Panels |  | 0.315 | 7 | 58 | 23 |  | Fixed | Roof
Solar Registration Program | NJSRRE1541891054 | Keyport | 7735 | 17 | 3.78 | Residential | Yes | Behind the Meter | Vivint Solar Developer, LLC | JCP&L | Accepted | 2019-09-03 | 2019-09-04 | 2020-09-04 | SolarEdge Technologies | SE3800H-US | Inverters | 3800 |  | 1 |  |  | 0.992 |  | Outdoor | Near the Utility Meter
Solar Registration Program | NJSRRE1541897592 | Absecon | 8201 | 19 | 3.78 | Residential | Yes | Behind the Meter | Trinity Solar | AC Electric | Accepted | 2019-08-29 | 2019-09-03 | 2020-09-03 | Hanwha | Q.PEAK DUO BLK-G5 315 | Solar Panels |  | 0.315 | 12 | 116 | 18 |  | Fixed | Roof
Solar Registration Program | NJSRRE1541897592 | Absecon | 8201 | 19 | 3.78 | Residential | Yes | Behind the Meter | Trinity Solar | AC Electric | Accepted | 2019-08-29 | 2019-09-03 | 2020-09-03 | Solar Edge | SE3000 | Inverters | 3000 |  | 1 |  |  | 0.97 |  | Outside | side of home
Solar Registration Program | NJSRRE1542033378 | North Arlington | 7031 | 7 | 3.78 | Residential | Yes | Behind the Meter | Trinity Solar | PSE&G | Accepted | 2019-09-03 | 2019-09-05 | 2020-09-05 | HANWHA | Q.PEAK DUO BLK-G5 315 | Solar Panels |  | 0.315 | 12 | 124 | 23 |  | Fixed | Roof
Solar Registration Program | NJSRRE1542033378 | North Arlington | 7031 | 7 | 3.78 | Residential | Yes | Behind the Meter | Trinity Solar | PSE&G | Accepted | 2019-09-03 | 2019-09-05 | 2020-09-05 | SOLAR EDGE | SE3000H-US | Inverters | 3000 |  | 1 |  |  | 0.97 |  | Other | SIDE OF HOME
Solar Registration Program | NJSRRE1542240030 | Irvington | 7111 | 9 | 3.78 | Residential | No | Behind the Meter | Trinity Solar | PSE&G | Accepted | 2019-09-05 | 2019-09-09 | 2020-09-09 | Hanwha | Q.PEAK DUO BLK-G5 315 | Solar Panels |  | 0.315 | 12 | 119 | 22 |  | Fixed | Roof
Solar Registration Program | NJSRRE1542240030 | Irvington | 7111 | 9 | 3.78 | Residential | No | Behind the Meter | Trinity Solar | PSE&G | Accepted | 2019-09-05 | 2019-09-09 | 2020-09-09 | Solar Edge | SE3000 | Inverters | 3000 |  | 1 |  |  | 0.97 |  | Outside | side of home
Solar Registration Program | NJSRRE1542247020 | Roselle | 7203 | 10 | 3.78 | Residential | Yes | Behind the Meter | Vivint Solar Developer, LLC | PSE&G | Accepted | 2019-09-05 | 2019-09-09 | 2020-09-09 | Hanwha Solar | Q.PEAK BLK-G5 315 | Solar Panels |  | 0.315 | 12 | 169 | 29 |  | Fixed | Roof
Solar Registration Program | NJSRRE1542247020 | Roselle | 7203 | 10 | 3.78 | Residential | Yes | Behind the Meter | Vivint Solar Developer, LLC | PSE&G | Accepted | 2019-09-05 | 2019-09-09 | 2020-09-09 | Solar Edge | SE3800H-US000BNC4 | Inverters | 3800 |  | 1 |  |  | 0.992 |  | Outdoor | near the utility meter
Solar Registration Program | NJSRRE1542407209 | DOVER | 7801 | 3 | 3.78 | Residential | Yes | Behind the Meter | Vivint Solar Developer, LLC | JCP&L | Accepted | 2019-09-14 | 2019-09-18 | 2020-09-18 | Hanwha | Q.PEAK BLK-G5 315 | Solar Panels |  | 0.315 | 12 | 82 | 22 |  | Fixed | Roof
Solar Registration Program | NJSRRE1542407209 | DOVER | 7801 | 3 | 3.78 | Residential | Yes | Behind the Meter | Vivint Solar Developer, LLC | JCP&L | Accepted | 2019-09-14 | 2019-09-18 | 2020-09-18 | SolarEdge | SE3800H-US | Inverters | 3800 |  | 1 |  |  | 0.992 |  | Outdoor | Near the Utility Meter
Solar Registration Program | NJSRRE1542408725 | Manahawkin | 8050 | 18 | 3.78 | Residential | Yes | Behind the Meter | Suntuity Solar LLC | AC Electric | Accepted | 2019-09-16 | 2019-09-18 | 2020-09-18 | Yingli Green Energy | YL315D-30b | Solar Panels |  | 0.315 | 12 | 104 | 30 |  | Fixed | Roof
Solar Registration Program | NJSRRE1542408725 | Manahawkin | 8050 | 18 | 3.78 | Residential | Yes | Behind the Meter | Suntuity Solar LLC | AC Electric | Accepted | 2019-09-16 | 2019-09-18 | 2020-09-18 | Enphase Energy | IQ7-60-2-US | Inverters | 240 |  | 12 |  |  | 0.97 |  | Outdoor | Behind the PV Modules
Solar Registration Program | NJSRRE1542416587 | Sicklerville | 8081 | 14 | 3.78 | Residential | Yes | Behind the Meter | Trinity Solar | AC Electric | Accepted | 2019-09-18 | 2019-09-20 | 2020-09-20 | Hanwha | Q.PEAK DUO BLK-G5 315 | Solar Panels |  | 0.315 | 12 | 220 | 27 |  | Fixed | Roof
Solar Registration Program | NJSRRE1542416587 | Sicklerville | 8081 | 14 | 3.78 | Residential | Yes | Behind the Meter | Trinity Solar | AC Electric | Accepted | 2019-09-18 | 2019-09-20 | 2020-09-20 | Solar Edge | SE3000 | Inverters | 3000 |  | 1 |  |  | 0.97 |  | Outside | side of home
Solar Registration Program | NJSRRE1542419410 | Pleasantville | 8232 | 19 | 3.78 | Residential | Yes | Behind the Meter | Vivint Solar Developer, LLC | AC Electric | Accepted | 2019-09-18 | 2019-11-22 | 2020-11-22 | Hanwha | Q.PEAK BLK-G5 315 | Solar Panels |  | 0.315 | 12 | 296 | 16 |  | Fixed | Roof
Solar Registration Program | NJSRRE1542419410 | Pleasantville | 8232 | 19 | 3.78 | Residential | Yes | Behind the Meter | Vivint Solar Developer, LLC | AC Electric | Accepted | 2019-09-18 | 2019-11-22 | 2020-11-22 | SolarEdge | SE3800H-US | Inverters | 3800 |  | 1 |  |  | 0.992 |  | Outdoor | Near the Utility Meter
Solar Registration Program | NJSRRE1542419871 | Burlington | 8016 | 13 | 3.78 | Residential | Yes | Behind the Meter | Trinity Solar | PSE&G | Accepted | 2019-09-18 | 2019-09-20 | 2020-09-20 | Hanwha | Q.PEAK DUO BLK-G5 315 | Solar Panels |  | 0.315 | 12 | 240 | 27 |  | Fixed | Roof
Solar Registration Program | NJSRRE1542419871 | Burlington | 8016 | 13 | 3.78 | Residential | Yes | Behind the Meter | Trinity Solar | PSE&G | Accepted | 2019-09-18 | 2019-09-20 | 2020-09-20 | Solar Edge | SE3000 | Inverters | 3000 |  | 1 |  |  | 0.97 |  | Outside | side of home
Solar Registration Program | NJSRRE1542445062 | Somerdale | 8083 | 14 | 3.78 | Residential | Yes | Behind the Meter | Trinity Solar | PSE&G | Accepted | 2019-09-26 | 2019-09-30 | 2020-09-30 | Hanwha | Q.PEAK DUO BLK-G5 315 | Solar Panels |  | 0.315 | 6 | 85 | 23 |  | Fixed | Roof
Solar Registration Program | NJSRRE1542445062 | Somerdale | 8083 | 14 | 3.78 | Residential | Yes | Behind the Meter | Trinity Solar | PSE&G | Accepted | 2019-09-26 | 2019-09-30 | 2020-09-30 | Hanwha | Q.PEAK DUO BLK-G5 315 | Solar Panels |  | 0.315 | 6 | 175 | 23 |  | Fixed | Roof
Solar Registration Program | NJSRRE1542445062 | Somerdale | 8083 | 14 | 3.78 | Residential | Yes | Behind the Meter | Trinity Solar | PSE&G | Accepted | 2019-09-26 | 2019-09-30 | 2020-09-30 | Solar Edge | SE3000 | Inverters | 3000 |  | 1 |  |  | 0.97 |  | Outside | side of home
Solar Registration Program | NJSRRE1542462122 | Rockaway | 7866 | 3 | 3.78 | Residential | Yes | Behind the Meter | Vivint Solar Developer, LLC | JCP&L | Accepted | 2019-10-01 | 2019-10-02 | 2020-10-02 | Hanwha Solar | Q.PEAK BLK-G5 315 | Solar Panels |  | 0.315 | 4 | 244 | 39 |  | Fixed | Roof
Solar Registration Program | NJSRRE1542462122 | Rockaway | 7866 | 3 | 3.78 | Residential | Yes | Behind the Meter | Vivint Solar Developer, LLC | JCP&L | Accepted | 2019-10-01 | 2019-10-02 | 2020-10-02 | Hanwha Solar | Q.PEAK BLK-G5 315 | Solar Panels |  | 0.315 | 8 | 64 | 39 |  | Fixed | Roof
Solar Registration Program | NJSRRE1542462122 | Rockaway | 7866 | 3 | 3.78 | Residential | Yes | Behind the Meter | Vivint Solar Developer, LLC | JCP&L | Accepted | 2019-10-01 | 2019-10-02 | 2020-10-02 | SOLAREDGE | SE3800H-US000BNC4 | Inverters | 3800 |  | 1 |  |  | 0.992 |  | Outdoor | Near The Utility Meter
Solar Registration Program | NJSRRE1542493412 | Long Branch | 7740 | 17 | 3.78 | Residential | Yes | Behind the Meter | Vivint Solar Developer, LLC | JCP&L | Accepted | 2019-10-02 | 2019-10-04 | 2020-10-04 | Hanwha Solar | Q.PEAK BLK-G5 315 | Solar Panels |  | 0.315 | 3 | 238 | 16 |  | Fixed | Roof
Solar Registration Program | NJSRRE1542493412 | Long Branch | 7740 | 17 | 3.78 | Residential | Yes | Behind the Meter | Vivint Solar Developer, LLC | JCP&L | Accepted | 2019-10-02 | 2019-10-04 | 2020-10-04 | Hanwha Solar | Q.PEAK BLK-G5 315 | Solar Panels |  | 0.315 | 4 | 148 | 35 |  | Fixed | Roof
Solar Registration Program | NJSRRE1542493412 | Long Branch | 7740 | 17 | 3.78 | Residential | Yes | Behind the Meter | Vivint Solar Developer, LLC | JCP&L | Accepted | 2019-10-02 | 2019-10-04 | 2020-10-04 | Hanwha Solar | Q.PEAK BLK-G5 315 | Solar Panels |  | 0.315 | 3 | 148 | 16 |  | Fixed | Roof
Solar Registration Program | NJSRRE1542493412 | Long Branch | 7740 | 17 | 3.78 | Residential | Yes | Behind the Meter | Vivint Solar Developer, LLC | JCP&L | Accepted | 2019-10-02 | 2019-10-04 | 2020-10-04 | Hanwha Solar | Q.PEAK BLK-G5 315 | Solar Panels |  | 0.315 | 2 | 148 | 35 |  | Fixed | Roof
Solar Registration Program | NJSRRE1542493412 | Long Branch | 7740 | 17 | 3.78 | Residential | Yes | Behind the Meter | Vivint Solar Developer, LLC | JCP&L | Accepted | 2019-10-02 | 2019-10-04 | 2020-10-04 | Solar Edge | SE3800H-US000BNC4 | Inverters | 3800 |  | 1 |  |  | 0.992 |  | Outdoor | near the utility meter
Solar Registration Program | NJSRRE1542498599 | JERSEY CITY | 7305 | 8 | 3.78 | Residential | Yes | Behind the Meter | Vivint Solar Developer, LLC | PSE&G | Accepted | 2019-10-03 | 2019-10-04 | 2020-10-04 | Hanwha Solar | Q.PEAK DUO BLK-G5 315 | Solar Panels |  | 0.315 | 12 | 129 | 20 |  | Fixed | Roof
Solar Registration Program | NJSRRE1542498599 | JERSEY CITY | 7305 | 8 | 3.78 | Residential | Yes | Behind the Meter | Vivint Solar Developer, LLC | PSE&G | Accepted | 2019-10-03 | 2019-10-04 | 2020-10-04 | Solar Edge | SE3800H-US000BNC4 | Inverters | 3800 |  | 1 |  |  | 0.992 |  | Outdoor | Near the Utility Meter
Solar Registration Program | NJSRRE1542507810 | CAPE MAY | 8204 | 21 | 3.78 | Residential | Yes | Behind the Meter | Vivint Solar Developer, LLC | AC Electric | Accepted | 2019-10-04 | 2019-10-09 | 2020-10-09 | Hanwha Solar | Q.PEAK BLK-G5 315 | Solar Panels |  | 0.315 | 12 | 48 | 22 |  | Fixed | Roof
Solar Registration Program | NJSRRE1542507810 | CAPE MAY | 8204 | 21 | 3.78 | Residential | Yes | Behind the Meter | Vivint Solar Developer, LLC | AC Electric | Accepted | 2019-10-04 | 2019-10-09 | 2020-10-09 | Solar Edge | SE3800H-US000BNC4 | Inverters | 3800 |  | 1 |  |  | 0.992 |  | Outdoor | near the Utility meter
Solar Registration Program | NJSRRE1542519412 | Rahway | 7065 | 10 | 3.78 | Residential | Yes | Behind the Meter | Trinity Solar | PSE&G | Accepted | 2019-10-09 | 2019-10-11 | 2020-10-11 | Hanwha | Q.PEAK DUO BLK-G5 315 | Solar Panels |  | 0.315 | 9 | 192 | 28 |  | Fixed | Roof
Solar Registration Program | NJSRRE1542519412 | Rahway | 7065 | 10 | 3.78 | Residential | Yes | Behind the Meter | Trinity Solar | PSE&G | Accepted | 2019-10-09 | 2019-10-11 | 2020-10-11 | Hanhwa | Q.PEAK DUO BLK-G5 315 | Solar Panels |  | 0.315 | 3 | 192 | 14 |  | Fixed | Roof
Solar Registration Program | NJSRRE1542519412 | Rahway | 7065 | 10 | 3.78 | Residential | Yes | Behind the Meter | Trinity Solar | PSE&G | Accepted | 2019-10-09 | 2019-10-11 | 2020-10-11 | Solar Edge | SE3000 | Inverters | 3000 |  | 1 |  |  | 0.97 |  | Outside | side of home
Solar Registration Program | NJSRRE1542524653 | Ocean City | 8226 | 21 | 3.78 | Residential | No | Behind the Meter | Trinity Solar | AC Electric | Accepted | 2019-10-10 | 2019-10-14 | 2020-10-14 | HANWHA | Q.PEAK DUO BLK-G5 315 | Solar Panels |  | 0.315 | 12 | 83 | 37 |  | Fixed | Roof
Solar Registration Program | NJSRRE1542524653 | Ocean City | 8226 | 21 | 3.78 | Residential | No | Behind the Meter | Trinity Solar | AC Electric | Accepted | 2019-10-10 | 2019-10-14 | 2020-10-14 | Solar Edge | SE3000H-US | Inverters | 3000 |  | 1 |  |  | 0.97 |  | Outdoor | side of home
Solar Registration Program | NJSRRE1542525216 | LINWOOD | 8221 | 19 | 3.78 | Residential | Yes | Behind the Meter | Vivint Solar Developer, LLC | AC Electric | Accepted | 2019-10-10 | 2019-10-14 | 2020-10-14 | Hanwha | Q.PEAK BLK-G5 315 | Solar Panels |  | 0.315 | 12 | 301 | 21 |  | Fixed | Roof
Solar Registration Program | NJSRRE1542525216 | LINWOOD | 8221 | 19 | 3.78 | Residential | Yes | Behind the Meter | Vivint Solar Developer, LLC | AC Electric | Accepted | 2019-10-10 | 2019-10-14 | 2020-10-14 | Solar Edge | SE3800H-US | Inverters | 3800 |  | 1 |  |  | 0.992 |  | Outdoor | Near the Utility Meter
Solar Registration Program | NJSRRE1542527913 | BAYVILLE | 8721 | 18 | 3.78 | Residential | Yes | Behind the Meter | Vivint Solar Developer, LLC | JCP&L | Accepted | 2019-10-11 | 2019-10-15 | 2020-10-15 | Hanwha | Q.PEAK DUO BLK-G5 315w | Solar Panels |  | 0.315 | 12 | 263 | 25 |  | Fixed | Roof
Solar Registration Program | NJSRRE1542527913 | BAYVILLE | 8721 | 18 | 3.78 | Residential | Yes | Behind the Meter | Vivint Solar Developer, LLC | JCP&L | Accepted | 2019-10-11 | 2019-10-15 | 2020-10-15 | Solar Edge | SE3800H-US000BNC4 | Inverters | 3800 |  | 1 |  |  | 0.992 |  | Outdoor | Near the Utility Meter
Solar Registration Program | NJSRRE1542527992 | BERGENFIELD | 7621 | 7 | 3.78 | Residential | Yes | Behind the Meter | Vivint Solar Developer, LLC | PSE&G | Accepted | 2019-10-11 | 2019-10-15 | 2020-10-15 | Hanwha | Q.PEAK BLK-G5 315 | Solar Panels |  | 0.315 | 12 | 177 | 31 |  | Fixed | Roof
Solar Registration Program | NJSRRE1542527992 | BERGENFIELD | 7621 | 7 | 3.78 | Residential | Yes | Behind the Meter | Vivint Solar Developer, LLC | PSE&G | Accepted | 2019-10-11 | 2019-10-15 | 2020-10-15 | Solar Edge | SE3800H-US000BNC4 | Inverters | 3800 |  | 1 |  |  | 0.992 |  | Outdoor | Near the Utility Meter
Solar Registration Program | NJSRRE1542540434 | Maplewood TWP | 7040 | 9 | 3.78 | Residential | Yes | Behind the Meter |  | PSE&G | Accepted | 2019-10-14 | 2019-10-16 | 2020-10-16 | Hanwha Q-Cells | Q.Peak DUO BLK-G5/SC315 | Solar Panels |  | 0.315 | 12 | 260 | 27 |  | Fixed | Roof | OutDoors
Solar Registration Program | NJSRRE1542540434 | Maplewood TWP | 7040 | 9 | 3.78 | Residential | Yes | Behind the Meter |  | PSE&G | Accepted | 2019-10-14 | 2019-10-16 | 2020-10-16 | Delta | Solivia 3.8 TL | Inverters | 3800 |  | 1 |  |  | 0.975 |  | Outside | OutDoors
Solar Registration Program | NJSRRE1542541605 | Manalapan | 7727 | 17 | 3.78 | Residential | Yes | Behind the Meter | Trinity Solar | JCP&L | Accepted | 2019-10-14 | 2019-10-16 | 2020-10-16 | Hanwha | Q.PEAK DUO BLK-G5 315 | Solar Panels |  | 0.315 | 12 | 139 | 34 |  | Fixed | Roof
Solar Registration Program | NJSRRE1542541605 | Manalapan | 7727 | 17 | 3.78 | Residential | Yes | Behind the Meter | Trinity Solar | JCP&L | Accepted | 2019-10-14 | 2019-10-16 | 2020-10-16 | Solar Edge | SE3000 | Inverters | 3000 |  | 1 |  |  | 0.97 |  | Outside | side of home
Solar Registration Program | NJSRRE1542544342 | Linden | 7036 | 10 | 3.78 | Residential | Yes | Behind the Meter | Trinity Solar | PSE&G | Accepted | 2019-10-15 | 2019-10-17 | 2020-10-17 | Hanwha 315 | Q.PEAK DUO BLK-G5 315 | Solar Panels |  | 0.315 | 12 | 219 | 43 |  | Fixed | Roof
Solar Registration Program | NJSRRE1542544342 | Linden | 7036 | 10 | 3.78 | Residential | Yes | Behind the Meter | Trinity Solar | PSE&G | Accepted | 2019-10-15 | 2019-10-17 | 2020-10-17 | Hanwha 315 | SE3000H-US | Inverters | 3000 |  | 1 |  |  | 0.97 |  | Outside | side of home
Solar Registration Program | NJSRRE1542553172 | Pleasantville | 8232 | 19 | 3.78 | Residential | Yes | Behind the Meter | Trinity Solar | AC Electric | Accepted | 2019-10-17 | 2019-10-21 | 2020-10-21 | Hanwha | Q.PEAK DUO BLK-G5 315 | Solar Panels |  | 0.315 | 12 | 219 | 16 |  | Fixed | Roof
Solar Registration Program | NJSRRE1542553172 | Pleasantville | 8232 | 19 | 3.78 | Residential | Yes | Behind the Meter | Trinity Solar | AC Electric | Accepted | 2019-10-17 | 2019-10-21 | 2020-10-21 | Solar Edge | SE3000 | Inverters | 3000 |  | 1 |  |  | 0.97 |  | Outside | side of home
Solar Registration Program | NJSRRE1542556885 | Cape May Court House | 8210 | 21 | 3.78 | Residential | Yes | Behind the Meter | Trinity Solar | AC Electric | Accepted | 2019-10-18 | 2019-10-22 | 2020-10-22 | HANWHA | Q.PEAK DUO BLK-G5 315 | Solar Panels |  | 0.315 | 12 | 174 | 23 |  | Fixed | Roof
Solar Registration Program | NJSRRE1542556885 | Cape May Court House | 8210 | 21 | 3.78 | Residential | Yes | Behind the Meter | Trinity Solar | AC Electric | Accepted | 2019-10-18 | 2019-10-22 | 2020-10-22 | Solar Edge | SE3000H-US000BNC4 | Inverters | 3000 |  | 1 |  |  | 0.97 |  | Outdoor | side of home
Solar Registration Program | NJSRRE1542568541 | NORTH BRUNSWICK | 8902 | 11 | 3.78 | Residential | Yes | Behind the Meter | Vivint Solar Developer, LLC | PSE&G | Accepted | 2019-10-21 | 2019-10-23 | 2020-10-23 | HANWHA SOLAR | Q.PEAK BLK-G5 315 | Solar Panels |  | 0.315 | 8 | 127 | 18 |  | Fixed | Roof
Solar Registration Program | NJSRRE1542568541 | NORTH BRUNSWICK | 8902 | 11 | 3.78 | Residential | Yes | Behind the Meter | Vivint Solar Developer, LLC | PSE&G | Accepted | 2019-10-21 | 2019-10-23 | 2020-10-23 | HANWHA SOLAR | Q.PEAK BLK-G5 315 | Solar Panels |  | 0.315 | 4 | 127 | 17 |  | Fixed | Roof
Solar Registration Program | NJSRRE1542568541 | NORTH BRUNSWICK | 8902 | 11 | 3.78 | Residential | Yes | Behind the Meter | Vivint Solar Developer, LLC | PSE&G | Accepted | 2019-10-21 | 2019-10-23 | 2020-10-23 | solar edge | SE3800H-US | Inverters | 3800 |  | 1 |  |  | 0.992 |  | Outdoor | near utility meter
Solar Registration Program | NJSRRE1542573069 | North Brunswick TWP | 8902 | 11 | 3.78 | Residential | Yes | Behind the Meter | Tesla Energy Operations | PSE&G | Accepted | 2019-10-21 | 2019-10-23 | 2020-10-23 | Hanwha Q-Cells # | Q.Peak DUO BLK-G5/SC315 | Solar Panels |  | 0.315 | 12 | 211 | 40 |  | Fixed | Roof | Outside
Solar Registration Program | NJSRRE1542573069 | North Brunswick TWP | 8902 | 11 | 3.78 | Residential | Yes | Behind the Meter | Tesla Energy Operations | PSE&G | Accepted | 2019-10-21 | 2019-10-23 | 2020-10-23 | Delta # | Solivia 3.8 TL | Inverters | 3800 |  | 1 |  |  | 0.975 |  | Outside | Outside
Solar Registration Program | NJSRRE1542581326 | Rahway | 7062 | 10 | 3.78 | Residential | Yes | Behind the Meter | Trinity Solar | PSE&G | Accepted | 2019-10-24 | 2019-10-28 | 2020-10-28 | HANWAH | Q.PEAK DUO BLK-G5 315 | Solar Panels |  | 0.315 | 12 | 175 | 23 |  | Fixed | Roof
Solar Registration Program | NJSRRE1542581326 | Rahway | 7062 | 10 | 3.78 | Residential | Yes | Behind the Meter | Trinity Solar | PSE&G | Accepted | 2019-10-24 | 2019-10-28 | 2020-10-28 | SOLAR EDGE | SE3000H-US | Inverters | 3000 |  | 1 |  |  | 0.97 |  | Outdoor | SIDE OF HOME
Solar Registration Program | NJSRRE1542581449 | MONTCLAIR TWP | 7043 | 9 | 3.78 | Residential | Yes | Behind the Meter | Tesla Energy Operations Inc | PSE&G | Accepted | 2019-10-24 | 2019-10-28 | 2020-10-28 | Hanwha Q-Cells | Q.Peak DUO BLK-G5/SC315 | Solar Panels |  | 0.315 | 8 | 191 | 23 |  | Fixed | Roof
Solar Registration Program | NJSRRE1542581449 | MONTCLAIR TWP | 7043 | 9 | 3.78 | Residential | Yes | Behind the Meter | Tesla Energy Operations Inc | PSE&G | Accepted | 2019-10-24 | 2019-10-28 | 2020-10-28 | Hanwha Q-Cells | Q.Peak DUO BLK-G5/SC315 | Solar Panels |  | 0.315 | 4 | 191 | 34 |  | Fixed | Roof
Solar Registration Program | NJSRRE1542581449 | MONTCLAIR TWP | 7043 | 9 | 3.78 | Residential | Yes | Behind the Meter | Tesla Energy Operations Inc | PSE&G | Accepted | 2019-10-24 | 2019-10-28 | 2020-10-28 | SOLAREDGE | SE3800H-US000SNU2 | Inverters | 3800 |  | 1 |  |  | 0.99 |  | Outdoor | Outdoor
Solar Registration Program | NJSRRE1542581527 | Tuckerton | 8087 | 18 | 3.78 | Residential | Yes | Behind the Meter | Trinity Solar | AC Electric | Accepted | 2019-10-24 | 2019-10-28 | 2020-10-28 | Solar Edge | SE3000H-US | Inverters | 3000 |  | 1 |  |  | 0.97 |  | Outside | side of home
Solar Registration Program | NJSRRE1542581527 | Tuckerton | 8087 | 18 | 3.78 | Residential | Yes | Behind the Meter | Trinity Solar | AC Electric | Accepted | 2019-10-24 | 2019-10-28 | 2020-10-28 | Hanwha 315 | Q.PEAK DUO BLK-G5 315 | Solar Panels |  | 0.315 | 12 | 253 | 23 |  | Fixed | Roof
Solar Registration Program | NJSRRE1542581790 | Keansburg | 7734 | 17 | 3.78 | Residential | Yes | Behind the Meter | Pro Custom Solar dba Momentum Solar | JCP&L | Accepted | 2019-10-24 | 2019-10-28 | 2020-10-28 | Hanwha | Q.Peak DUO BLK-G5 315 | Solar Panels |  | 0.315 | 4 | 167 | 27 |  | Fixed | Roof
Solar Registration Program | NJSRRE1542581790 | Keansburg | 7734 | 17 | 3.78 | Residential | Yes | Behind the Meter | Pro Custom Solar dba Momentum Solar | JCP&L | Accepted | 2019-10-24 | 2019-10-28 | 2020-10-28 | Hanwha | Q.Peak DUO BLK-G5 315 | Solar Panels |  | 0.315 | 8 | 257 | 25 |  | Fixed | Roof
Solar Registration Program | NJSRRE1542581790 | Keansburg | 7734 | 17 | 3.78 | Residential | Yes | Behind the Meter | Pro Custom Solar dba Momentum Solar | JCP&L | Accepted | 2019-10-24 | 2019-10-28 | 2020-10-28 | Enphase Energy | IQ6-60-2-US | Inverters | 240 |  | 12 |  |  | 0.97 |  | Outdoor | Roof
Solar Registration Program | NJSRRE1542790715 | BORDENTOWN | 8505 | 13 | 3.78 | Residential | Yes | Behind the Meter | Vivint Solar Developer, LLC | PSE&G | Accepted | 2019-10-30 | 2019-11-01 | 2020-11-01 | HANWHA SOLAR | Q.PEAK BLK-G5 315 | Solar Panels |  | 0.315 | 12 | 136 | 28 |  | Fixed | Roof
Solar Registration Program | NJSRRE1542790715 | BORDENTOWN | 8505 | 13 | 3.78 | Residential | Yes | Behind the Meter | Vivint Solar Developer, LLC | PSE&G | Accepted | 2019-10-30 | 2019-11-01 | 2020-11-01 | solar edge | SE3800H-US | Inverters | 3800 |  | 1 |  |  | 0.992 |  | Outdoor | near utility meter
Solar Registration Program | NJSRRE1542873260 | Brigantine | 8203 | 19 | 3.78 | Residential | Yes | Behind the Meter | Tesla Energy Operations Inc | AC Electric | Accepted | 2019-11-01 | 2019-11-05 | 2020-11-05 | Hanwha Q-Cells | Q.Peak DUO BLK-G5/SC315 | Solar Panels |  | 0.315 | 12 | 144 | 40 |  | Fixed | Roof
Solar Registration Program | NJSRRE1542873260 | Brigantine | 8203 | 19 | 3.78 | Residential | Yes | Behind the Meter | Tesla Energy Operations Inc | AC Electric | Accepted | 2019-11-01 | 2019-11-05 | 2020-11-05 | SOLAREDGE | SE3800H-US000SNC2 | Inverters | 3800 |  | 1 |  |  | 0.99 |  | Outside | Outside
Solar Registration Program | NJSRRE1542884270 | RAHWAY | 7065 | 10 | 3.78 | Residential | Yes | Behind the Meter | Vivint Solar Developer, LLC | PSE&G | Accepted | 2019-11-01 | 2019-11-05 | 2020-11-05 | HANWHA SOLAR | Q.PEAK BLK-G5 315 | Solar Panels |  | 0.315 | 12 | 311 | 17 |  | Fixed | Roof
Solar Registration Program | NJSRRE1542884270 | RAHWAY | 7065 | 10 | 3.78 | Residential | Yes | Behind the Meter | Vivint Solar Developer, LLC | PSE&G | Accepted | 2019-11-01 | 2019-11-05 | 2020-11-05 | solar edge | SE3800H-US | Inverters | 3800 |  | 1 |  |  | 0.992 |  | Outdoor | near the utility meter
Solar Registration Program | NJSRRE1543042445 | Elizabeth | 7201 | 10 | 3.78 | Residential | Yes | Behind the Meter | Vivint Solar Developer, LLC | PSE&G | Accepted | 2019-11-06 | 2019-11-11 | 2020-11-11 | HANWHA SOLAR | Q.PEAK BLK-G5 315 | Solar Panels |  | 0.315 | 12 | 113 | 40 |  | Fixed | Roof
Solar Registration Program | NJSRRE1543042445 | Elizabeth | 7201 | 10 | 3.78 | Residential | Yes | Behind the Meter | Vivint Solar Developer, LLC | PSE&G | Accepted | 2019-11-06 | 2019-11-11 | 2020-11-11 | SOLAREDGE | SE3800H-US000BNC4 | Inverters | 3800 |  | 1 |  |  | 0.992 |  | Outdoor | Near the Utility Meter
Solar Registration Program | NJSRRE1543042498 | NEWARK | 7112 | 9 | 3.78 | Residential | Yes | Behind the Meter | Vivint Solar Developer, LLC | PSE&G | Accepted | 2019-11-06 | 2019-11-11 | 2020-11-11 | HANWHA SOLAR | Q.PEAK BLK-G5 315 | Solar Panels |  | 0.315 | 12 | 126 | 27 |  | Fixed | Roof
Solar Registration Program | NJSRRE1543042498 | NEWARK | 7112 | 9 | 3.78 | Residential | Yes | Behind the Meter | Vivint Solar Developer, LLC | PSE&G | Accepted | 2019-11-06 | 2019-11-11 | 2020-11-11 | SOLAR EDGE | SE3800H-US | Inverters | 3800 |  | 1 |  |  | 0.992 |  | Outdoor | NEAR THE UTILITY METER
Solar Registration Program | NJSRRE1543056113 | Glen Rock Boro | 7452 | 7 | 3.78 | Residential | Yes | Behind the Meter | Tesla Energy Operations Inc | PSE&G | Accepted | 2019-11-07 | 2019-11-12 | 2020-11-12 | Hanwha Q-Cells | Q.Peak DUO BLK-G5/SC315 | Solar Panels |  | 0.315 | 12 | 177 | 14 |  | Fixed | Roof
Solar Registration Program | NJSRRE1543056113 | Glen Rock Boro | 7452 | 7 | 3.78 | Residential | Yes | Behind the Meter | Tesla Energy Operations Inc | PSE&G | Accepted | 2019-11-07 | 2019-11-12 | 2020-11-12 | SolarEdge | SE3800H-US000SNC2 | Inverters | 3800 |  | 1 |  |  | 0.99 |  | Outdoor | Outdoor
Solar Registration Program | NJSRRE1543057988 | Manchester | 8759 | 18 | 3.78 | Residential | Yes | Behind the Meter | Trinity Solar | JCP&L | Accepted | 2019-11-08 | 2019-11-12 | 2020-11-12 | HANWHA | Q.PEAK DUO BLK-G5 315 | Solar Panels |  | 0.315 | 12 | 48 | 27 |  | Fixed | Roof
Solar Registration Program | NJSRRE1543057988 | Manchester | 8759 | 18 | 3.78 | Residential | Yes | Behind the Meter | Trinity Solar | JCP&L | Accepted | 2019-11-08 | 2019-11-12 | 2020-11-12 | Solar Edge | SE3000H-US000BNC4 | Inverters | 3000 |  | 1 |  |  | 0.97 |  | Outdoor | side of home
Solar Registration Program | NJSRRE1543065437 | Carteret | 7008 | 11 | 3.78 | Residential | Yes | Behind the Meter | Pro Custom Solar dba Momentum Solar | PSE&G | Accepted | 2019-11-11 | 2019-11-13 | 2020-11-13 | Hanwha | Q.Peak DUO BLK-G5 315 | Solar Panels |  | 0.315 | 3 | 106 | 40 |  | Fixed | Roof
Solar Registration Program | NJSRRE1543065437 | Carteret | 7008 | 11 | 3.78 | Residential | Yes | Behind the Meter | Pro Custom Solar dba Momentum Solar | PSE&G | Accepted | 2019-11-11 | 2019-11-13 | 2020-11-13 | Hanwha | Q.Peak DUO BLK-G5 315 | Solar Panels |  | 0.315 | 9 | 286 | 40 |  | Fixed | Roof
Solar Registration Program | NJSRRE1543065437 | Carteret | 7008 | 11 | 3.78 | Residential | Yes | Behind the Meter | Pro Custom Solar dba Momentum Solar | PSE&G | Accepted | 2019-11-11 | 2019-11-13 | 2020-11-13 | Enphase Energy | IQ6-60-2-US | Inverters | 240 |  | 14 |  |  | 0.97 |  | Outdoor | Roof
Solar Registration Program | NJSRRE1543067426 | HAMMONTON | 8037 | 19 | 3.78 | Residential | Yes | Behind the Meter | Vivint Solar Developer, LLC | AC Electric | Accepted | 2019-11-12 | 2019-12-11 | 2020-12-11 | Hanwha | Q.PEAK BLK-G5 315 | Solar Panels |  | 0.315 | 12 | 38 | 28 |  | Fixed | Roof
Solar Registration Program | NJSRRE1543067426 | HAMMONTON | 8037 | 19 | 3.78 | Residential | Yes | Behind the Meter | Vivint Solar Developer, LLC | AC Electric | Accepted | 2019-11-12 | 2019-12-11 | 2020-12-11 | Solar Edge | SE3800H-US000BNC4 | Inverters | 3800 |  | 1 |  |  | 0.992 |  | Outdoor | Near the utility meter
Solar Registration Program | NJSRRE1543158793 | Mantua | 8051 | 15 | 3.78 | Residential | Yes | Behind the Meter | Vivint Solar Developer, LLC | AC Electric | Accepted | 2019-11-13 | 2019-11-15 | 2020-11-15 | Hanwha | Q.PEAK BLK-G5 315 | Solar Panels |  | 0.315 | 3 | 313 | 17 |  | Fixed | Roof
Solar Registration Program | NJSRRE1543158793 | Mantua | 8051 | 15 | 3.78 | Residential | Yes | Behind the Meter | Vivint Solar Developer, LLC | AC Electric | Accepted | 2019-11-13 | 2019-11-15 | 2020-11-15 | Hanwha | Q.PEAK BLK-G5 315 | Solar Panels |  | 0.315 | 9 | 223 | 17 |  | Fixed | Roof
Solar Registration Program | NJSRRE1543158793 | Mantua | 8051 | 15 | 3.78 | Residential | Yes | Behind the Meter | Vivint Solar Developer, LLC | AC Electric | Accepted | 2019-11-13 | 2019-11-15 | 2020-11-15 | Solar Edge | SE3800H-US000BNC4 | Inverters | 3800 |  | 1 |  |  | 0.992 |  | Outdoor | Near the utility meter
Solar Registration Program | NJSRRE1543196737 | Edison | 8817 | 11 | 3.78 | Residential | Yes | Behind the Meter | Pro Custom Solar dba Momentum Solar | PSE&G | Accepted | 2019-11-13 | 2019-11-18 | 2020-11-18 | Hanwha | Q.Peak DUO BLK-G5 315 | Solar Panels |  | 0.315 | 8 | 159 | 25 |  | Fixed | Roof
Solar Registration Program | NJSRRE1543196737 | Edison | 8817 | 11 | 3.78 | Residential | Yes | Behind the Meter | Pro Custom Solar dba Momentum Solar | PSE&G | Accepted | 2019-11-13 | 2019-11-18 | 2020-11-18 | Hanwha | Q.Peak DUO BLK-G5 315 | Solar Panels |  | 0.315 | 4 | 159 | 25 |  | Fixed | Roof
Solar Registration Program | NJSRRE1543196737 | Edison | 8817 | 11 | 3.78 | Residential | Yes | Behind the Meter | Pro Custom Solar dba Momentum Solar | PSE&G | Accepted | 2019-11-13 | 2019-11-18 | 2020-11-18 | Enphase Energy | IQ6-60-2-US | Inverters | 240 |  | 12 |  |  | 0.97 |  | Outdoor | Roof
Solar Registration Program | NJSRRE1543208298 | Colonia | 7067 | 10 | 3.78 | Residential | Yes | Behind the Meter | Trinity Solar | PSE&G | Accepted | 2019-11-13 | 2019-11-18 | 2020-11-18 | Hanwha | Q.PEAK DUO BLK-G5 315 | Solar Panels |  | 0.315 | 12 | 218 | 18 |  | Fixed | Roof
Solar Registration Program | NJSRRE1543208298 | Colonia | 7067 | 10 | 3.78 | Residential | Yes | Behind the Meter | Trinity Solar | PSE&G | Accepted | 2019-11-13 | 2019-11-18 | 2020-11-18 | Solar Edge | SE3000 | Inverters | 3000 |  | 1 |  |  | 0.97 |  | Outside | side of home
Solar Registration Program | NJSRRE1543254608 | North Arlington | 7031 | 7 | 3.78 | Residential | Yes | Behind the Meter | Trinity Solar | PSE&G | Accepted | 2019-11-14 | 2019-11-19 | 2020-11-19 | HANWHA | Q.PEAK DUO BLK-G5 315 | Solar Panels |  | 0.315 | 9 | 305 | 21 |  | Fixed | Roof
Solar Registration Program | NJSRRE1543254608 | North Arlington | 7031 | 7 | 3.78 | Residential | Yes | Behind the Meter | Trinity Solar | PSE&G | Accepted | 2019-11-14 | 2019-11-19 | 2020-11-19 | HANWHA | Q.PEAK DUO BLK-G5 315 | Solar Panels |  | 0.315 | 3 | 125 | 34 |  | Fixed | Roof
Solar Registration Program | NJSRRE1543254608 | North Arlington | 7031 | 7 | 3.78 | Residential | Yes | Behind the Meter | Trinity Solar | PSE&G | Accepted | 2019-11-14 | 2019-11-19 | 2020-11-19 | Solar Edge | SE3000H-US000BNC4 | Inverters | 3000 |  | 1 |  |  | 0.97 |  | Outdoor | side of home
Solar Registration Program | NJSRRE1543425565 | Washington | 7882 | 2 | 3.78 | Residential | No | Behind the Meter | Trinity Solar | JCP&L | Accepted | 2019-11-20 | 2019-11-25 | 2020-11-25 | HANWHA | Q.PEAK DUO BLK-G5 315 | Solar Panels |  | 0.315 | 12 | 164 | 16 |  | Fixed | Roof
Solar Registration Program | NJSRRE1543425565 | Washington | 7882 | 2 | 3.78 | Residential | No | Behind the Meter | Trinity Solar | JCP&L | Accepted | 2019-11-20 | 2019-11-25 | 2020-11-25 | SOLAR EDGE | SE3000H-US | Inverters | 3000 |  | 1 |  |  | 0.97 |  | Outside | SIDE
Solar Registration Program | NJSRRE1543425782 | FORKED RIVER | 8731 | 18 | 3.78 | Residential | Yes | Behind the Meter | Vivint Solar Developer, LLC | JCP&L | Accepted | 2019-11-20 | 2019-11-25 | 2020-11-25 | HANWHA SOLAR | Q.PEAK BLK-G5 315 | Solar Panels |  | 0.315 | 12 | 223 | 21 |  | Fixed | Roof
Solar Registration Program | NJSRRE1543425782 | FORKED RIVER | 8731 | 18 | 3.78 | Residential | Yes | Behind the Meter | Vivint Solar Developer, LLC | JCP&L | Accepted | 2019-11-20 | 2019-11-25 | 2020-11-25 | SOLAREDGE | SE3800H-US | Inverters | 3800 |  | 1 |  |  | 0.992 |  | Outdoor | Near the Utility Meter
Solar Registration Program | NJSRRE1543436795 | Dumont | 7628 | 7 | 3.78 | Residential | Yes | Behind the Meter | Trinity Solar | PSE&G | Accepted | 2019-11-22 | 2019-11-26 | 2020-11-26 | HANWHA | Q.PEAK DUO BLK-G5 315 | Solar Panels |  | 0.315 | 12 | 169 | 34 |  | Fixed | Roof
Solar Registration Program | NJSRRE1543436795 | Dumont | 7628 | 7 | 3.78 | Residential | Yes | Behind the Meter | Trinity Solar | PSE&G | Accepted | 2019-11-22 | 2019-11-26 | 2020-11-26 | SOLAR EDGE | SE3000H-US | Inverters | 3000 |  | 1 |  |  | 0.97 |  | Outside | SIDE OF HOME
Solar Registration Program | NJSRRE1543437078 | Clifton | 7013 | 6 | 3.78 | Residential | Yes | Behind the Meter | Trinity Solar | PSE&G | Accepted | 2019-11-22 | 2019-11-26 | 2020-11-26 | Hanwha | Q.PEAK DUO BLK-G5 315 | Solar Panels |  | 0.315 | 12 | 200 | 38 |  | Fixed | Roof
Solar Registration Program | NJSRRE1543437078 | Clifton | 7013 | 6 | 3.78 | Residential | Yes | Behind the Meter | Trinity Solar | PSE&G | Accepted | 2019-11-22 | 2019-11-26 | 2020-11-26 | Solar Edge | SE3000 | Inverters | 3000 |  | 1 |  |  | 0.97 |  | Outside | side of home
Solar Registration Program | NJSRRE1543441549 | EDISON | 8837 | 11 | 3.78 | Residential | Yes | Behind the Meter | Vivint Solar Developer, LLC | PSE&G | Accepted | 2019-11-27 | 2019-11-27 | 2020-11-27 | Hanwha | Q.PEAK BLK-G5 315 | Solar Panels |  | 0.315 | 9 | 321 | 39 |  | Fixed | Roof
Solar Registration Program | NJSRRE1543441549 | EDISON | 8837 | 11 | 3.78 | Residential | Yes | Behind the Meter | Vivint Solar Developer, LLC | PSE&G | Accepted | 2019-11-27 | 2019-11-27 | 2020-11-27 | Hanwha | Q.PEAK BLK-G5 315 | Solar Panels |  | 0.315 | 3 | 141 | 39 |  | Fixed | Roof
Solar Registration Program | NJSRRE1543441549 | EDISON | 8837 | 11 | 3.78 | Residential | Yes | Behind the Meter | Vivint Solar Developer, LLC | PSE&G | Accepted | 2019-11-27 | 2019-11-27 | 2020-11-27 | Solar Edge | SE3800H-US000BNC4 | Inverters | 3800 |  | 1 |  |  | 0.992 |  | Outdoor | Near the utility meter
Solar Registration Program | NJSRRE1543443436 | West Long Branch | 7764 | 17 | 3.78 | Residential | Yes | Behind the Meter | Vivint Solar Developer, LLC | JCP&L | Accepted | 2019-11-26 | 2019-11-27 | 2020-11-27 | Hanwha Solar | Q.PEAK BLK-G5 315 | Solar Panels |  | 0.315 | 12 | 234 | 33 |  | Fixed | Roof
Solar Registration Program | NJSRRE1543443436 | West Long Branch | 7764 | 17 | 3.78 | Residential | Yes | Behind the Meter | Vivint Solar Developer, LLC | JCP&L | Accepted | 2019-11-26 | 2019-11-27 | 2020-11-27 | Solar Edge | SE3800H-US | Inverters | 3800 |  | 1 |  |  | 0.992 |  | Outdoor | Near the Utility Meter
Solar Registration Program | NJSRRE1543443498 | Short Hills | 7078 | 9 | 3.78 | Residential | Yes | Behind the Meter | Pro Custom Solar dba Momentum Solar | JCP&L | Accepted | 2019-11-25 | 2019-11-27 | 2020-11-27 | Hanwha | Q.Peak DUO BLK-G5 315 | Solar Panels |  | 0.315 | 12 | 180 | 31 |  | Fixed | Roof
Solar Registration Program | NJSRRE1543443498 | Short Hills | 7078 | 9 | 3.78 | Residential | Yes | Behind the Meter | Pro Custom Solar dba Momentum Solar | JCP&L | Accepted | 2019-11-25 | 2019-11-27 | 2020-11-27 | Enphase Energy | IQ6-60-2-US | Inverters | 240 |  | 12 |  |  | 0.97 |  | Outdoor | Roof
Solar Registration Program | NJSRRE1543447141 | Somerville | 8876 | 5 | 3.78 | Residential | Yes | Behind the Meter | Trinity Solar | PSE&G | Accepted | 2019-11-26 | 2019-12-02 | 2020-12-02 | Hanwha | Q.PEAK DUO BLK-G5 315 | Solar Panels |  | 0.315 | 12 | 188 | 34 |  | Fixed | Roof
Solar Registration Program | NJSRRE1543447141 | Somerville | 8876 | 5 | 3.78 | Residential | Yes | Behind the Meter | Trinity Solar | PSE&G | Accepted | 2019-11-26 | 2019-12-02 | 2020-12-02 | Solar Edge | SE3000 | Inverters | 3000 |  | 1 |  |  | 0.97 |  | Outside | side of home
Solar Registration Program | NJSRRE1543450697 | North Bergen | 7047 | 8 | 3.78 | Residential | Yes | Behind the Meter | Suntuity Solar LLC | PSE&G | Accepted | 2019-11-27 | 2019-12-03 | 2020-12-03 | Yingli Green Energy | YL315D-30b | Solar Panels |  | 0.315 | 3 | 208 | 25 |  | Fixed | Roof
Solar Registration Program | NJSRRE1543450697 | North Bergen | 7047 | 8 | 3.78 | Residential | Yes | Behind the Meter | Suntuity Solar LLC | PSE&G | Accepted | 2019-11-27 | 2019-12-03 | 2020-12-03 | Yingli Green Energy | YL315D-30b | Solar Panels |  | 0.315 | 9 | 28 | 35 |  | Fixed | Roof
Solar Registration Program | NJSRRE1543450697 | North Bergen | 7047 | 8 | 3.78 | Residential | Yes | Behind the Meter | Suntuity Solar LLC | PSE&G | Accepted | 2019-11-27 | 2019-12-03 | 2020-12-03 | Enphase Energy | IQ7-60-2-US | Inverters | 240 |  | 12 |  |  | 0.97 |  | Outdoor | Behind the PV Modules
Solar Registration Program | NJSRRE1543450969 | Swedesboro | 8085 | 15 | 3.78 | Residential | Yes | Behind the Meter | Trinity Solar | AC Electric | Accepted | 2019-11-27 | 2019-12-03 | 2020-12-03 | Hanwha | Q.PEAK DUO BLK-G5 315 | Solar Panels |  | 0.315 | 12 | 110 | 18 |  | Fixed | Roof
Solar Registration Program | NJSRRE1543450969 | Swedesboro | 8085 | 15 | 3.78 | Residential | Yes | Behind the Meter | Trinity Solar | AC Electric | Accepted | 2019-11-27 | 2019-12-03 | 2020-12-03 | Solar Edge | SE3000 | Inverters | 3000 |  | 1 |  |  | 0.97 |  | Outside | side of home
Solar Registration Program | NJSRRE1543451711 | Logan Township | 8085 | 15 | 3.78 | Residential | Yes | Behind the Meter | Trinity Solar | AC Electric | Accepted | 2019-11-27 | 2019-12-03 | 2020-12-03 | Hanwha 315 | Q.PEAK DUO BLK-G5 315 | Solar Panels |  | 0.315 | 12 | 249 | 27 |  | Fixed | Roof
Solar Registration Program | NJSRRE1543451711 | Logan Township | 8085 | 15 | 3.78 | Residential | Yes | Behind the Meter | Trinity Solar | AC Electric | Accepted | 2019-11-27 | 2019-12-03 | 2020-12-03 | Solar Edge | SE3000H-US | Inverters | 3000 |  | 1 |  |  | 0.97 |  | Indoor | garage
Solar Registration Program | NJSRRE1543451825 | Camden | 8105 | 14 | 3.78 | Residential | Yes | Behind the Meter | Vivint Solar Developer, LLC | PSE&G | Accepted | 2019-11-27 | 2019-12-03 | 2020-12-03 | Hanwha | Q.PEAK BLK-G5 315 | Solar Panels |  | 0.315 | 12 | 219 | 2 |  | Fixed | Roof
Solar Registration Program | NJSRRE1543451825 | Camden | 8105 | 14 | 3.78 | Residential | Yes | Behind the Meter | Vivint Solar Developer, LLC | PSE&G | Accepted | 2019-11-27 | 2019-12-03 | 2020-12-03 | Solar Edge | SE3800H-US | Inverters | 3800 |  | 1 |  |  | 0.992 |  | Outdoor | Near the utility meter
Solar Registration Program | NJSRRE1543451865 | Pennsauken | 8109 | 14 | 3.78 | Residential | Yes | Behind the Meter | Vivint Solar Developer, LLC | PSE&G | Accepted | 2019-11-27 | 2019-12-03 | 2020-12-03 | Hanwha | Q.PEAK BLK-G5 315 | Solar Panels |  | 0.315 | 12 | 124 | 19 |  | Fixed | Roof
Solar Registration Program | NJSRRE1543451865 | Pennsauken | 8109 | 14 | 3.78 | Residential | Yes | Behind the Meter | Vivint Solar Developer, LLC | PSE&G | Accepted | 2019-11-27 | 2019-12-03 | 2020-12-03 | Solar Edge | SE3800H-US | Inverters | 3800 |  | 1 |  |  | 0.992 |  | Outdoor | Near the utility meter
Solar Registration Program | NJSRRE1543460184 | Irvington | 7111 | 9 | 3.78 | Residential | No | Behind the Meter | Pro Custom Solar dba Momentum Solar | PSE&G | Accepted | 2019-11-29 | 2019-12-04 | 2020-12-04 | HANWHA | Q.PEAK DUO BLK-G5 315 | Solar Panels |  | 0.315 | 12 | 121 | 20 |  | Fixed | Roof
Solar Registration Program | NJSRRE1543460184 | Irvington | 7111 | 9 | 3.78 | Residential | No | Behind the Meter | Pro Custom Solar dba Momentum Solar | PSE&G | Accepted | 2019-11-29 | 2019-12-04 | 2020-12-04 | Enphase Energy | IQ6-60-2-US | Inverters | 240 |  | 12 |  |  | 0.97 |  | Outdoor | Roof
Solar Registration Program | NJSRRE1543464227 | Elizabeth | 7206 | 10 | 3.78 | Residential | Yes | Behind the Meter | Trinity Solar | PSE&G | Accepted | 2019-12-02 | 2019-12-04 | 2020-12-04 | Hanwha 315 | Q.PEAK DUO BLK-G5 315 | Solar Panels |  | 0.315 | 12 | 55 | 2 |  | Fixed | Roof
Solar Registration Program | NJSRRE1543464227 | Elizabeth | 7206 | 10 | 3.78 | Residential | Yes | Behind the Meter | Trinity Solar | PSE&G | Accepted | 2019-12-02 | 2019-12-04 | 2020-12-04 | Solar Edge | SE3000H-US | Inverters | 3000 |  | 1 |  |  | 0.97 |  | Outside | side of home
Solar Registration Program | NJSRRE1543464355 | Dumont | 7628 | 7 | 3.78 | Residential | Yes | Behind the Meter | Trinity Solar | PSE&G | Accepted | 2019-12-02 | 2019-12-04 | 2020-12-04 | Hanwha | Q.PEAK DUO BLK-G5 315 | Solar Panels |  | 0.315 | 12 | 177 | 21 |  | Fixed | Roof
Solar Registration Program | NJSRRE1543464355 | Dumont | 7628 | 7 | 3.78 | Residential | Yes | Behind the Meter | Trinity Solar | PSE&G | Accepted | 2019-12-02 | 2019-12-04 | 2020-12-04 | Solar Edge | SE3000 | Inverters | 3000 |  | 1 |  |  | 0.97 |  | Outside | side of home
Solar Registration Program | NJSRRE1543465074 | Beachwood | 8722 | 18 | 3.78 | Residential | Yes | Behind the Meter | Tesla Energy Operations Inc. | JCP&L | Accepted | 2019-12-02 | 2019-12-04 | 2020-12-04 | Hanwha Q-Cells | Q.Peak DUO BLK-G5/SC315 | Solar Panels |  | 0.315 | 12 | 224 | 27 |  | Fixed | Roof
Solar Registration Program | NJSRRE1543465074 | Beachwood | 8722 | 18 | 3.78 | Residential | Yes | Behind the Meter | Tesla Energy Operations Inc. | JCP&L | Accepted | 2019-12-02 | 2019-12-04 | 2020-12-04 | SOLAREDGE | SE3800H-US000SNC2 | Inverters | 3800 |  | 1 |  |  | 0.99 |  | Outdoor | Outdoor
Solar Registration Program | NJSRRE1543465268 | SCOTCH PLAINS TWP | 7076 | 10 | 3.78 | Residential | Yes | Behind the Meter | Tesla Energy Operations Inc | PSE&G | Accepted | 2019-12-02 | 2019-12-05 | 2020-12-05 | Hanwha Q-Cells | Q.Peak DUO BLK-G5/SC315 | Solar Panels |  | 0.315 | 7 | 220 | 37 |  | Fixed | Roof
Solar Registration Program | NJSRRE1543465268 | SCOTCH PLAINS TWP | 7076 | 10 | 3.78 | Residential | Yes | Behind the Meter | Tesla Energy Operations Inc | PSE&G | Accepted | 2019-12-02 | 2019-12-05 | 2020-12-05 | Hanwha Q-Cells | Q.Peak DUO BLK-G5/SC315 | Solar Panels |  | 0.315 | 5 | 130 | 36 |  | Fixed | Roof
Solar Registration Program | NJSRRE1543465268 | SCOTCH PLAINS TWP | 7076 | 10 | 3.78 | Residential | Yes | Behind the Meter | Tesla Energy Operations Inc | PSE&G | Accepted | 2019-12-02 | 2019-12-05 | 2020-12-05 | SOLAREDGE | SE3800H-US000SNC2 | Inverters | 3800 |  | 1 |  |  | 0.99 |  | Outdoor | Outdoor
Solar Registration Program | NJSRRE1543465349 | Long Beach Township | 8008 | 18 | 3.78 | Residential | Yes | Behind the Meter | Tesla Energy Operations Inc. | AC Electric | Accepted | 2019-12-02 | 2019-12-05 | 2020-12-05 | Hanwha Q-Cells | Q.Peak DUO BLK-G5/SC315 | Solar Panels |  | 0.315 | 4 | 117 | 18 |  | Fixed | Roof
Solar Registration Program | NJSRRE1543465349 | Long Beach Township | 8008 | 18 | 3.78 | Residential | Yes | Behind the Meter | Tesla Energy Operations Inc. | AC Electric | Accepted | 2019-12-02 | 2019-12-05 | 2020-12-05 | Hanwha Q-Cells | Q.Peak DUO BLK-G5/SC315 | Solar Panels |  | 0.315 | 4 | 297 | 18 |  | Fixed | Roof
Solar Registration Program | NJSRRE1543465349 | Long Beach Township | 8008 | 18 | 3.78 | Residential | Yes | Behind the Meter | Tesla Energy Operations Inc. | AC Electric | Accepted | 2019-12-02 | 2019-12-05 | 2020-12-05 | Hanwha Q-Cells | Q.Peak DUO BLK-G5/SC315 | Solar Panels |  | 0.315 | 4 | 297 | 18 |  | Fixed | Roof
Solar Registration Program | NJSRRE1543465349 | Long Beach Township | 8008 | 18 | 3.78 | Residential | Yes | Behind the Meter | Tesla Energy Operations Inc. | AC Electric | Accepted | 2019-12-02 | 2019-12-05 | 2020-12-05 | SOLAREDGE | SE3800H-US000SNC2 | Inverters | 3800 |  | 1 |  |  | 0.99 |  | Outdoor | outdoor
Solar Registration Program | NJSRRE1543472006 | Woodbridge Township | 8830 | 11 | 3.78 | Residential | Yes | Behind the Meter | Suntuity Solar LLC | PSE&G | Accepted | 2019-12-03 | 2019-12-05 | 2020-12-05 | Yingli Green Energy | YL315D-30b | Solar Panels |  | 0.315 | 12 | 179 | 14 |  | Fixed | Roof
Solar Registration Program | NJSRRE1543472006 | Woodbridge Township | 8830 | 11 | 3.78 | Residential | Yes | Behind the Meter | Suntuity Solar LLC | PSE&G | Accepted | 2019-12-03 | 2019-12-05 | 2020-12-05 | Enphase Energy | IQ7-60-2-US | Inverters | 240 |  | 12 |  |  | 0.97 |  | Outdoor | Behind the PV Modules
Solar Registration Program | NJSRRE1543474134 | Mt Epraim | 8059 | 14 | 3.78 | Residential | Yes | Behind the Meter | Trinity Solar | PSE&G | Accepted | 2019-12-03 | 2019-12-05 | 2020-12-05 | HANWHA | Q.PEAK DUO BLK-G5 315 | Solar Panels |  | 0.315 | 6 | 202 | 9 |  | Fixed | Roof
Solar Registration Program | NJSRRE1543474134 | Mt Epraim | 8059 | 14 | 3.78 | Residential | Yes | Behind the Meter | Trinity Solar | PSE&G | Accepted | 2019-12-03 | 2019-12-05 | 2020-12-05 | HANWHA | Q.PEAK DUO BLK-G5 315 | Solar Panels |  | 0.315 | 6 | 202 | 34 |  | Fixed | Roof
Solar Registration Program | NJSRRE1543474134 | Mt Epraim | 8059 | 14 | 3.78 | Residential | Yes | Behind the Meter | Trinity Solar | PSE&G | Accepted | 2019-12-03 | 2019-12-05 | 2020-12-05 | Solar Edge | SE3000H-US000BNC4 | Inverters | 3000 |  | 1 |  |  | 0.97 |  | Outdoor | side of home
Solar Registration Program | NJSRRE1543474314 | Linden | 7036 | 10 | 3.78 | Residential | Yes | Behind the Meter | Pro Custom Solar dba Momentum Solar | PSE&G | Accepted | 2019-12-03 | 2019-12-05 | 2020-12-05 | Hanwha | Q.Peak DUO BLK-G5 315 | Solar Panels |  | 0.315 | 4 | 309 | 34 |  | Fixed | Roof
Solar Registration Program | NJSRRE1543474314 | Linden | 7036 | 10 | 3.78 | Residential | Yes | Behind the Meter | Pro Custom Solar dba Momentum Solar | PSE&G | Accepted | 2019-12-03 | 2019-12-05 | 2020-12-05 | Hanwha | Q.Peak DUO BLK-G5 315 | Solar Panels |  | 0.315 | 8 | 129 | 13 |  | Fixed | Roof
Solar Registration Program | NJSRRE1543474314 | Linden | 7036 | 10 | 3.78 | Residential | Yes | Behind the Meter | Pro Custom Solar dba Momentum Solar | PSE&G | Accepted | 2019-12-03 | 2019-12-05 | 2020-12-05 | Enphase Energy | IQ6-60-2-US | Inverters | 240 |  | 12 |  |  | 0.97 |  | Outdoor | Roof
Solar Registration Program | NJSRRE1543477278 | Cherry Hill | 8034 | 14 | 3.78 | Residential | Yes | Behind the Meter | Suntuity Solar LLC | PSE&G | Accepted | 2019-12-04 | 2019-12-06 | 2020-12-06 | Yingli Green Energy | YL315D-30b | Solar Panels |  | 0.315 | 12 | 252 | 27 |  | Fixed | Roof
Solar Registration Program | NJSRRE1543477278 | Cherry Hill | 8034 | 14 | 3.78 | Residential | Yes | Behind the Meter | Suntuity Solar LLC | PSE&G | Accepted | 2019-12-04 | 2019-12-06 | 2020-12-06 | Enphase Energy | IQ7-60-2-US | Inverters | 240 |  | 12 |  |  | 0.97 |  | Outdoor | Behind the PV Modules
Solar Registration Program | NJSRRE1543477389 | Warren | 7059 | 5 | 3.78 | Residential | No | Behind the Meter | Tesla Energy Operations Inc | JCP&L | Accepted | 2019-12-04 | 2019-12-17 | 2020-12-17 | Hanwha Q-Cells | Q.Peak DUO BLK-G5/SC315 | Solar Panels |  | 0.315 | 6 | 292 | 30 |  | Fixed | Roof
Solar Registration Program | NJSRRE1543477389 | Warren | 7059 | 5 | 3.78 | Residential | No | Behind the Meter | Tesla Energy Operations Inc | JCP&L | Accepted | 2019-12-04 | 2019-12-17 | 2020-12-17 | Hanwha Q-Cells | Q.Peak DUO BLK-G5/SC315 | Solar Panels |  | 0.315 | 6 | 292 | 30 |  | Fixed | Roof
Solar Registration Program | NJSRRE1543477389 | Warren | 7059 | 5 | 3.78 | Residential | No | Behind the Meter | Tesla Energy Operations Inc | JCP&L | Accepted | 2019-12-04 | 2019-12-17 | 2020-12-17 | SolarEdge | SE3800H-US000BSC4 | Inverters | 3800 |  | 1 |  |  | 0.99 |  | Outdoor | Outdoor
Solar Registration Program | NJSRRE1543477657 | Tinton Falls | 7724 | 17 | 3.78 | Residential | Yes | Behind the Meter | Trinity Solar | JCP&L | Accepted | 2019-12-04 | 2019-12-06 | 2020-12-06 | HANWHA | Q.PEAK DUO BLK-G5 315 | Solar Panels |  | 0.315 | 12 | 173 | 23 |  | Fixed | Roof
Solar Registration Program | NJSRRE1543477657 | Tinton Falls | 7724 | 17 | 3.78 | Residential | Yes | Behind the Meter | Trinity Solar | JCP&L | Accepted | 2019-12-04 | 2019-12-06 | 2020-12-06 | SOLAR EDGE | SE3000H-US | Inverters | 3000 |  | 1 |  |  | 0.97 |  | Outside | SIDE OF HOME
Solar Registration Program | NJSRRE1543478165 | PEQUANNOCK | 7440 | 3 | 3.78 | Residential | Yes | Behind the Meter | Vivint Solar Developer, LLC | JCP&L | Accepted | 2019-12-05 | 2019-12-06 | 2020-12-06 | HANWHA SOLAR | Q.PEAK BLK-G5 315 | Solar Panels |  | 0.315 | 12 | 5 | 20 |  | Fixed | Roof
Solar Registration Program | NJSRRE1543478165 | PEQUANNOCK | 7440 | 3 | 3.78 | Residential | Yes | Behind the Meter | Vivint Solar Developer, LLC | JCP&L | Accepted | 2019-12-05 | 2019-12-06 | 2020-12-06 | SOLAREDGE | SE3800H-US | Inverters | 3800 |  | 1 |  |  | 0.992 |  | Outdoor | Near the Utility Meter
Solar Registration Program | NJSRRE1543486294 | Titusville | 8560 | 12 | 3.78 | Residential | Yes | Behind the Meter | Tesla Energy Operations Inc | JCP&L | Accepted | 2019-12-05 | 2019-12-10 | 2020-12-10 | Hanwha Q-Cells | Q.Peak DUO BLK-G5/SC315 | Solar Panels |  | 0.315 | 12 | 236 | 18 |  | Fixed | Roof
Solar Registration Program | NJSRRE1543486294 | Titusville | 8560 | 12 | 3.78 | Residential | Yes | Behind the Meter | Tesla Energy Operations Inc | JCP&L | Accepted | 2019-12-05 | 2019-12-10 | 2020-12-10 | Delta | Solivia 3.8 TL | Inverters | 3800 |  | 1 |  |  | 0.975 |  | Outdoor | Outdoor
Solar Registration Program | NJSRRE1543497717 | TOMS RIVER | 8757 | 18 | 3.78 | Residential | Yes | Behind the Meter | Vivint Solar Developer, LLC | JCP&L | Accepted | 2019-12-06 | 2019-12-10 | 2020-12-10 | HANWHA SOLAR | Q.PEAK BLK-G5 315 | Solar Panels |  | 0.315 | 12 | 240 | 17 |  | Fixed | Roof
Solar Registration Program | NJSRRE1543497717 | TOMS RIVER | 8757 | 18 | 3.78 | Residential | Yes | Behind the Meter | Vivint Solar Developer, LLC | JCP&L | Accepted | 2019-12-06 | 2019-12-10 | 2020-12-10 | SOLAREDGE | SE3800H-US | Inverters | 3800 |  | 1 |  |  | 0.992 |  | Outdoor | Near the Utility Meter
Solar Registration Program | NJSRRE1543501695 | Lyndhurst | 7071 | 7 | 3.78 | Residential | Yes | Behind the Meter | Trinity Solar | PSE&G | Accepted | 2019-12-09 | 2019-12-11 | 2020-12-11 | Hanwha | Q.PEAK DUO BLK-G5 315 | Solar Panels |  | 0.315 | 12 | 126 | 14 |  | Fixed | Roof
Solar Registration Program | NJSRRE1543501695 | Lyndhurst | 7071 | 7 | 3.78 | Residential | Yes | Behind the Meter | Trinity Solar | PSE&G | Accepted | 2019-12-09 | 2019-12-11 | 2020-12-11 | Solar Edge | SE3000 | Inverters | 3000 |  | 1 |  |  | 0.97 |  | Outside | side of home
Solar Registration Program | NJSRRE1543501957 | Elizabeth | 7206 | 10 | 3.78 | Residential | Yes | Behind the Meter | Trinity Solar | PSE&G | Accepted | 2019-12-09 | 2019-12-11 | 2020-12-11 | Hanwha | Q.PEAK DUO BLK-G5 315 | Solar Panels |  | 0.315 | 12 | 234 | 23 |  | Fixed | Roof
Solar Registration Program | NJSRRE1543501957 | Elizabeth | 7206 | 10 | 3.78 | Residential | Yes | Behind the Meter | Trinity Solar | PSE&G | Accepted | 2019-12-09 | 2019-12-11 | 2020-12-11 | Solar Edge | SE3000 | Inverters | 3000 |  | 1 |  |  | 0.97 |  | Outside | side of home
Solar Registration Program | NJSRRE1543502045 | Bridgeton | 8302 | 20 | 3.78 | Residential | Yes | Behind the Meter | Trinity Solar | AC Electric | Accepted | 2019-12-09 | 2019-12-11 | 2020-12-11 | HANWHA | Q.PEAK DUO BLK-G5 315 | Solar Panels |  | 0.315 | 12 | 148 | 27 |  | Fixed | Roof
Solar Registration Program | NJSRRE1543502045 | Bridgeton | 8302 | 20 | 3.78 | Residential | Yes | Behind the Meter | Trinity Solar | AC Electric | Accepted | 2019-12-09 | 2019-12-11 | 2020-12-11 | SOLAR EDGE | SE3000H-US | Inverters | 3000 |  | 1 |  |  | 0.97 |  | Outside | SIDE OF HOME
Solar Registration Program | NJSRRE1543502387 | PATERSON CITY | 7524 | 6 | 3.78 | Residential | Yes | Behind the Meter | Tesla Energy Operations Inc | PSE&G | Accepted | 2019-12-10 | 2019-12-12 | 2020-12-12 | Hanwha Q-Cells | Q.Peak DUO BLK-G5/SC315 | Solar Panels |  | 0.315 | 12 | 193 | 45 |  | Fixed | Roof
Solar Registration Program | NJSRRE1543502387 | PATERSON CITY | 7524 | 6 | 3.78 | Residential | Yes | Behind the Meter | Tesla Energy Operations Inc | PSE&G | Accepted | 2019-12-10 | 2019-12-12 | 2020-12-12 | SOLAREDGE | SE3800H-US000SNC2 | Inverters | 3800 |  | 1 |  |  | 0.99 |  | Outdoor | Outdoor
Solar Registration Program | NJSRRE1543506022 | South Plainfield | 7080 | 11 | 3.78 | Residential | Yes | Behind the Meter | Trinity Solar | PSE&G | Accepted | 2019-12-10 | 2019-12-12 | 2020-12-12 | Hanwha 315 | Q.PEAK DUO BLK-G5 315 | Solar Panels |  | 0.315 | 7 | 126 | 35 |  | Fixed | Roof
Solar Registration Program | NJSRRE1543506022 | South Plainfield | 7080 | 11 | 3.78 | Residential | Yes | Behind the Meter | Trinity Solar | PSE&G | Accepted | 2019-12-10 | 2019-12-12 | 2020-12-12 | Hanwha 315 | Q.PEAK DUO BLK-G5 315 | Solar Panels |  | 0.315 | 5 | 126 | 12 |  | Fixed | Roof
Solar Registration Program | NJSRRE1543506022 | South Plainfield | 7080 | 11 | 3.78 | Residential | Yes | Behind the Meter | Trinity Solar | PSE&G | Accepted | 2019-12-10 | 2019-12-12 | 2020-12-12 | Solar Edge | SE3000H-US | Inverters | 3000 |  | 1 |  |  | 0.97 |  | Outside | side of home
Solar Registration Program | NJSRRE1543506070 | Wildwood | 8260 | 21 | 3.78 | Residential | Yes | Behind the Meter | Trinity Solar | AC Electric | Accepted | 2019-12-10 | 2019-12-13 | 2020-12-13 | Hanwha | Q.PEAK DUO BLK-G5 315 | Solar Panels |  | 0.315 | 12 | 137 | 34 |  | Fixed | Roof
Solar Registration Program | NJSRRE1543506070 | Wildwood | 8260 | 21 | 3.78 | Residential | Yes | Behind the Meter | Trinity Solar | AC Electric | Accepted | 2019-12-10 | 2019-12-13 | 2020-12-13 | Solar Edge | SE3000 | Inverters | 3000 |  | 1 |  |  | 0.97 |  | Outside | side of home
Solar Registration Program | NJSRRE1543507139 | MONTGOMERY TWP | 8502 | 5 | 3.78 | Residential | Yes | Behind the Meter | Tesla Energy Operations Inc. | PSE&G | Accepted | 2019-12-10 | 2019-12-13 | 2020-12-13 | Hanwha Q-Cells | Q.Peak DUO BLK-G5/SC315 | Solar Panels |  | 0.315 | 12 | 269 | 30 |  | Fixed | Roof
Solar Registration Program | NJSRRE1543507139 | MONTGOMERY TWP | 8502 | 5 | 3.78 | Residential | Yes | Behind the Meter | Tesla Energy Operations Inc. | PSE&G | Accepted | 2019-12-10 | 2019-12-13 | 2020-12-13 | SOLAREDGE | SE3800H-US000SNC2 | Inverters | 3800 |  | 1 |  |  | 0.99 |  | Outdoor | Outdoor
Solar Registration Program | NJSRRE1543513155 | Marlton | 8053 | 13 | 3.78 | Residential | No | Behind the Meter | Vision Solar LLC | PSE&G | Accepted | 2019-12-11 | 2019-12-16 | 2020-12-16 | Hanwa Qcells | Q.peak Duo-g5 315 | Solar Panels |  | 0.315 | 12 | 179 | 18 |  | Fixed | Roof
Solar Registration Program | NJSRRE1543513155 | Marlton | 8053 | 13 | 3.78 | Residential | No | Behind the Meter | Vision Solar LLC | PSE&G | Accepted | 2019-12-11 | 2019-12-16 | 2020-12-16 | Enphase | iq7-60-2-us | Inverters | 0.25 |  | 12 |  |  | 0.96 |  | Other | behind panels
Solar Registration Program | NJSRRE1543514557 | Warren | 7059 | 5 | 3.78 | Residential | No | Behind the Meter | Tesla Energy Operations Inc. | JCP&L | Accepted | 2019-12-11 | 2019-12-16 | 2020-12-16 | Hanwha Q-Cells | Q.Peak DUO BLK-G5/SC315 | Solar Panels |  | 0.315 | 3 | 70 | 18 |  | Fixed | Roof
Solar Registration Program | NJSRRE1543514557 | Warren | 7059 | 5 | 3.78 | Residential | No | Behind the Meter | Tesla Energy Operations Inc. | JCP&L | Accepted | 2019-12-11 | 2019-12-16 | 2020-12-16 | Hanwha Q-Cells | Q.Peak DUO BLK-G5/SC315 | Solar Panels |  | 0.315 | 9 | 250 | 18 |  | Fixed | Roof
Solar Registration Program | NJSRRE1543514557 | Warren | 7059 | 5 | 3.78 | Residential | No | Behind the Meter | Tesla Energy Operations Inc. | JCP&L | Accepted | 2019-12-11 | 2019-12-16 | 2020-12-16 | SOLAREDGE | SE3800H-US000SNC2 | Inverters | 3800 |  | 1 |  |  | 0.99 |  | Indoor | Indoor
Solar Registration Program | NJSRRE1543514557 | Warren | 7059 | 5 | 3.78 | Residential | No | Behind the Meter | Tesla Energy Operations Inc. | JCP&L | Accepted | 2019-12-11 | 2019-12-16 | 2020-12-16 | Tesla | AC Powerall 2.0 | Electric Storage Battery |  |  | 2 |  |  |  | Lithium Ion |  | Inside
Solar Registration Program | NJSRRE1543552487 | Clarksboro | 8020 | 15 | 3.78 | Residential | Yes | Behind the Meter | Trinity Solar | AC Electric | Accepted | 2019-12-16 | 2019-12-19 | 2020-12-19 | HANWHA | Q.PEAK DUO BLK-G5 315 | Solar Panels |  | 0.315 | 7 | 225 | 34 |  | Fixed | Roof
Solar Registration Program | NJSRRE1543552487 | Clarksboro | 8020 | 15 | 3.78 | Residential | Yes | Behind the Meter | Trinity Solar | AC Electric | Accepted | 2019-12-16 | 2019-12-19 | 2020-12-19 | HANWHA | Q.PEAK DUO BLK-G5 315 | Solar Panels |  | 0.315 | 5 | 45 | 34 |  | Fixed | Roof
Solar Registration Program | NJSRRE1543552487 | Clarksboro | 8020 | 15 | 3.78 | Residential | Yes | Behind the Meter | Trinity Solar | AC Electric | Accepted | 2019-12-16 | 2019-12-19 | 2020-12-19 | Solar Edge | SE3000H-US000BNC4 | Inverters | 3000 |  | 1 |  |  | 0.97 |  | Outdoor | side of home
Solar Registration Program | NJSRRE1543553330 | West Windsor TWP | 8550 | 12 | 3.78 | Residential | Yes | Behind the Meter | Tesla Energy Operations Inc | PSE&G | Accepted | 2019-12-16 | 2019-12-19 | 2020-12-19 | Hanwha Q-Cells | Q.Peak DUO BLK-G5/SC315 | Solar Panels |  | 0.315 | 12 | 182 | 34 |  | Fixed | Roof
Solar Registration Program | NJSRRE1543553330 | West Windsor TWP | 8550 | 12 | 3.78 | Residential | Yes | Behind the Meter | Tesla Energy Operations Inc | PSE&G | Accepted | 2019-12-16 | 2019-12-19 | 2020-12-19 | SolarEdge | SE3800H-US000SNC2 | Inverters | 3800 |  | 1 |  |  | 0.99 |  | Outdoor | Outdoor
Solar Registration Program | NJSRRE1543555976 | East Orange | 7017 | 9 | 3.78 | Residential | Yes | Behind the Meter | Pro Custom Solar dba Momentum Solar | PSE&G | Accepted | 2019-12-17 | 2019-12-20 | 2020-12-20 | HANWHA | Q.PEAK DUO BLK-G5 315 | Solar Panels |  | 0.315 | 12 | 201 | 21 |  | Fixed | Roof
Solar Registration Program | NJSRRE1543555976 | East Orange | 7017 | 9 | 3.78 | Residential | Yes | Behind the Meter | Pro Custom Solar dba Momentum Solar | PSE&G | Accepted | 2019-12-17 | 2019-12-20 | 2020-12-20 | Enphase Energy | IQ6-60-2-US | Inverters | 240 |  | 12 |  |  | 0.97 |  | Outdoor | Roof
Solar Registration Program | NJSRRE1543560596 | FREEHOLD | 7728 | 17 | 3.78 | Residential | No | Behind the Meter | Vivint Solar Developer, LLC | JCP&L | Accepted | 2019-12-20 | 2019-12-20 | 2020-12-20 | Hanwha Solar | Q.PEAK BLK-G5 315 | Solar Panels |  | 0.315 | 12 | 118 | 19 |  | Fixed | Roof
Solar Registration Program | NJSRRE1543560596 | FREEHOLD | 7728 | 17 | 3.78 | Residential | No | Behind the Meter | Vivint Solar Developer, LLC | JCP&L | Accepted | 2019-12-20 | 2019-12-20 | 2020-12-20 | Solar Edge | SE3800H-US | Inverters | 3800 |  | 1 |  |  | 0.992 |  | Outdoor | Near the utility meter
Solar Registration Program | NJSRRE1543571066 | Paterson City | 7502 | 6 | 3.78 | Residential | Yes | Behind the Meter | Vision Solar LLC | PSE&G | Accepted | 2019-12-19 | 2019-12-26 | 2020-12-26 | hanwa qcells | q.peak duo-g5 315 | Solar Panels |  | 0.315 | 9 | 50 | 18 |  | Fixed | Roof
Solar Registration Program | NJSRRE1543571066 | Paterson City | 7502 | 6 | 3.78 | Residential | Yes | Behind the Meter | Vision Solar LLC | PSE&G | Accepted | 2019-12-19 | 2019-12-26 | 2020-12-26 | hanwa qcells | q.peak duo-g5 315 | Solar Panels |  | 0.315 | 3 | 140 | 45 |  | Fixed | Roof
Solar Registration Program | NJSRRE1543571066 | Paterson City | 7502 | 6 | 3.78 | Residential | Yes | Behind the Meter | Vision Solar LLC | PSE&G | Accepted | 2019-12-19 | 2019-12-26 | 2020-12-26 | enphase | iq7-60-2-us | Inverters | 0.25 |  | 12 |  |  | 0.96 |  | Other | behind panels
Solar Registration Program | NJSRRE1543571130 | Paterson | 7503 | 6 | 3.78 | Residential | No | Behind the Meter | Trinity Solar | PSE&G | Accepted | 2019-12-19 | 2019-12-26 | 2020-12-26 | Hanwha | Q.PEAK DUO BLK-G5 315 | Solar Panels |  | 0.315 | 12 | 167 | 37 |  | Fixed | Roof
Solar Registration Program | NJSRRE1543571130 | Paterson | 7503 | 6 | 3.78 | Residential | No | Behind the Meter | Trinity Solar | PSE&G | Accepted | 2019-12-19 | 2019-12-26 | 2020-12-26 | Solar Edge | SE3000 | Inverters | 3000 |  | 1 |  |  | 0.97 |  | Outside | side of home
Solar Registration Program | NJSRRE1543575059 | Passaic | 7055 | 6 | 3.78 | Residential | No | Behind the Meter | Trinity Solar | PSE&G | Accepted | 2019-12-20 | 2019-12-30 | 2020-12-30 | Hanwha | Q.PEAK DUO BLK-G5 315 | Solar Panels |  | 0.315 | 12 | 224 | 40 |  | Fixed | Roof
Solar Registration Program | NJSRRE1543575059 | Passaic | 7055 | 6 | 3.78 | Residential | No | Behind the Meter | Trinity Solar | PSE&G | Accepted | 2019-12-20 | 2019-12-30 | 2020-12-30 | Solar Edge | SE3000 | Inverters | 3000 |  | 1 |  |  | 0.97 |  | Outside | side of home
Solar Registration Program | NJSRRE1543575081 | Passaic | 7055 | 6 | 3.78 | Residential | No | Behind the Meter | Trinity Solar | PSE&G | Accepted | 2019-12-20 | 2019-12-26 | 2020-12-26 | Hanwha | Q.PEAK DUO BLK-G5 315 | Solar Panels |  | 0.315 | 12 | 224 | 40 |  | Fixed | Roof
Solar Registration Program | NJSRRE1543575081 | Passaic | 7055 | 6 | 3.78 | Residential | No | Behind the Meter | Trinity Solar | PSE&G | Accepted | 2019-12-20 | 2019-12-26 | 2020-12-26 | Solar Edge | SE3000 | Inverters | 3000 |  | 1 |  |  | 0.97 |  | Outside | side of home
Solar Registration Program | NJSRRE1543651641 | Cherry Hill | 8003 | 14 | 3.78 | Residential | Yes | Behind the Meter | Trinity Solar | PSE&G | Accepted | 2019-12-23 | 2019-12-30 | 2020-12-30 | HANWHA | Q.PEAK DUO BLK-G5 315 | Solar Panels |  | 0.315 | 12 | 113 | 21 |  | Fixed | Roof
Solar Registration Program | NJSRRE1543651641 | Cherry Hill | 8003 | 14 | 3.78 | Residential | Yes | Behind the Meter | Trinity Solar | PSE&G | Accepted | 2019-12-23 | 2019-12-30 | 2020-12-30 | SOLAR EDGE | SE3000H-US | Inverters | 3000 |  | 1 |  |  | 0.97 |  | Outside | SIDE OF HOME
Solar Registration Program | NJSRRE1543820198 | Paterson | 7514 | 6 | 3.78 | Residential | Yes | Behind the Meter | Trinity Solar | PSE&G | Accepted | 2019-12-26 | 2019-12-31 | 2020-12-31 | HANWHA | Q.PEAK DUO BLK-G5 315 | Solar Panels |  | 0.315 | 12 | 104 | 18 |  | Fixed | Roof
Solar Registration Program | NJSRRE1543820198 | Paterson | 7514 | 6 | 3.78 | Residential | Yes | Behind the Meter | Trinity Solar | PSE&G | Accepted | 2019-12-26 | 2019-12-31 | 2020-12-31 | SOLAR EDGE | SE3000H-US | Inverters | 3000 |  | 1 |  |  | 0.97 |  | Outside | SIDE OF HOME
Solar Registration Program | NJSRRE1542515015 | Bloomfield | 7003 | 9 | 3.8 | Residential | Yes | Behind the Meter | Pro Custom Solar dba Momentum Solar | PSE&G | Accepted | 2019-10-08 | 2019-10-10 | 2020-10-10 | LG Electronics | LG 345N1C-V5 | Solar Panels |  | 0.345 | 11 | 212 | 36 |  | Fixed | Roof
Solar Registration Program | NJSRRE1542515015 | Bloomfield | 7003 | 9 | 3.8 | Residential | Yes | Behind the Meter | Pro Custom Solar dba Momentum Solar | PSE&G | Accepted | 2019-10-08 | 2019-10-10 | 2020-10-10 | Enphase Energy | IQ7-60-2-US | Inverters | 250 |  | 11 |  |  | 0.97 |  | Outdoor | Roof
Solar Registration Program | NJSRRE1542578875 | Willingboro | 8046 | 13 | 3.8 | Residential | Yes | Behind the Meter | Pro Custom Solar dba Momentum Solar | PSE&G | Accepted | 2019-10-23 | 2019-10-25 | 2020-10-25 | LG Electronics | LG 345N1C-V5 | Solar Panels |  | 0.345 | 11 | 206 | 27 |  | Fixed | Roof
Solar Registration Program | NJSRRE1542578875 | Willingboro | 8046 | 13 | 3.8 | Residential | Yes | Behind the Meter | Pro Custom Solar dba Momentum Solar | PSE&G | Accepted | 2019-10-23 | 2019-10-25 | 2020-10-25 | Enphase Energy | IQ7PLUS-72-2-US | Inverters | 295 |  | 11 |  |  | 0.97 |  | Outdoor | Roof
Solar Registration Program | NJSRRE1543422206 | Jersey City | 7304 | 8 | 3.8 | Residential | No | Behind the Meter | Pro Custom Solar dba Momentum Solar | PSE&G | Accepted | 2019-11-19 | 2019-11-22 | 2020-11-22 | LG Electronics | LG 345N1C-V5 | Solar Panels |  | 0.345 | 11 | 213 | 9 |  | Fixed | Roof
Solar Registration Program | NJSRRE1543422206 | Jersey City | 7304 | 8 | 3.8 | Residential | No | Behind the Meter | Pro Custom Solar dba Momentum Solar | PSE&G | Accepted | 2019-11-19 | 2019-11-22 | 2020-11-22 | Enphase Energy | IQ7PLUS-72-2-US | Inverters | 295 |  | 11 |  |  | 0.97 |  | Outdoor | Roof
Solar Registration Program | NJSRRE1540263565 | Irvington | 7111 | 9 | 3.84 | Residential | Yes | Behind the Meter | Pro Custom Solar dba Momentum Solar | JCP&L | Accepted | 2019-01-21 | 2019-01-24 | 2020-01-24 | HANWHA Q-CELLS | Q.PEAK BLK-G4.1 295 | Solar Panels |  | 0.295 | 9 | 131 | 14 |  | Fixed | Roof
Solar Registration Program | NJSRRE1540263565 | Irvington | 7111 | 9 | 3.84 | Residential | Yes | Behind the Meter | Pro Custom Solar dba Momentum Solar | JCP&L | Accepted | 2019-01-21 | 2019-01-24 | 2020-01-24 | HANWHA Q-CELLS | Q.PEAK BLK-G4.1 295 | Solar Panels |  | 0.295 | 4 | 311 | 14 |  | Fixed | Roof
Solar Registration Program | NJSRRE1540263565 | Irvington | 7111 | 9 | 3.84 | Residential | Yes | Behind the Meter | Pro Custom Solar dba Momentum Solar | JCP&L | Accepted | 2019-01-21 | 2019-01-24 | 2020-01-24 | ENPHASE | IQ7-60-2-US | Inverters | 250 |  | 13 |  |  | 0.97 |  | Outdoor | ROOF
Solar Registration Program | NJSRRE1540836215 | Ewing | 8638 | 12 | 3.84 | Residential | Yes | Behind the Meter | Pro Custom Solar dba Momentum Solar | PSE&G | Accepted | 2019-04-10 | 2019-04-11 | 2020-04-11 | HANWHA Q-CELLS | Q.PEAK BLK-G4.1 295 | Solar Panels |  | 0.295 | 4 | 258 | 31 |  | Fixed | Roof
Solar Registration Program | NJSRRE1540836215 | Ewing | 8638 | 12 | 3.84 | Residential | Yes | Behind the Meter | Pro Custom Solar dba Momentum Solar | PSE&G | Accepted | 2019-04-10 | 2019-04-11 | 2020-04-11 | HANWHA Q-CELLS | Q.PEAK BLK-G4.1 295 | Solar Panels |  | 0.295 | 3 | 78 | 31 |  | Fixed | Roof
Solar Registration Program | NJSRRE1540836215 | Ewing | 8638 | 12 | 3.84 | Residential | Yes | Behind the Meter | Pro Custom Solar dba Momentum Solar | PSE&G | Accepted | 2019-04-10 | 2019-04-11 | 2020-04-11 | HANWHA Q-CELLS | Q.PEAK BLK-G4.1 295 | Solar Panels |  | 0.295 | 6 | 168 | 40 |  | Fixed | Roof
Solar Registration Program | NJSRRE1540836215 | Ewing | 8638 | 12 | 3.84 | Residential | Yes | Behind the Meter | Pro Custom Solar dba Momentum Solar | PSE&G | Accepted | 2019-04-10 | 2019-04-11 | 2020-04-11 | ENPHASE | IQ6-60-2-US | Inverters | 0.24 |  | 13 |  |  | 0.97 |  | Outdoor | Roof
Solar Registration Program | NJSRRE1540849154 | Garfield | 7026 | 7 | 3.84 | Residential | Yes | Behind the Meter | Pro Custom Solar dba Momentum Solar | PSE&G | Accepted | 2019-04-12 | 2019-04-15 | 2020-04-15 | HANWHA | Q-CELLS Q.PEAK BLK-G4.1 295 | Solar Panels |  | 0.295 | 13 | 342 | 2 |  | Fixed | Roof
Solar Registration Program | NJSRRE1540849154 | Garfield | 7026 | 7 | 3.84 | Residential | Yes | Behind the Meter | Pro Custom Solar dba Momentum Solar | PSE&G | Accepted | 2019-04-12 | 2019-04-15 | 2020-04-15 | ENPHASE | IQ6-60-2-US | Inverters | 240 |  | 13 |  |  | 0.97 |  | Outdoor | ROOF
Solar Registration Program | NJSRRE1540918378 | Bayville | 8721 | 18 | 3.84 | Residential | No | Behind the Meter | Eznergy | JCP&L | Accepted | 2019-05-02 | 2019-05-06 | 2020-05-06 | BP | BP-3160 | Solar Panels |  | 0.16 | 13 | 104 | 30 |  | Fixed | Roof
Solar Registration Program | NJSRRE1540918378 | Bayville | 8721 | 18 | 3.84 | Residential | No | Behind the Meter | Eznergy | JCP&L | Accepted | 2019-05-02 | 2019-05-06 | 2020-05-06 | BP | BP-3160 | Solar Panels |  | 0.16 | 11 | 284 | 30 |  | Fixed | Roof
Solar Registration Program | NJSRRE1540918378 | Bayville | 8721 | 18 | 3.84 | Residential | No | Behind the Meter | Eznergy | JCP&L | Accepted | 2019-05-02 | 2019-05-06 | 2020-05-06 | SMA | Sunny Boy 3800TL | Inverters | 3800 |  | 1 |  |  | 0.968 |  | Outdoor | near meter
Solar Registration Program | NJSRRE1541131764 | Oceanpor | 7757 | 17 | 3.84 | Residential | Yes | Behind the Meter | Trinity Solar | JCP&L | Accepted | 2019-06-17 | 2019-06-17 | 2020-06-17 | HANWHA | Q.PEAK-BLK G4.1 295 | Solar Panels |  | 0.295 | 13 | 221 | 37 |  | Fixed | Roof
Solar Registration Program | NJSRRE1541131764 | Oceanpor | 7757 | 17 | 3.84 | Residential | Yes | Behind the Meter | Trinity Solar | JCP&L | Accepted | 2019-06-17 | 2019-06-17 | 2020-06-17 | Solar Edge | SE3000H-US000BNC4 | Inverters | 3000 |  | 1 |  |  | 0.97 |  | Outdoor | side of home
Solar Registration Program | NJSRRE1541688361 | Englewood City | 7631 | 7 | 3.84 | Residential | No | Behind the Meter | Posigen NJ LLC | PSE&G | Accepted | 2019-07-19 | 2019-07-23 | 2020-07-23 | Hanwha Q-Cells | Q.PEAK DUO-G5 320 | Solar Panels |  | 0.32 | 12 | 96,69 | 20 |  | Fixed | Roof
Solar Registration Program | NJSRRE1541688361 | Englewood City | 7631 | 7 | 3.84 | Residential | No | Behind the Meter | Posigen NJ LLC | PSE&G | Accepted | 2019-07-19 | 2019-07-23 | 2020-07-23 | SolarEdge | SE3800H-US | Inverters | 3800 |  | 1 |  |  | 0.99 |  | Outside | within ten feet of meter
Solar Registration Program | NJSRRE1541790651 | Englewood | 7631 | 7 | 3.84 | Residential | Yes | Behind the Meter | Trinity Solar | PSE&G | Accepted | 2019-08-06 | 2019-08-09 | 2020-08-09 | Hanwha | Q.PEAK-BLK G4.1 295 | Solar Panels |  | 0.295 | 13 | 174 | 27 |  | Fixed | Roof
Solar Registration Program | NJSRRE1541790651 | Englewood | 7631 | 7 | 3.84 | Residential | Yes | Behind the Meter | Trinity Solar | PSE&G | Accepted | 2019-08-06 | 2019-08-09 | 2020-08-09 | Solar Edge | SE3000 | Inverters | 3000 |  | 1 |  |  | 0.97 |  | Outside | side of home
Solar Registration Program | NJSRRE1542294405 | Englewood | 7631 | 7 | 3.84 | Residential | Yes | Behind the Meter | Trinity Solar | PSE&G | Accepted | 2019-09-06 | 2019-09-10 | 2020-09-10 | Hanwha | Q.PEAK-BLK G4.1 295 | Solar Panels |  | 0.295 | 13 | 194 | 37 |  | Fixed | Roof
Solar Registration Program | NJSRRE1542294405 | Englewood | 7631 | 7 | 3.84 | Residential | Yes | Behind the Meter | Trinity Solar | PSE&G | Accepted | 2019-09-06 | 2019-09-10 | 2020-09-10 | Solar Edge | SE3000 | Inverters | 3000 |  | 1 |  |  | 0.97 |  | Outside | side of home
Solar Registration Program | NJSRRE1542447166 | PARSIPPANY | 7054 | 3 | 3.84 | Residential | No | Behind the Meter | Infinity Solar Systems | JCP&L | Accepted | 2019-09-27 | 2019-10-01 | 2020-10-01 | LG | LG-320-N1K-V5 | Solar Panels |  | 0.32 | 12 | 178 | 20 |  | Fixed | Roof
Solar Registration Program | NJSRRE1542447166 | PARSIPPANY | 7054 | 3 | 3.84 | Residential | No | Behind the Meter | Infinity Solar Systems | JCP&L | Accepted | 2019-09-27 | 2019-10-01 | 2020-10-01 | ENPHASE | IQ7-60-X-US | Inverters | 240 |  | 12 |  |  | 0.97 |  | Other | MICROINVERTERS
Solar Registration Program | NJSRRE1542460931 | Englewood | 7631 | 7 | 3.84 | Residential | Yes | Behind the Meter | Trinity Solar | PSE&G | Accepted | 2019-09-30 | 2019-10-02 | 2020-10-02 | Hanwha | Q.PEAK-BLK G4.1 295 | Solar Panels |  | 0.295 | 13 | 173 | 34 |  | Fixed | Roof
Solar Registration Program | NJSRRE1542460931 | Englewood | 7631 | 7 | 3.84 | Residential | Yes | Behind the Meter | Trinity Solar | PSE&G | Accepted | 2019-09-30 | 2019-10-02 | 2020-10-02 | Solar Edge | SE3000 | Inverters | 3000 |  | 1 |  |  | 0.97 |  | Outside | side of home
Solar Registration Program | NJSRRE1542528121 | Irvington Town | 7111 | 9 | 3.84 | Residential | Yes | Behind the Meter | Skyline Solar, LLC | PSE&G | Accepted | 2019-10-11 | 2019-10-15 | 2020-10-15 | Hanwha Q-Cells | Q.PEAK DUO-G5 320 | Solar Panels |  | 0.32 | 12 | 121301 | 18 |  | Fixed | Roof
Solar Registration Program | NJSRRE1542528121 | Irvington Town | 7111 | 9 | 3.84 | Residential | Yes | Behind the Meter | Skyline Solar, LLC | PSE&G | Accepted | 2019-10-11 | 2019-10-15 | 2020-10-15 | SolarEdge | SE3800H-US | Inverters | 3800 |  | 1 |  |  | 0.99 |  | Outside | within ten feet of meter
Solar Registration Program | NJSRRE1542556397 | Pennsauken Twp | 8110 | 14 | 3.84 | Residential | No | Behind the Meter | Castle Energy, LLC | PSE&G | Accepted | 2019-10-18 | 2019-10-22 | 2020-10-22 | Hanwha Q-Cells | Q.Peak DUO-G5 320 | Solar Panels |  | 0.32 | 8 | 148 | 32 |  | Fixed | Roof
Solar Registration Program | NJSRRE1542556397 | Pennsauken Twp | 8110 | 14 | 3.84 | Residential | No | Behind the Meter | Castle Energy, LLC | PSE&G | Accepted | 2019-10-18 | 2019-10-22 | 2020-10-22 | Hanwha Q-Cells | Q.Peak DUO-G5 320 | Solar Panels |  | 0.32 | 4 | 238 | 15 |  | Fixed | Roof
Solar Registration Program | NJSRRE1542556397 | Pennsauken Twp | 8110 | 14 | 3.84 | Residential | No | Behind the Meter | Castle Energy, LLC | PSE&G | Accepted | 2019-10-18 | 2019-10-22 | 2020-10-22 | Enphase Energy | IQ7-60-2-US | Inverters | 240 |  | 12 |  |  | 0.967 |  | Outside | on the rooftop under each solar panel
Solar Registration Program | NJSRRE1542562044 | Trenton City | 8618 | 12 | 3.84 | Residential | Yes | Behind the Meter | Skyline Solar, LLC | PSE&G | Accepted | 2019-10-21 | 2019-10-23 | 2020-10-23 | Hanwha Q-Cells | Q.PEAK DUO-G5 320 | Solar Panels |  | 0.32 | 12 | 278,98 | 30 |  | Fixed | Roof
Solar Registration Program | NJSRRE1542562044 | Trenton City | 8618 | 12 | 3.84 | Residential | Yes | Behind the Meter | Skyline Solar, LLC | PSE&G | Accepted | 2019-10-21 | 2019-10-23 | 2020-10-23 | SolarEdge | SE3800H-US | Inverters | 3800 |  | 1 |  |  | 0.99 |  | Outside | within ten feet of meter
Solar Registration Program | NJSRRE1543481111 | Millville | 8332 | 20 | 3.84 | Residential | Yes | Behind the Meter | Skyline Solar, LLC | AC Electric | Accepted | 2019-12-05 | 2019-12-09 | 2020-12-09 | Hanwha Q-Cells | Q.PEAK DUO-G5 320 | Solar Panels |  | 0.32 | 12 | 193 | 22 |  | Fixed | Roof
Solar Registration Program | NJSRRE1543481111 | Millville | 8332 | 20 | 3.84 | Residential | Yes | Behind the Meter | Skyline Solar, LLC | AC Electric | Accepted | 2019-12-05 | 2019-12-09 | 2020-12-09 | SolarEdge | SE3800H-US | Inverters | 3800 |  | 1 |  |  | 0.99 |  | Outside | within ten feet of meter
Solar Registration Program | NJSRRE1543548158 | Westville | 8093 | 15 | 3.84 | Residential | No | Behind the Meter | Advanced Renewable Solutions | PSE&G | Accepted | 2019-12-13 | 2019-12-18 | 2020-12-18 | JINKO SOLAR | JKM320M-60 | Solar Panels |  | 0.32 | 12 | 212 | 35 |  | Fixed | Roof
Solar Registration Program | NJSRRE1543548158 | Westville | 8093 | 15 | 3.84 | Residential | No | Behind the Meter | Advanced Renewable Solutions | PSE&G | Accepted | 2019-12-13 | 2019-12-18 | 2020-12-18 | SOLAR EDGE | SE3000H-US000N-NC2 | Inverters | 3000 |  | 1 |  |  | 0.992 |  | Outdoor | Wall mounted, adjacent to Utility Meter and Disconnect
Solar Registration Program | NJSRRE1543574929 | Villas | 8251 | 21 | 3.84 | Residential | Yes | Behind the Meter | Skyline Solar, LLC | AC Electric | Accepted | 2019-12-20 | 2019-12-30 | 2020-12-30 | Silfab | SLA320M | Solar Panels |  | 0.32 | 12 | 208,28 | 30 |  | Fixed | Roof
Solar Registration Program | NJSRRE1543574929 | Villas | 8251 | 21 | 3.84 | Residential | Yes | Behind the Meter | Skyline Solar, LLC | AC Electric | Accepted | 2019-12-20 | 2019-12-30 | 2020-12-30 | SolarEdge | SE3800H-US | Inverters | 3800 |  | 1 |  |  | 0.99 |  | Outside | within ten feet of meter
Solar Registration Program | NJSRRE1542493669 | Woodbridge Township | 8830 | 11 | 3.85 | Residential | No | Behind the Meter | Seabright Solar | PSE&G | Final As-Built Received | 2019-10-16 | 2019-10-16 | 2020-10-16 | Sunpower | SPR-X21-350 | Solar Panels |  | 0.35 | 11 | 175 | 43 |  | Fixed | Roof
Solar Registration Program | NJSRRE1542493669 | Woodbridge Township | 8830 | 11 | 3.85 | Residential | No | Behind the Meter | Seabright Solar | PSE&G | Final As-Built Received | 2019-10-16 | 2019-10-16 | 2020-10-16 | Sunpower | SPR-X21-350 | Inverters | 0.32 |  | 11 |  |  | 0.99 |  | Outside | Roof
Solar Registration Program | NJSRRE1539878754 | Ship Bottom | 8008 | 18 | 3.9 | Residential | Yes | Behind the Meter | Reliable Power and Solar | AC Electric | AS-Built Incomplete - Review | 2018-12-04 | 2018-12-07 | 2019-12-07 | jinko | jkm300m | Solar Panels |  | 0.3 | 13 | 212 | 24 |  | Fixed | Roof | roof
Solar Registration Program | NJSRRE1539878754 | Ship Bottom | 8008 | 18 | 3.9 | Residential | Yes | Behind the Meter | Reliable Power and Solar | AC Electric | AS-Built Incomplete - Review | 2018-12-04 | 2018-12-07 | 2019-12-07 | Enphase | IQ7 | Inverters | 240 |  | 13 |  |  | 0.97 |  | Outdoor | roof
Solar Registration Program | NJSRRE1539878754 | Ship Bottom | 8008 | 18 | 3.9 | Residential | Yes | Behind the Meter | Reliable Power and Solar | AC Electric | AS-Built Incomplete - Review | 2018-12-04 | 2018-12-07 | 2019-12-07 | Itron | CL200 | Meters |  |  | 1 |  |  |  | Yes | Outdoor
Solar Registration Program | NJSRRE1540338886 | pedricktown | 8067 | 16 | 3.9 | Commercial | No | Behind the Meter | Wysock Electric | AC Electric | Accepted | 2019-02-06 | 2019-03-04 | 2020-03-04 | canadian solar | cs6k300 | Solar Panels |  | 0.3 | 13 | 240 | 22 |  | Fixed | Roof
Solar Registration Program | NJSRRE1540338886 | pedricktown | 8067 | 16 | 3.9 | Commercial | No | Behind the Meter | Wysock Electric | AC Electric | Accepted | 2019-02-06 | 2019-03-04 | 2020-03-04 | solar edge | SE3800H-US | Inverters | 3800 |  | 1 |  |  | 0.982 |  | Outdoor | at meter bank
Solar Registration Program | NJSRRE1540338886 | pedricktown | 8067 | 16 | 3.9 | Commercial | No | Behind the Meter | Wysock Electric | AC Electric | Accepted | 2019-02-06 | 2019-03-04 | 2020-03-04 | hialeah | CL200 | Meters |  |  | 1 |  |  |  |  | Outdoor
Solar Registration Program | NJSRRE1540339041 | pedricktown | 8067 | 16 | 3.9 | Commercial | No | Behind the Meter | Wysock Electric | AC Electric | Accepted | 2019-02-06 | 2019-03-04 | 2020-03-04 | canadian solar | cs6k300 | Solar Panels |  | 0.3 | 13 | 80 | 22 |  | Fixed | Roof
Solar Registration Program | NJSRRE1540339041 | pedricktown | 8067 | 16 | 3.9 | Commercial | No | Behind the Meter | Wysock Electric | AC Electric | Accepted | 2019-02-06 | 2019-03-04 | 2020-03-04 | solar edge | se3800 us | Inverters | 3800 |  | 1 |  |  | 0.982 |  | Outdoor | at meters
Solar Registration Program | NJSRRE1540339041 | pedricktown | 8067 | 16 | 3.9 | Commercial | No | Behind the Meter | Wysock Electric | AC Electric | Accepted | 2019-02-06 | 2019-03-04 | 2020-03-04 | Flexnet | cl200 | Meters |  |  | 1 |  |  |  |  | Outdoor
Solar Registration Program | NJSRRE1541632418 | Bayonne | 7002 | 8 | 3.9 | Residential | No | Behind the Meter | Palmetto Solar LLC | PSE&G | Accepted | 2019-07-11 | 2019-07-15 | 2020-07-15 | Silfab | SLA-M 300 | Solar Panels |  | 0.3 | 13 | 180 | 25 |  | Fixed | Roof
Solar Registration Program | NJSRRE1541632418 | Bayonne | 7002 | 8 | 3.9 | Residential | No | Behind the Meter | Palmetto Solar LLC | PSE&G | Accepted | 2019-07-11 | 2019-07-15 | 2020-07-15 | SolarEdge | 3800H-US | Inverters | 3800 |  | 1 |  |  | 0.99 |  | Outside | N/A
Solar Registration Program | NJSRRE1542476122 | Montclair TWP | 7042 | 9 | 3.9 | Residential | No | Behind the Meter | Tesla Energy Operations Inc | PSE&G | Accepted | 2019-10-01 | 2019-10-03 | 2020-10-03 | SolarCity Standard | SC325 | Solar Panels |  | 0.325 | 12 | 178 | 18 |  | Fixed | Roof
Solar Registration Program | NJSRRE1542476122 | Montclair TWP | 7042 | 9 | 3.9 | Residential | No | Behind the Meter | Tesla Energy Operations Inc | PSE&G | Accepted | 2019-10-01 | 2019-10-03 | 2020-10-03 | Delta | Solivia 3.8TL | Inverters | 3800 |  | 1 |  |  | 0.975 |  | Outdoor | Outdoor
Solar Registration Program | NJSRRE1542521270 | NORTH WILDWOOD | 8260 | 21 | 3.9 | Residential | No | Behind the Meter | KISS ELECTRIC LLC | AC Electric | Accepted | 2019-10-09 | 2019-10-11 | 2020-10-11 | Q CELLS | Q.PEAK DUO G5 | Solar Panels |  | 0.325 | 12 | PORTRAIT | 38 |  | Fixed | Roof
Solar Registration Program | NJSRRE1542521270 | NORTH WILDWOOD | 8260 | 21 | 3.9 | Residential | No | Behind the Meter | KISS ELECTRIC LLC | AC Electric | Accepted | 2019-10-09 | 2019-10-11 | 2020-10-11 | SOLAR EDGE | SE3000H-US | Inverters | 3000 |  | 1 |  |  | 0.99 |  | Outside | SIDE OF HOUSE DIRECTLY NEXT TO METER
Solar Registration Program | NJSRRE1542575687 | Little Ferry Boro | 7643 | 7 | 3.9 | Residential | No | Behind the Meter | EMT Renewables | PSE&G | Accepted | 2019-10-22 | 2019-10-24 | 2020-10-24 | Trina | TSM-300-Allmax-BLK | Solar Panels |  | 0.3 | 2 | 209 | 22 |  | Fixed | Roof
Solar Registration Program | NJSRRE1542575687 | Little Ferry Boro | 7643 | 7 | 3.9 | Residential | No | Behind the Meter | EMT Renewables | PSE&G | Accepted | 2019-10-22 | 2019-10-24 | 2020-10-24 | Trina | TSM - 300 - Allmax - BLK | Solar Panels |  | 0.3 | 11 | 119 | 22 |  | Fixed | Roof
Solar Registration Program | NJSRRE1542575687 | Little Ferry Boro | 7643 | 7 | 3.9 | Residential | No | Behind the Meter | EMT Renewables | PSE&G | Accepted | 2019-10-22 | 2019-10-24 | 2020-10-24 | SolarEdge | SE3000H-US | Inverters | 3000 |  | 1 |  |  | 0.95 |  | Other | next to meter
Solar Registration Program | NJSRRE1543446455 | Woodstown | 8098 | 16 | 3.9 | Commercial | No | Behind the Meter | Impact Solar LLC | AC Electric | Accepted | 2019-11-26 | 2019-12-03 | 2020-12-03 | panasonic | VBHN325SA17 | Solar Panels |  | 0.325 | 12 | 223 | 23 |  | Fixed | Roof
Solar Registration Program | NJSRRE1543446455 | Woodstown | 8098 | 16 | 3.9 | Commercial | No | Behind the Meter | Impact Solar LLC | AC Electric | Accepted | 2019-11-26 | 2019-12-03 | 2020-12-03 | solaredge | SE3800H-US | Inverters | 3800 |  | 1 |  |  | 0.96 |  | Indoor | closet
Solar Registration Program | NJSRRE1543446455 | Woodstown | 8098 | 16 | 3.9 | Commercial | No | Behind the Meter | Impact Solar LLC | AC Electric | Accepted | 2019-11-26 | 2019-12-03 | 2020-12-03 | solaredge | solaredge direct | Meters |  |  | 1 |  |  |  | Yes | Indoor
Solar Registration Program | NJSRRE1540346481 | Kearny | 7032 | 8 | 3.92 | Residential | Yes | Behind the Meter | Pro Custom Solar dba Momentum Solar | PSE&G | Accepted | 2019-02-07 | 2019-02-11 | 2020-02-11 | TRINA SOLAR | TSM280-DD05A.05(II) | Solar Panels |  | 0.28 | 11 | 213 | 45 |  | Fixed | Roof
Solar Registration Program | NJSRRE1540346481 | Kearny | 7032 | 8 | 3.92 | Residential | Yes | Behind the Meter | Pro Custom Solar dba Momentum Solar | PSE&G | Accepted | 2019-02-07 | 2019-02-11 | 2020-02-11 | TRINA SOLAR | TSM280-DD05A.05(II) | Solar Panels |  | 0.28 | 3 | 212 | 14 |  | Fixed | Roof
Solar Registration Program | NJSRRE1540346481 | Kearny | 7032 | 8 | 3.92 | Residential | Yes | Behind the Meter | Pro Custom Solar dba Momentum Solar | PSE&G | Accepted | 2019-02-07 | 2019-02-11 | 2020-02-11 | ENPHASE | IQ7-60-2-US | Inverters | 250 |  | 14 |  |  | 0.97 |  | Outdoor | ROOF
Solar Registration Program | NJSRRE1541495038 | Villas | 8251 | 21 | 3.92 | Residential | Yes | Behind the Meter | SunnyMac LLC | AC Electric | Accepted | 2019-06-26 | 2019-07-01 | 2020-07-01 | Sunpower | SPR-E20-327 | Solar Panels |  | 0.327 | 12 | 181 | 19 |  | Fixed | Roof
Solar Registration Program | NJSRRE1541495038 | Villas | 8251 | 21 | 3.92 | Residential | Yes | Behind the Meter | SunnyMac LLC | AC Electric | Accepted | 2019-06-26 | 2019-07-01 | 2020-07-01 | Sunpower | SPR-E20-327 | Inverters | 0.32 |  | 12 |  |  | 0.99 |  | Outdoor | roof
Solar Registration Program | NJSRRE1541712580 | Lodi | 7644 | 7 | 3.92 | Residential | Yes | Behind the Meter | SunnyMac LLC | PSE&G | Final As-Built Received | 2019-07-31 | 2019-08-01 | 2020-08-01 | SunPower | SPR-E20-327 | Solar Panels |  | 0.327 | 6 | 288 | 15 |  | Fixed | Roof
Solar Registration Program | NJSRRE1541712580 | Lodi | 7644 | 7 | 3.92 | Residential | Yes | Behind the Meter | SunnyMac LLC | PSE&G | Final As-Built Received | 2019-07-31 | 2019-08-01 | 2020-08-01 | Sunpower | SPR-E20-327 | Solar Panels |  | 0.327 | 4 | 288 | 16 |  | Fixed | Roof
Solar Registration Program | NJSRRE1541712580 | Lodi | 7644 | 7 | 3.92 | Residential | Yes | Behind the Meter | SunnyMac LLC | PSE&G | Final As-Built Received | 2019-07-31 | 2019-08-01 | 2020-08-01 | SunPower | SPR-E20-327 | Solar Panels |  | 0.327 | 2 | 288 | 40 |  | Fixed | Roof
Solar Registration Program | NJSRRE1541712580 | Lodi | 7644 | 7 | 3.92 | Residential | Yes | Behind the Meter | SunnyMac LLC | PSE&G | Final As-Built Received | 2019-07-31 | 2019-08-01 | 2020-08-01 | Enphase | IQ7XS-96-ACM-US | Inverters | 0.315 |  | 12 |  |  | 0.99 |  | Outdoor | roof
Solar Registration Program | NJSRRE1541712580 | Lodi | 7644 | 7 | 3.92 | Residential | Yes | Behind the Meter | SunnyMac LLC | PSE&G | Final As-Built Received | 2019-07-31 | 2019-08-01 | 2020-08-01 | sunpower | pvs6 | Meters |  |  | 1 |  |  |  | No | Outdoor
Solar Registration Program | NJSRRE1541790721 | south plainfield | 7080 | 11 | 3.92 | Residential | Yes | Behind the Meter | Vision Solar LLC | PSE&G | Accepted | 2019-08-06 | 2019-08-27 | 2020-08-27 | sunpower | e20-327-e-ac | Solar Panels |  | 0.327 | 12 | 178 | 23 |  | Fixed | Roof
Solar Registration Program | NJSRRE1541790721 | south plainfield | 7080 | 11 | 3.92 | Residential | Yes | Behind the Meter | Vision Solar LLC | PSE&G | Accepted | 2019-08-06 | 2019-08-27 | 2020-08-27 | sunpower | e20-327-e-ac | Inverters | 0.32 |  | 12 |  |  | 0.96 |  | Other | behind panels
Solar Registration Program | NJSRRE1541873913 | Ewing | 8618 | 12 | 3.92 | Residential | Yes | Behind the Meter | Vision Solar LLC | PSE&G | Accepted | 2019-08-22 | 2019-08-27 | 2020-08-27 | sunpower | e20-327-e-ac | Solar Panels |  | 0.327 | 12 | 146 | 28 |  | Fixed | Roof
Solar Registration Program | NJSRRE1541873913 | Ewing | 8618 | 12 | 3.92 | Residential | Yes | Behind the Meter | Vision Solar LLC | PSE&G | Accepted | 2019-08-22 | 2019-08-27 | 2020-08-27 | sunpower | e20-327-e-ac | Inverters | 0.32 |  | 12 |  |  | 0.96 |  | Other | behind panels
Solar Registration Program | NJSRRE1541887815 | Forked River | 8731 | 18 | 3.92 | Residential | Yes | Behind the Meter | SunPower Corporation, Systems | JCP&L | Accepted | 2019-08-27 | 2019-08-29 | 2020-08-29 | SUNPOWER | SPR-E20-327-E-AC | Solar Panels |  | 0.327 | 12 | 183 | 18 |  | Fixed | Roof
Solar Registration Program | NJSRRE1541887815 | Forked River | 8731 | 18 | 3.92 | Residential | Yes | Behind the Meter | SunPower Corporation, Systems | JCP&L | Accepted | 2019-08-27 | 2019-08-29 | 2020-08-29 | SUNPOWER | SPR-E20-327-E-AC | Inverters | 320 |  | 12 |  |  | 0.96 |  | Other | under each panel
Solar Registration Program | NJSRRE1541887920 | Hillside | 7205 | 10 | 3.92 | Residential | No | Behind the Meter | Fusion Solar Energy LLC | PSE&G | Accepted | 2019-09-04 | 2019-09-04 | 2020-09-04 | SunPower | SunPower Type E20 | Solar Panels |  | 0.327 | 12 | North west | 39 |  | Fixed | Roof
Solar Registration Program | NJSRRE1541887920 | Hillside | 7205 | 10 | 3.92 | Residential | No | Behind the Meter | Fusion Solar Energy LLC | PSE&G | Accepted | 2019-09-04 | 2019-09-04 | 2020-09-04 | SunPower | SunPower Type E 20 | Inverters | 3.8 |  | 12 |  |  | 0.97 |  | Outdoor | Roof
Solar Registration Program | NJSRRE1542393625 | west new york town | 7093 | 8 | 3.92 | Residential | Yes | Behind the Meter | Vision Solar LLC | PSE&G | Accepted | 2019-09-12 | 2019-09-16 | 2020-09-16 | sunpower | e20-327-e-ac | Solar Panels |  | 0.327 | 12 | 122 | 3 |  | Fixed | Roof
Solar Registration Program | NJSRRE1542393625 | west new york town | 7093 | 8 | 3.92 | Residential | Yes | Behind the Meter | Vision Solar LLC | PSE&G | Accepted | 2019-09-12 | 2019-09-16 | 2020-09-16 | sunpower | e20-327-e-ac | Inverters | 0.32 |  | 12 |  |  | 0.96 |  | Other | behind panels
Solar Registration Program | NJSRRE1542424569 | Bordentown | 8505 | 13 | 3.92 | Residential | No | Behind the Meter | GenRenew, LLC | PSE&G | Final As-Built Received | 2019-09-20 | 2019-09-24 | 2020-09-24 | Sunpower | SPR-E20-327-E-AC | Solar Panels |  | 0.327 | 9 | 183 | 34 |  | Fixed | Roof
Solar Registration Program | NJSRRE1542424569 | Bordentown | 8505 | 13 | 3.92 | Residential | No | Behind the Meter | GenRenew, LLC | PSE&G | Final As-Built Received | 2019-09-20 | 2019-09-24 | 2020-09-24 | Sunpower | SPR-E20-327-E-AC | Solar Panels |  | 0.327 | 3 | 183 | 34 |  | Fixed | Roof
Solar Registration Program | NJSRRE1542424569 | Bordentown | 8505 | 13 | 3.92 | Residential | No | Behind the Meter | GenRenew, LLC | PSE&G | Final As-Built Received | 2019-09-20 | 2019-09-24 | 2020-09-24 | Sunpower | MI-D-320-US208/240 | Inverters | 320 |  | 12 |  |  | 0.96 |  | Outdoor | microinverters under modules
Solar Registration Program | NJSRRE1542424569 | Bordentown | 8505 | 13 | 3.92 | Residential | No | Behind the Meter | GenRenew, LLC | PSE&G | Final As-Built Received | 2019-09-20 | 2019-09-24 | 2020-09-24 | sunpower | pvs6 | Meters |  |  | 1 |  |  |  | Yes | Outdoor
Solar Registration Program | NJSRRE1542524781 | Hamilton Twp | 8619 | 12 | 3.92 | Residential | No | Behind the Meter | SunnyMac LLC | PSE&G | Accepted | 2019-10-10 | 2019-10-14 | 2020-10-14 | SunPower | SPR-E20-327 | Solar Panels |  | 0.327 | 12 | 265 | 21 |  | Fixed | Roof
Solar Registration Program | NJSRRE1542524781 | Hamilton Twp | 8619 | 12 | 3.92 | Residential | No | Behind the Meter | SunnyMac LLC | PSE&G | Accepted | 2019-10-10 | 2019-10-14 | 2020-10-14 | Enphase | IQ7xs-96-ACM-US | Inverters | 0.315 |  | 12 |  |  | 0.99 |  | Outdoor | roof
Solar Registration Program | NJSRRE1542850053 | Wildwood | 8260 | 21 | 3.92 | Residential | No | Behind the Meter | Ad Energy | AC Electric | Accepted | 2019-10-31 | 2019-11-04 | 2020-11-04 | SunPower | SPR-E20-327-E-AC | Solar Panels |  | 0.327 | 2 | 226 | 20 |  | Fixed | Roof
Solar Registration Program | NJSRRE1542850053 | Wildwood | 8260 | 21 | 3.92 | Residential | No | Behind the Meter | Ad Energy | AC Electric | Accepted | 2019-10-31 | 2019-11-04 | 2020-11-04 | SunPower | SPR-E20-327-E-AC | Solar Panels |  | 0.327 | 8 | 136 | 11 |  | Fixed | Roof
Solar Registration Program | NJSRRE1542850053 | Wildwood | 8260 | 21 | 3.92 | Residential | No | Behind the Meter | Ad Energy | AC Electric | Accepted | 2019-10-31 | 2019-11-04 | 2020-11-04 | SunPower | SPR-E20-327-E-AC | Solar Panels |  | 0.327 | 2 | 46 | 20 |  | Fixed | Roof
Solar Registration Program | NJSRRE1542850053 | Wildwood | 8260 | 21 | 3.92 | Residential | No | Behind the Meter | Ad Energy | AC Electric | Accepted | 2019-10-31 | 2019-11-04 | 2020-11-04 | SunPower | PVS6 | Meters |  |  | 1 |  |  |  | Yes | Outdoor
Solar Registration Program | NJSRRE1542850053 | Wildwood | 8260 | 21 | 3.92 | Residential | No | Behind the Meter | Ad Energy | AC Electric | Accepted | 2019-10-31 | 2019-11-04 | 2020-11-04 | Enphase Energy | IQ7XS-96-ACM-US | Inverters | 315 |  | 12 |  |  | 0.975 |  | Outdoor | At each panel
Solar Registration Program | NJSRRE1543046188 | Irvington | 7111 | 9 | 3.92 | Residential | No | Behind the Meter | SunPower Corporation, Systems | PSE&G | Accepted | 2019-11-07 | 2019-11-11 | 2020-11-11 | SUNPOWER | SPR-E20-327-E-AC | Solar Panels |  | 0.327 | 12 | 122 | 33 |  | Fixed | Roof
Solar Registration Program | NJSRRE1543046188 | Irvington | 7111 | 9 | 3.92 | Residential | No | Behind the Meter | SunPower Corporation, Systems | PSE&G | Accepted | 2019-11-07 | 2019-11-11 | 2020-11-11 | SUNPOWER | SPR-E20-327-E-AC | Inverters | 320 |  | 12 |  |  | 0.96 |  | Other | under each panel
Solar Registration Program | NJSRRE1543497805 | Piscataway Twp | 8854 | 11 | 3.92 | Residential | No | Behind the Meter | SunnyMac LLC | PSE&G | Accepted | 2019-12-06 | 2019-12-10 | 2020-12-10 | SunPower | SPR-E20-327 | Solar Panels |  | 0.327 | 9 | 154 | 18 |  | Fixed | Roof
Solar Registration Program | NJSRRE1543497805 | Piscataway Twp | 8854 | 11 | 3.92 | Residential | No | Behind the Meter | SunnyMac LLC | PSE&G | Accepted | 2019-12-06 | 2019-12-10 | 2020-12-10 | SunPower | SPR-E20-327 | Solar Panels |  | 0.327 | 3 | 64 | 18 |  | Fixed | Roof
Solar Registration Program | NJSRRE1543497805 | Piscataway Twp | 8854 | 11 | 3.92 | Residential | No | Behind the Meter | SunnyMac LLC | PSE&G | Accepted | 2019-12-06 | 2019-12-10 | 2020-12-10 | Enphase | IQ7XS-96-ACM-US | Inverters | 0.315 |  | 12 |  |  | 0.99 |  | Outdoor | roof
Solar Registration Program | NJSRRE1543565028 | Emerson | 7630 | 7 | 3.92 | Residential | No | Behind the Meter | SunPower Corporation, Systems | PSE&G | Accepted | 2019-12-18 | 2019-12-20 | 2020-12-20 | SUNPOWER | SPR-E20-327-E-AC | Solar Panels |  | 0.327 | 12 | 197 | 34 |  | Fixed | Roof
Solar Registration Program | NJSRRE1543565028 | Emerson | 7630 | 7 | 3.92 | Residential | No | Behind the Meter | SunPower Corporation, Systems | PSE&G | Accepted | 2019-12-18 | 2019-12-20 | 2020-12-20 | SUNPOWER | SPR-E20-327-E-AC | Inverters | 320 |  | 12 |  |  | 0.96 |  | Other | under each panel
Solar Registration Program | NJSRRE1540969651 | Ringoes | 8551 | 4 | 3.95 | Commercial | No | Behind the Meter | Green Power Energy | JCP&L | Accepted | 2019-05-08 | 2019-05-13 | 2020-05-13 | SunPower | SPR-P19-395- COM | Solar Panels |  | 0.395 | 10 | 180 | 35 |  | Fixed | Ground
Solar Registration Program | NJSRRE1540969651 | Ringoes | 8551 | 4 | 3.95 | Commercial | No | Behind the Meter | Green Power Energy | JCP&L | Accepted | 2019-05-08 | 2019-05-13 | 2020-05-13 | Solar Edge | SE3800-US | Inverters | 3800 |  | 1 |  |  | 0.97 |  | Outside | next to meter
Solar Registration Program | NJSRRE1540820327 | Woodbridge | 7095 | 11 | 3.96 | Residential | Yes | Behind the Meter | Sunrun Installation Services, Inc. | PSE&G | Accepted | 2019-04-04 | 2019-04-05 | 2020-04-05 | LG Electronics | LG360Q1C-A5 | Solar Panels |  | 0.36 | 4 | 23 | 8 |  | Fixed | Roof
Solar Registration Program | NJSRRE1540820327 | Woodbridge | 7095 | 11 | 3.96 | Residential | Yes | Behind the Meter | Sunrun Installation Services, Inc. | PSE&G | Accepted | 2019-04-04 | 2019-04-05 | 2020-04-05 | LG Electronics | LG360Q1C-A5 | Solar Panels |  | 0.36 | 7 | 188 | 23 |  | Fixed | Roof
Solar Registration Program | NJSRRE1540820327 | Woodbridge | 7095 | 11 | 3.96 | Residential | Yes | Behind the Meter | Sunrun Installation Services, Inc. | PSE&G | Accepted | 2019-04-04 | 2019-04-05 | 2020-04-05 | SolarEdge Technologies | SE3800H-USRGM | Inverters | 3800 |  | 1 |  |  | 0.96 |  | Outdoor | Near Main Panel
Solar Registration Program | NJSRRE1540904762 | Woodbridge Twp | 7095 | 11 | 3.96 | Residential | Yes | Behind the Meter | Sunrun Installation Services, Inc. | PSE&G | Accepted | 2019-04-29 | 2019-04-30 | 2020-04-30 | SMA America | SB3.8-1SP-US-40 | Inverters | 3800 |  | 1 |  |  | 0.96 |  | Outdoor | Next To Meter
Solar Registration Program | NJSRRE1540904762 | Woodbridge Twp | 7095 | 11 | 3.96 | Residential | Yes | Behind the Meter | Sunrun Installation Services, Inc. | PSE&G | Accepted | 2019-04-29 | 2019-04-30 | 2020-04-30 | LG Electronics | LG330N1C-A5 | Solar Panels |  | 0.33 | 12 | 153 | 40 |  | Fixed | Roof
Solar Registration Program | NJSRRE1541066807 | Lodi | 7644 | 7 | 3.96 | Residential | No | Behind the Meter | YSG Solar | PSE&G | Accepted | 2019-06-03 | 2019-06-06 | 2020-06-06 | Panasonic Group Sanyo Electric | VBHN330SA17 | Solar Panels |  | 0.33 | 11 | 122 | 10 |  | Fixed | Roof
Solar Registration Program | NJSRRE1541066807 | Lodi | 7644 | 7 | 3.96 | Residential | No | Behind the Meter | YSG Solar | PSE&G | Accepted | 2019-06-03 | 2019-06-06 | 2020-06-06 | Panasonic Group Sanyo Electric | VBHN330SA17 | Solar Panels |  | 0.33 | 1 | 302 | 10 |  | Fixed | Roof
Solar Registration Program | NJSRRE1541066807 | Lodi | 7644 | 7 | 3.96 | Residential | No | Behind the Meter | YSG Solar | PSE&G | Accepted | 2019-06-03 | 2019-06-06 | 2020-06-06 | SOLAREDGE | SE7600A-USS (240V) | Inverters | 32 |  | 1 |  |  | 0.98 |  | Outside | Outdoor
Solar Registration Program | NJSRRE1541432177 | East Orange | 7017 | 9 | 3.96 | Residential | No | Behind the Meter | Pro Custom Solar dba Momentum Solar | PSE&G | Accepted | 2019-06-19 | 2019-06-24 | 2020-06-24 | HANWHA | Q.PEAK DUO-G5 330 | Solar Panels |  | 0.33 | 12 | 125 | 44 |  | Fixed | Roof
Solar Registration Program | NJSRRE1541432177 | East Orange | 7017 | 9 | 3.96 | Residential | No | Behind the Meter | Pro Custom Solar dba Momentum Solar | PSE&G | Accepted | 2019-06-19 | 2019-06-24 | 2020-06-24 | ENPHASE | IQ7-60-2-US | Inverters | 250 |  | 12 |  |  | 0.97 |  | Outdoor | ROOF
Solar Registration Program | NJSRRE1541440921 | Franklin | 8873 | 5 | 3.96 | Residential | No | Behind the Meter | Sunrun Installation Services, Inc. | PSE&G | Accepted | 2019-06-20 | 2019-06-25 | 2020-06-25 | LG Electronics | LG330N1C-A5 | Solar Panels |  | 0.33 | 12 | 135 | 37 |  | Fixed | Roof
Solar Registration Program | NJSRRE1541440921 | Franklin | 8873 | 5 | 3.96 | Residential | No | Behind the Meter | Sunrun Installation Services, Inc. | PSE&G | Accepted | 2019-06-20 | 2019-06-25 | 2020-06-25 | Ningbo Ginlong Technologies | Solis-1P3.6K-4G-US | Inverters | 3600 |  | 1 |  |  | 0.96 |  | Outdoor | Next To Meter
Solar Registration Program | NJSRRE1541530468 | Robbinsville | 8691 | 12 | 3.96 | Residential | No | Behind the Meter | Sunrun Installation Services, Inc. | JCP&L | Accepted | 2019-07-10 | 2019-07-11 | 2020-07-11 | LG Electronics | LG330N1C-A5 | Solar Panels |  | 0.33 | 12 | 188 | 18 |  | Fixed | Roof
Solar Registration Program | NJSRRE1541530468 | Robbinsville | 8691 | 12 | 3.96 | Residential | No | Behind the Meter | Sunrun Installation Services, Inc. | JCP&L | Accepted | 2019-07-10 | 2019-07-11 | 2020-07-11 | Ginlong | Solis-1P3.6K-4G-US | Inverters | 3600 |  | 1 |  |  | 0.96 |  | Outside | next to meter
Solar Registration Program | NJSRRE1541791327 | Hamilton Twp Mer | 8609 | 12 | 3.96 | Residential | Yes | Behind the Meter | Sunrun Installation Services, Inc. | PSE&G | Accepted | 2019-08-06 | 2019-08-09 | 2020-08-09 | LG Electronics | LG330N1C-A5 | Solar Panels |  | 0.33 | 12 | 320 | 27 |  | Fixed | Roof
Solar Registration Program | NJSRRE1541791327 | Hamilton Twp Mer | 8609 | 12 | 3.96 | Residential | Yes | Behind the Meter | Sunrun Installation Services, Inc. | PSE&G | Accepted | 2019-08-06 | 2019-08-09 | 2020-08-09 | Ningbo Ginlong Technologies | Solis-1P3K-4G-US | Inverters | 3000 |  | 1 |  |  | 0.96 |  | Outdoor | Next To Meter
Solar Registration Program | NJSRRE1542553193 | West Creek | 8092 | 18 | 3.96 | Residential | No | Behind the Meter | Whitman Construction, LLC | AC Electric | Accepted | 2019-10-17 | 2019-10-21 | 2020-10-21 | Panasonic | VBHN330SA16 | Solar Panels |  | 0.33 | 5 | 59 | 40 |  | Fixed | Roof
Solar Registration Program | NJSRRE1542553193 | West Creek | 8092 | 18 | 3.96 | Residential | No | Behind the Meter | Whitman Construction, LLC | AC Electric | Accepted | 2019-10-17 | 2019-10-21 | 2020-10-21 | Panasonic | VBHN330SA16 | Solar Panels |  | 0.33 | 7 | 239 | 18 |  | Fixed | Roof
Solar Registration Program | NJSRRE1542553193 | West Creek | 8092 | 18 | 3.96 | Residential | No | Behind the Meter | Whitman Construction, LLC | AC Electric | Accepted | 2019-10-17 | 2019-10-21 | 2020-10-21 | Panasonic (built in Enphase) | N330E (IQ7X-96-2-US) | Inverters | 0.24 |  | 12 |  |  | 0.975 |  | Outside | roof
Solar Registration Program | NJSRRE1542910140 | Montgomery | 8502 | 5 | 3.96 | Residential | No | Behind the Meter | Sunrun Installation Services, Inc. | PSE&G | Accepted | 2019-11-04 | 2019-11-06 | 2020-11-06 | LG Electronics | LG330N1C-A5 | Solar Panels |  | 0.33 | 12 | 200 | 30 |  | Fixed | Roof
Solar Registration Program | NJSRRE1542910140 | Montgomery | 8502 | 5 | 3.96 | Residential | No | Behind the Meter | Sunrun Installation Services, Inc. | PSE&G | Accepted | 2019-11-04 | 2019-11-06 | 2020-11-06 | Delta Electronics | M4-TL-US | Inverters | 3840 |  | 1 |  |  | 0.96 |  | Outdoor | Next To Meter
Solar Registration Program | NJSRRE1541721886 | Springfield Township | 7081 | 10 | 4 | Residential | No | Behind the Meter | SunPower Corporation, Systems | JCP&L | Accepted | 2019-08-01 | 2019-08-22 | 2020-08-22 | SUNPOWER | SPR-A-400-G-AC | Solar Panels |  | 0.4 | 3 | 308 | 27 |  | Fixed | Roof
Solar Registration Program | NJSRRE1541721886 | Springfield Township | 7081 | 10 | 4 | Residential | No | Behind the Meter | SunPower Corporation, Systems | JCP&L | Accepted | 2019-08-01 | 2019-08-22 | 2020-08-22 | SUNPOWER | SPR-A-400-G-AC | Solar Panels |  | 0.4 | 7 | 128 | 27 |  | Fixed | Roof
Solar Registration Program | NJSRRE1541721886 | Springfield Township | 7081 | 10 | 4 | Residential | No | Behind the Meter | SunPower Corporation, Systems | JCP&L | Accepted | 2019-08-01 | 2019-08-22 | 2020-08-22 | SUNPOWER | SPR-A-400-G-AC | Inverters | 320 |  | 10 |  |  | 0.97 |  | Other | under each panel
Solar Registration Program | NJSRRE1541872144 | Lakewood Township | 8701 | 18 | 4 | Residential | Yes | Behind the Meter | SunPower Corporation, Systems | JCP&L | Accepted | 2019-08-21 | 2019-08-26 | 2020-08-26 | SunPower | SPR-A400-G-AC | Solar Panels |  | 0.4 | 10 | 239 | 30 |  | Fixed | Roof
Solar Registration Program | NJSRRE1541872144 | Lakewood Township | 8701 | 18 | 4 | Residential | Yes | Behind the Meter | SunPower Corporation, Systems | JCP&L | Accepted | 2019-08-21 | 2019-08-26 | 2020-08-26 | SunPower | SPR-A400-G-AC | Inverters | 349 |  | 10 |  |  | 0.97 |  | Other | under each panel
Solar Registration Program | NJSRRE1541692972 | PLAINFIELD | 7062 | 10 | 4.02 | Residential | Yes | Behind the Meter | Pro Custom Solar dba Momentum Solar | PSE&G | Accepted | 2019-07-22 | 2019-07-24 | 2020-07-24 | LG ELECTRONICS | LG 335N1C-A5 | Solar Panels |  | 0.335 | 12 | 218 | 9 |  | Fixed | Roof
Solar Registration Program | NJSRRE1541692972 | PLAINFIELD | 7062 | 10 | 4.02 | Residential | Yes | Behind the Meter | Pro Custom Solar dba Momentum Solar | PSE&G | Accepted | 2019-07-22 | 2019-07-24 | 2020-07-24 | ENPHASE ENERGY | IQ7-60-2-US | Inverters | 2510 |  | 12 |  |  | 0.97 |  | Outdoor | Roof
Solar Registration Program | NJSRRE1541851582 | Franklin Township | 8823 | 5 | 4.02 | Residential | No | Behind the Meter | Pro Custom Solar dba Momentum Solar | PSE&G | Accepted | 2019-08-16 | 2019-08-23 | 2020-08-23 | LG ELECTRONICS | LG 335N1C-V5 | Solar Panels |  | 0.335 | 12 | 123 | 31 |  | Fixed | Roof
Solar Registration Program | NJSRRE1541851582 | Franklin Township | 8823 | 5 | 4.02 | Residential | No | Behind the Meter | Pro Custom Solar dba Momentum Solar | PSE&G | Accepted | 2019-08-16 | 2019-08-23 | 2020-08-23 | LG ELECTRONICS | IQ7-60-2-US | Inverters | 250 |  | 12 |  |  | 0.97 |  | Outdoor | Roof
Solar Registration Program | NJSRRE1541862015 | River Edge | 7661 | 7 | 4.02 | Residential | Yes | Behind the Meter | Pro Custom Solar dba Momentum Solar | PSE&G | Accepted | 2019-08-20 | 2019-08-26 | 2020-08-26 | LG ELECTRONICS | LG 335N1C-V5 | Solar Panels |  | 0.335 | 12 | 98 | 37 |  | Fixed | Roof
Solar Registration Program | NJSRRE1541862015 | River Edge | 7661 | 7 | 4.02 | Residential | Yes | Behind the Meter | Pro Custom Solar dba Momentum Solar | PSE&G | Accepted | 2019-08-20 | 2019-08-26 | 2020-08-26 | Enphase Energy | IQ6-60-2-US | Inverters | 240 |  | 12 |  |  | 0.97 |  | Outdoor | Roof
Solar Registration Program | NJSRRE1541888772 | Hamilton | 8619 | 12 | 4.02 | Residential | Yes | Behind the Meter | Pro Custom Solar dba Momentum Solar | PSE&G | Accepted | 2019-08-27 | 2019-08-30 | 2020-08-30 | LG ELECTRONICS | LG 335N1C-V5 | Solar Panels |  | 0.335 | 12 | 179 | 25 |  | Fixed | Roof
Solar Registration Program | NJSRRE1541888772 | Hamilton | 8619 | 12 | 4.02 | Residential | Yes | Behind the Meter | Pro Custom Solar dba Momentum Solar | PSE&G | Accepted | 2019-08-27 | 2019-08-30 | 2020-08-30 | Enphase Energy | IQ7-60-2-US | Inverters | 250 |  | 12 |  |  | 0.97 |  | Outdoor | Roof
Solar Registration Program | NJSRRE1542412293 | Plainfield | 7063 | 10 | 4.02 | Residential | Yes | Behind the Meter | Sunrun Installation Services, Inc. | PSE&G | Accepted | 2019-09-17 | 2019-09-19 | 2020-09-19 | LG Electronics | LG365Q1C-V5 | Solar Panels |  | 0.365 | 6 | 131 | 34 |  | Fixed | Roof
Solar Registration Program | NJSRRE1542412293 | Plainfield | 7063 | 10 | 4.02 | Residential | Yes | Behind the Meter | Sunrun Installation Services, Inc. | PSE&G | Accepted | 2019-09-17 | 2019-09-19 | 2020-09-19 | LG Electronics | LG365Q1C-V5 | Solar Panels |  | 0.365 | 2 | 41 | 34 |  | Fixed | Roof
Solar Registration Program | NJSRRE1542412293 | Plainfield | 7063 | 10 | 4.02 | Residential | Yes | Behind the Meter | Sunrun Installation Services, Inc. | PSE&G | Accepted | 2019-09-17 | 2019-09-19 | 2020-09-19 | LG Electronics | LG365Q1C-V5 | Solar Panels |  | 0.365 | 3 | 221 | 34 |  | Fixed | Roof
Solar Registration Program | NJSRRE1542412293 | Plainfield | 7063 | 10 | 4.02 | Residential | Yes | Behind the Meter | Sunrun Installation Services, Inc. | PSE&G | Accepted | 2019-09-17 | 2019-09-19 | 2020-09-19 | SolarEdge Technologies | SE3800H-USRGM | Inverters | 3800 |  | 1 |  |  | 0.96 |  | Outdoor | Next To Meter
Solar Registration Program | NJSRRE1542423008 | Belleville | 7109 | 9 | 4.02 | Residential | Yes | Behind the Meter | Pro Custom Solar dba Momentum Solar | PSE&G | Accepted | 2019-09-19 | 2019-09-23 | 2020-09-23 | LG ELECTRONICS | LG 335N1C-V5 | Solar Panels |  | 0.335 | 12 | 192 | 30 |  | Fixed | Roof
Solar Registration Program | NJSRRE1542423008 | Belleville | 7109 | 9 | 4.02 | Residential | Yes | Behind the Meter | Pro Custom Solar dba Momentum Solar | PSE&G | Accepted | 2019-09-19 | 2019-09-23 | 2020-09-23 | Enphase Energy | IQ7-60-2-US | Inverters | 250 |  | 12 |  |  | 0.97 |  | Outdoor | Roof
Solar Registration Program | NJSRRE1542423027 | Nutley | 7110 | 9 | 4.02 | Residential | Yes | Behind the Meter | Pro Custom Solar dba Momentum Solar | PSE&G | Accepted | 2019-09-19 | 2019-09-23 | 2020-09-23 | LG ELECTRONICS | LG 335N1C-V5 | Solar Panels |  | 0.335 | 12 | 76 | 9 |  | Fixed | Roof
Solar Registration Program | NJSRRE1542423027 | Nutley | 7110 | 9 | 4.02 | Residential | Yes | Behind the Meter | Pro Custom Solar dba Momentum Solar | PSE&G | Accepted | 2019-09-19 | 2019-09-23 | 2020-09-23 | Enphase Energy | IQ7-60-2-US | Inverters | 250 |  | 40 |  |  | 0.97 |  | Outdoor | Roof
Solar Registration Program | NJSRRE1542515436 | SPRINGFIELD | 8505 | 13 | 4.02 | Residential | No | Behind the Meter | Infinity Solar Systems | PSE&G | Accepted | 2019-10-08 | 2019-10-10 | 2020-10-10 | LG | LG-335-N1C-A5 | Solar Panels |  | 0.335 | 12 | 165 | 20 |  | Fixed | Roof
Solar Registration Program | NJSRRE1542515436 | SPRINGFIELD | 8505 | 13 | 4.02 | Residential | No | Behind the Meter | Infinity Solar Systems | PSE&G | Accepted | 2019-10-08 | 2019-10-10 | 2020-10-10 | ENPHASE | IQ7-60-X-US | Inverters | 240 |  | 12 |  |  | 0.97 |  | Other | MICROINVERTERS
Solar Registration Program | NJSRRE1540833179 | Pleasantville | 8232 | 19 | 4.03 | Residential | Yes | Behind the Meter | Suntuity Solar LLC | AC Electric | Accepted | 2019-04-09 | 2019-04-10 | 2020-04-10 | Yingli Green Energy | YL310D-30b | Solar Panels |  | 0.31 | 13 | 130 | 24 |  | Fixed | Roof
Solar Registration Program | NJSRRE1540833179 | Pleasantville | 8232 | 19 | 4.03 | Residential | Yes | Behind the Meter | Suntuity Solar LLC | AC Electric | Accepted | 2019-04-09 | 2019-04-10 | 2020-04-10 | Enphase Energy | IQ7-60-2-US | Inverters | 240 |  | 13 |  |  | 0.97 |  | Outside | Behind the PV modules
Solar Registration Program | NJSRRE1540835386 | Somers Point | 8244 | 19 | 4.03 | Residential | Yes | Behind the Meter | Suntuity Solar LLC | AC Electric | Accepted | 2019-04-10 | 2019-04-11 | 2020-04-11 | Yingli Green Energy | YL310D-30b | Solar Panels |  | 0.31 | 13 | 223 | 27 |  | Fixed | Roof
Solar Registration Program | NJSRRE1540835386 | Somers Point | 8244 | 19 | 4.03 | Residential | Yes | Behind the Meter | Suntuity Solar LLC | AC Electric | Accepted | 2019-04-10 | 2019-04-11 | 2020-04-11 | Enphase Energy | IQ7-60-2-US | Inverters | 240 |  | 13 |  |  | 0.97 |  | Outside | Behind the PV modules
Solar Registration Program | NJSRRE1541620602 | East Orange | 7017 | 9 | 4.03 | Residential | Yes | Behind the Meter | Suntuity Solar LLC | PSE&G | Accepted | 2019-07-08 | 2019-07-10 | 2020-07-10 | Yingli Green Energy | YL310D-30b | Solar Panels |  | 0.31 | 2 | 32 | 33 |  | Fixed | Roof
Solar Registration Program | NJSRRE1541620602 | East Orange | 7017 | 9 | 4.03 | Residential | Yes | Behind the Meter | Suntuity Solar LLC | PSE&G | Accepted | 2019-07-08 | 2019-07-10 | 2020-07-10 | Yingli Green Energy | YL310D-30b | Solar Panels |  | 0.31 | 2 | 212 | 33 |  | Fixed | Roof
Solar Registration Program | NJSRRE1541620602 | East Orange | 7017 | 9 | 4.03 | Residential | Yes | Behind the Meter | Suntuity Solar LLC | PSE&G | Accepted | 2019-07-08 | 2019-07-10 | 2020-07-10 | Yingli Green Energy | YL310D-30b | Solar Panels |  | 0.31 | 5 | 121 | 33 |  | Fixed | Roof
Solar Registration Program | NJSRRE1541620602 | East Orange | 7017 | 9 | 4.03 | Residential | Yes | Behind the Meter | Suntuity Solar LLC | PSE&G | Accepted | 2019-07-08 | 2019-07-10 | 2020-07-10 | Yingli Green Energy | YL310D-30b | Solar Panels |  | 0.31 | 4 | 301 | 33 |  | Fixed | Roof
Solar Registration Program | NJSRRE1541620602 | East Orange | 7017 | 9 | 4.03 | Residential | Yes | Behind the Meter | Suntuity Solar LLC | PSE&G | Accepted | 2019-07-08 | 2019-07-10 | 2020-07-10 | Enphase Energy | IQ7-60-2-US | Inverters | 240 |  | 13 |  |  | 0.97 |  | Outdoor | Behind the PV Modules
Solar Registration Program | NJSRRE1542497183 | Pennsauken TWP | 8109 | 14 | 4.03 | Residential | Yes | Behind the Meter | 1st Light Energy Inc | PSE&G | Accepted | 2019-10-02 | 2019-10-04 | 2020-10-04 | Longi | LR6-60HPB-310M | Solar Panels |  | 0.31 | 13 | 131 | 23 |  | Fixed | Roof
Solar Registration Program | NJSRRE1542497183 | Pennsauken TWP | 8109 | 14 | 4.03 | Residential | Yes | Behind the Meter | 1st Light Energy Inc | PSE&G | Accepted | 2019-10-02 | 2019-10-04 | 2020-10-04 | SMA | SB 3.8-US (240V) | Inverters | 3800 |  | 1 |  |  | 0.97 |  | Outside | within 10 feet of meter
Solar Registration Program | NJSRRE1542515122 | Hillside | 7205 | 10 | 4.03 | Residential | No | Behind the Meter | Palmetto Solar LLC | PSE&G | Accepted | 2019-10-08 | 2019-10-10 | 2020-10-10 | Hanwha | 310W All Black Module | Solar Panels |  | 0.31 | 13 | 180 | 25 |  | Fixed | Roof
Solar Registration Program | NJSRRE1542515122 | Hillside | 7205 | 10 | 4.03 | Residential | No | Behind the Meter | Palmetto Solar LLC | PSE&G | Accepted | 2019-10-08 | 2019-10-10 | 2020-10-10 | SolarEdge | SE3000H-US | Inverters | 3000 |  | 1 |  |  | 0.9 |  | Outside | side of the house
Solar Registration Program | NJSRRE1542584437 | Piscataway | 8854 | 11 | 4.03 | Residential | No | Behind the Meter | Palmetto Solar LLC | PSE&G | Accepted | 2019-10-25 | 2019-10-29 | 2020-10-29 | Hanwha | 310 All Black Module | Solar Panels |  | 0.31 | 13 | 180 | 25 |  | Fixed | Roof
Solar Registration Program | NJSRRE1542584437 | Piscataway | 8854 | 11 | 4.03 | Residential | No | Behind the Meter | Palmetto Solar LLC | PSE&G | Accepted | 2019-10-25 | 2019-10-29 | 2020-10-29 | SolarEdge Technologies | SE3000H-US | Inverters | 3000 |  | 1 |  |  | 0.98 |  | Outside | side of the house
Solar Registration Program | NJSRRE1543477567 | Galloway | 8205 | 19 | 4.03 | Residential | No | Behind the Meter | Whitman Construction, LLC | AC Electric | Accepted | 2019-12-04 | 2019-12-06 | 2020-12-06 | Trina Solar | TSM-310DD05A | Solar Panels |  | 0.31 | 8 | 135 | 17 |  | Fixed | Roof
Solar Registration Program | NJSRRE1543477567 | Galloway | 8205 | 19 | 4.03 | Residential | No | Behind the Meter | Whitman Construction, LLC | AC Electric | Accepted | 2019-12-04 | 2019-12-06 | 2020-12-06 | Trina Solar | TSM-310DD05A | Solar Panels |  | 0.31 | 8 | 135 | 17 |  | Fixed | Roof
Solar Registration Program | NJSRRE1543477567 | Galloway | 8205 | 19 | 4.03 | Residential | No | Behind the Meter | Whitman Construction, LLC | AC Electric | Accepted | 2019-12-04 | 2019-12-06 | 2020-12-06 | Trina Solar | TSM-310DD05A | Solar Panels |  | 0.31 | 8 | 135 | 17 |  | Fixed | Roof
Solar Registration Program | NJSRRE1543477567 | Galloway | 8205 | 19 | 4.03 | Residential | No | Behind the Meter | Whitman Construction, LLC | AC Electric | Accepted | 2019-12-04 | 2019-12-06 | 2020-12-06 | Trina Solar | TSM-310DD05A | Solar Panels |  | 0.31 | 8 | 135 | 17 |  | Fixed | Roof
Solar Registration Program | NJSRRE1543477567 | Galloway | 8205 | 19 | 4.03 | Residential | No | Behind the Meter | Whitman Construction, LLC | AC Electric | Accepted | 2019-12-04 | 2019-12-06 | 2020-12-06 | Trina Solar | TSM-310DD05A | Solar Panels |  | 0.31 | 5 | 135 | 17 |  | Fixed | Roof
Solar Registration Program | NJSRRE1543477567 | Galloway | 8205 | 19 | 4.03 | Residential | No | Behind the Meter | Whitman Construction, LLC | AC Electric | Accepted | 2019-12-04 | 2019-12-06 | 2020-12-06 | Trina Solar | TSM-310DD05A | Solar Panels |  | 0.31 | 5 | 135 | 17 |  | Fixed | Roof
Solar Registration Program | NJSRRE1543477567 | Galloway | 8205 | 19 | 4.03 | Residential | No | Behind the Meter | Whitman Construction, LLC | AC Electric | Accepted | 2019-12-04 | 2019-12-06 | 2020-12-06 | Trina Solar | TSM-310DD05A | Solar Panels |  | 0.31 | 5 | 135 | 17 |  | Fixed | Roof
Solar Registration Program | NJSRRE1543477567 | Galloway | 8205 | 19 | 4.03 | Residential | No | Behind the Meter | Whitman Construction, LLC | AC Electric | Accepted | 2019-12-04 | 2019-12-06 | 2020-12-06 | Trina Solar | TSM-310DD05A | Solar Panels |  | 0.31 | 5 | 135 | 17 |  | Fixed | Roof
Solar Registration Program | NJSRRE1543477567 | Galloway | 8205 | 19 | 4.03 | Residential | No | Behind the Meter | Whitman Construction, LLC | AC Electric | Accepted | 2019-12-04 | 2019-12-06 | 2020-12-06 | Enphase Energy | IQ7-60-2-US | Inverters | 0.24 |  | 13 |  |  | 0.976 |  | Outside | roof
Solar Registration Program | NJSRRE1543477567 | Galloway | 8205 | 19 | 4.03 | Residential | No | Behind the Meter | Whitman Construction, LLC | AC Electric | Accepted | 2019-12-04 | 2019-12-06 | 2020-12-06 | Enphase Energy | IQ7-60-2-US | Inverters | 0.24 |  | 13 |  |  | 0.976 |  | Outside | roof
Solar Registration Program | NJSRRE1543477567 | Galloway | 8205 | 19 | 4.03 | Residential | No | Behind the Meter | Whitman Construction, LLC | AC Electric | Accepted | 2019-12-04 | 2019-12-06 | 2020-12-06 | Enphase Energy | IQ7-60-2-US | Inverters | 0.24 |  | 13 |  |  | 0.976 |  | Outside | roof
Solar Registration Program | NJSRRE1543477567 | Galloway | 8205 | 19 | 4.03 | Residential | No | Behind the Meter | Whitman Construction, LLC | AC Electric | Accepted | 2019-12-04 | 2019-12-06 | 2020-12-06 | Enphase Energy | IQ7-60-2-US | Inverters | 0.24 |  | 13 |  |  | 0.976 |  | Outside | roof
Solar Registration Program | NJSRRE1540216669 | Mt Laurel Twp | 8054 | 13 | 4.06 | Residential | Yes | Behind the Meter | Sunrun Installation Services, Inc. | PSE&G | Accepted | 2019-01-08 | 2019-01-11 | 2020-01-11 | REC Solar | REC290TP2 BLK | Solar Panels |  | 0.29 | 14 | 179 | 27 |  | Fixed | Roof
Solar Registration Program | NJSRRE1540216669 | Mt Laurel Twp | 8054 | 13 | 4.06 | Residential | Yes | Behind the Meter | Sunrun Installation Services, Inc. | PSE&G | Accepted | 2019-01-08 | 2019-01-11 | 2020-01-11 | SMA America | SB3.8-1SP-US-40 | Inverters | 3800 |  | 1 |  |  | 0.96 |  | Outdoor | Next To Meter
Solar Registration Program | NJSRRE1540336757 | Collingswood Boro | 8108 | 14 | 4.06 | Residential | Yes | Behind the Meter | Sunrun Installation Services, Inc. | PSE&G | Accepted | 2019-02-06 | 2019-02-08 | 2020-02-08 | REC Solar | REC290TP2 BLK | Solar Panels |  | 0.29 | 2 | 236 | 40 |  | Fixed | Roof
Solar Registration Program | NJSRRE1540336757 | Collingswood Boro | 8108 | 14 | 4.06 | Residential | Yes | Behind the Meter | Sunrun Installation Services, Inc. | PSE&G | Accepted | 2019-02-06 | 2019-02-08 | 2020-02-08 | REC Solar | REC290TP2 BLK | Solar Panels |  | 0.29 | 6 | 148 | 40 |  | Fixed | Roof
Solar Registration Program | NJSRRE1540336757 | Collingswood Boro | 8108 | 14 | 4.06 | Residential | Yes | Behind the Meter | Sunrun Installation Services, Inc. | PSE&G | Accepted | 2019-02-06 | 2019-02-08 | 2020-02-08 | REC Solar | REC290TP2 BLK | Solar Panels |  | 0.29 | 3 | 149 | 10 |  | Fixed | Roof
Solar Registration Program | NJSRRE1540336757 | Collingswood Boro | 8108 | 14 | 4.06 | Residential | Yes | Behind the Meter | Sunrun Installation Services, Inc. | PSE&G | Accepted | 2019-02-06 | 2019-02-08 | 2020-02-08 | REC Solar | REC290TP2 BLK | Solar Panels |  | 0.29 | 3 | 58 | 40 |  | Fixed | Roof
Solar Registration Program | NJSRRE1540336757 | Collingswood Boro | 8108 | 14 | 4.06 | Residential | Yes | Behind the Meter | Sunrun Installation Services, Inc. | PSE&G | Accepted | 2019-02-06 | 2019-02-08 | 2020-02-08 | SolarEdge Technologies | SE3800H-USRGM | Inverters | 3800 |  | 1 |  |  | 0.96 |  | Outdoor | Next To Meter
Solar Registration Program | NJSRRE1540385684 | Woodbridge Township | 8830 | 11 | 4.06 | Residential | Yes | Behind the Meter | Sunrun Installation Services, Inc. | PSE&G | Accepted | 2019-02-21 | 2019-02-25 | 2020-02-25 | REC Solar | REC290TP2 BLK | Solar Panels |  | 0.29 | 6 | 220 | 27 |  | Fixed | Roof
Solar Registration Program | NJSRRE1540385684 | Woodbridge Township | 8830 | 11 | 4.06 | Residential | Yes | Behind the Meter | Sunrun Installation Services, Inc. | PSE&G | Accepted | 2019-02-21 | 2019-02-25 | 2020-02-25 | REC Solar | REC290TP2 BLK | Solar Panels |  | 0.29 | 8 | 311 | 27 |  | Fixed | Roof
Solar Registration Program | NJSRRE1540385684 | Woodbridge Township | 8830 | 11 | 4.06 | Residential | Yes | Behind the Meter | Sunrun Installation Services, Inc. | PSE&G | Accepted | 2019-02-21 | 2019-02-25 | 2020-02-25 | SolarEdge Technologies | SE3800H-USRGM | Inverters | 3800 |  | 1 |  |  | 0.96 |  | Outdoor | meter
Solar Registration Program | NJSRRE1540737397 | Woodbridge Twp | 7095 | 11 | 4.06 | Residential | Yes | Behind the Meter | Sunrun Installation Services, Inc. | PSE&G | Accepted | 2019-03-26 | 2019-03-27 | 2020-03-27 | REC Solar | REC290TP2 BLK | Solar Panels |  | 0.29 | 8 | 188 | 10 |  | Fixed | Roof
Solar Registration Program | NJSRRE1540737397 | Woodbridge Twp | 7095 | 11 | 4.06 | Residential | Yes | Behind the Meter | Sunrun Installation Services, Inc. | PSE&G | Accepted | 2019-03-26 | 2019-03-27 | 2020-03-27 | REC Solar | REC290TP2 BLK | Solar Panels |  | 0.29 | 6 | 188 | 27 |  | Fixed | Roof
Solar Registration Program | NJSRRE1540737397 | Woodbridge Twp | 7095 | 11 | 4.06 | Residential | Yes | Behind the Meter | Sunrun Installation Services, Inc. | PSE&G | Accepted | 2019-03-26 | 2019-03-27 | 2020-03-27 | SolarEdge Technologies | SE3800H-USRGM | Inverters | 3800 |  | 1 |  |  | 0.96 |  | Outdoor | Next To Meter
Solar Registration Program | NJSRRE1540919027 | East Brunswick Twp | 8816 | 11 | 4.06 | Residential | Yes | Behind the Meter | Sunrun Installation Services, Inc. | PSE&G | Accepted | 2019-05-02 | 2019-05-07 | 2020-05-07 | REC Solar | REC290TP2 BLK | Solar Panels |  | 0.29 | 14 | 87 | 9 |  | Fixed | Roof
Solar Registration Program | NJSRRE1540919027 | East Brunswick Twp | 8816 | 11 | 4.06 | Residential | Yes | Behind the Meter | Sunrun Installation Services, Inc. | PSE&G | Accepted | 2019-05-02 | 2019-05-07 | 2020-05-07 | SMA America | SB3.8-1SP-US-40 | Inverters | 3800 |  | 1 |  |  | 0.96 |  | Outdoor | Next To Meter
Solar Registration Program | NJSRRE1541028745 | Carteret | 7008 | 11 | 4.06 | Residential | Yes | Behind the Meter | Sunrun Installation Services, Inc. | PSE&G | Accepted | 2019-05-21 | 2019-05-24 | 2020-05-24 | REC Solar | REC290TP2 BLK | Solar Panels |  | 0.29 | 14 | 78 | 9 |  | Fixed | Roof
Solar Registration Program | NJSRRE1541028745 | Carteret | 7008 | 11 | 4.06 | Residential | Yes | Behind the Meter | Sunrun Installation Services, Inc. | PSE&G | Accepted | 2019-05-21 | 2019-05-24 | 2020-05-24 | SMA America | SB3.8-1SP-US-40 | Inverters | 3800 |  | 1 |  |  | 0.96 |  | Outdoor | Next To Meter
Solar Registration Program | NJSRRE1541045918 | Mansfield | 8022 | 13 | 4.06 | Residential | Yes | Behind the Meter | Sunrun Installation Services, Inc. | PSE&G | Accepted | 2019-05-27 | 2019-05-30 | 2020-05-30 | REC Solar | REC290TP2 BLK | Solar Panels |  | 0.29 | 14 | 228 | 23 |  | Fixed | Roof
Solar Registration Program | NJSRRE1541045918 | Mansfield | 8022 | 13 | 4.06 | Residential | Yes | Behind the Meter | Sunrun Installation Services, Inc. | PSE&G | Accepted | 2019-05-27 | 2019-05-30 | 2020-05-30 | Ningbo Ginlong Technologies | Solis-1P3.6K-4G-US | Inverters | 3600 |  | 1 |  |  | 0.96 |  | Outdoor | Next To Meter
Solar Registration Program | NJSRRE1541049865 | Surf City | 8008 | 18 | 4.06 | Residential | Yes | Behind the Meter | Sunrun Installation Services, Inc. | AC Electric | Accepted | 2019-05-29 | 2019-06-03 | 2020-06-03 | REC Solar | REC290TP2 BLK | Solar Panels |  | 0.29 | 6 | 122 | 14 |  | Fixed | Roof
Solar Registration Program | NJSRRE1541049865 | Surf City | 8008 | 18 | 4.06 | Residential | Yes | Behind the Meter | Sunrun Installation Services, Inc. | AC Electric | Accepted | 2019-05-29 | 2019-06-03 | 2020-06-03 | REC Solar | REC290TP2 BLK | Solar Panels |  | 0.29 | 8 | 302 | 14 |  | Fixed | Roof
Solar Registration Program | NJSRRE1541049865 | Surf City | 8008 | 18 | 4.06 | Residential | Yes | Behind the Meter | Sunrun Installation Services, Inc. | AC Electric | Accepted | 2019-05-29 | 2019-06-03 | 2020-06-03 | Ningbo Ginlong Technologies | Solis-1P3.6K-4G-US | Inverters | 3600 |  | 1 |  |  | 0.96 |  | Outdoor | Next To Meter
Solar Registration Program | NJSRRE1541060117 | Secaucus | 7094 | 8 | 4.06 | Residential | No | Behind the Meter | Sunrun Installation Services, Inc. | PSE&G | Accepted | 2019-05-30 | 2019-06-04 | 2020-06-04 | REC Solar | REC290TP2 BLK | Solar Panels |  | 0.29 | 7 | 243 | 31 |  | Fixed | Roof
Solar Registration Program | NJSRRE1541060117 | Secaucus | 7094 | 8 | 4.06 | Residential | No | Behind the Meter | Sunrun Installation Services, Inc. | PSE&G | Accepted | 2019-05-30 | 2019-06-04 | 2020-06-04 | REC Solar | REC290TP2 BLK | Solar Panels |  | 0.29 | 7 | 243 | 8 |  | Fixed | Roof
Solar Registration Program | NJSRRE1541060117 | Secaucus | 7094 | 8 | 4.06 | Residential | No | Behind the Meter | Sunrun Installation Services, Inc. | PSE&G | Accepted | 2019-05-30 | 2019-06-04 | 2020-06-04 | SMA America | SB3.8-1SP-US-40 | Inverters | 3800 |  | 1 |  |  | 0.96 |  | Outdoor | Next To Meter
Solar Registration Program | NJSRRE1541110867 | Burlington | 8016 | 13 | 4.06 | Residential | Yes | Behind the Meter | Sunrun Installation Services, Inc. | PSE&G | Accepted | 2019-06-05 | 2019-06-07 | 2020-06-07 | REC Solar | REC290TP2 BLK | Solar Panels |  | 0.29 | 14 | 174 | 40 |  | Fixed | Roof
Solar Registration Program | NJSRRE1541110867 | Burlington | 8016 | 13 | 4.06 | Residential | Yes | Behind the Meter | Sunrun Installation Services, Inc. | PSE&G | Accepted | 2019-06-05 | 2019-06-07 | 2020-06-07 | Ningbo Ginlong Technologies | Solis-1P3.6K-4G-US | Inverters | 3600 |  | 1 |  |  | 0.96 |  | Outdoor | Next To Meter
Solar Registration Program | NJSRRE1541537029 | West Orange | 7052 | 9 | 4.06 | Residential | No | Behind the Meter | Sunrun Installation Services, Inc. | PSE&G | Accepted | 2019-07-02 | 2019-07-05 | 2020-07-05 | REC Solar | REC290TP2 BLK | Solar Panels |  | 0.29 | 3 | 291 | 40 |  | Fixed | Roof
Solar Registration Program | NJSRRE1541537029 | West Orange | 7052 | 9 | 4.06 | Residential | No | Behind the Meter | Sunrun Installation Services, Inc. | PSE&G | Accepted | 2019-07-02 | 2019-07-05 | 2020-07-05 | REC Solar | REC290TP2 BLK | Solar Panels |  | 0.29 | 11 | 291 | 23 |  | Fixed | Roof
Solar Registration Program | NJSRRE1541537029 | West Orange | 7052 | 9 | 4.06 | Residential | No | Behind the Meter | Sunrun Installation Services, Inc. | PSE&G | Accepted | 2019-07-02 | 2019-07-05 | 2020-07-05 | SolarEdge Technologies | SE3800H-USRGM | Inverters | 3800 |  | 1 |  |  | 0.96 |  | Outdoor | Next To Meter
Solar Registration Program | NJSRRE1541715484 | Waretown | 8758 | 18 | 4.06 | Residential | Yes | Behind the Meter | Sunrun Installation Services, Inc. | JCP&L | Accepted | 2019-07-29 | 2019-08-01 | 2020-08-01 | REC Solar | REC290TP2 BLK | Solar Panels |  | 0.29 | 14 | 208 | 27 |  | Fixed | Roof
Solar Registration Program | NJSRRE1541715484 | Waretown | 8758 | 18 | 4.06 | Residential | Yes | Behind the Meter | Sunrun Installation Services, Inc. | JCP&L | Accepted | 2019-07-29 | 2019-08-01 | 2020-08-01 | Ningbo Ginlong Technologies | Solis-1P3.6K-4G-US | Inverters | 3600 |  | 1 |  |  | 0.96 |  | Outdoor | Next To Meter
Solar Registration Program | NJSRRE1541718938 | Elizabeth | 7201 | 10 | 4.06 | Residential | Yes | Behind the Meter | Pro Custom Solar dba Momentum Solar | PSE&G | Accepted | 2019-07-30 | 2019-08-02 | 2020-08-02 | TRINA SOLAR | TSM290M-DD05A.05 | Solar Panels |  | 0.29 | 4 | 141 | 10 |  | Fixed | Roof
Solar Registration Program | NJSRRE1541718938 | Elizabeth | 7201 | 10 | 4.06 | Residential | Yes | Behind the Meter | Pro Custom Solar dba Momentum Solar | PSE&G | Accepted | 2019-07-30 | 2019-08-02 | 2020-08-02 | Trina Solar | TSM290M-DD05A.05 | Solar Panels |  | 0.29 | 10 | 141 | 44 |  | Fixed | Roof
Solar Registration Program | NJSRRE1541718938 | Elizabeth | 7201 | 10 | 4.06 | Residential | Yes | Behind the Meter | Pro Custom Solar dba Momentum Solar | PSE&G | Accepted | 2019-07-30 | 2019-08-02 | 2020-08-02 | ENPHASE ENERGY | IQ7-60-2-US | Inverters | 250 |  | 14 |  |  | 0.97 |  | Outdoor | Roof
Solar Registration Program | NJSRRE1541785111 | Weehawken | 7086 | 8 | 4.06 | Residential | No | Behind the Meter | Sunrun Installation Services, Inc. | PSE&G | Accepted | 2019-08-03 | 2019-08-07 | 2020-08-07 | REC Solar | REC290TP2 BLK | Solar Panels |  | 0.29 | 14 | 185 | 14 |  | Fixed | Roof
Solar Registration Program | NJSRRE1541785111 | Weehawken | 7086 | 8 | 4.06 | Residential | No | Behind the Meter | Sunrun Installation Services, Inc. | PSE&G | Accepted | 2019-08-03 | 2019-08-07 | 2020-08-07 | Ningbo Ginlong Technologies | Solis-1P3.6K-4G-US | Inverters | 3600 |  | 1 |  |  | 0.96 |  | Outdoor | Next To Meter
Solar Registration Program | NJSRRE1541880911 | Manahawkin | 8050 | 18 | 4.06 | Residential | Yes | Behind the Meter | Sunrun Installation Services, Inc. | AC Electric | Accepted | 2019-08-23 | 2019-08-27 | 2020-08-27 | REC Solar | REC290TP2 BLK | Solar Panels |  | 0.29 | 14 | 177 | 27 |  | Fixed | Roof
Solar Registration Program | NJSRRE1541880911 | Manahawkin | 8050 | 18 | 4.06 | Residential | Yes | Behind the Meter | Sunrun Installation Services, Inc. | AC Electric | Accepted | 2019-08-23 | 2019-08-27 | 2020-08-27 | Ningbo Ginlong Technologies | Solis-1P3.6K-4G-US | Inverters | 3600 |  | 1 |  |  | 0.96 |  | Outdoor | Next To Meter
Solar Registration Program | NJSRRE1541880952 | Twp of Washington | 7676 | 7 | 4.06 | Residential | Yes | Behind the Meter | Code Green Solar, LLC | PSE&G | Accepted | 2019-08-28 | 2019-09-16 | 2020-09-16 | Q-Cells | Q-Cells-Q.PEAK BLK G4 290 | Solar Panels |  | 0.29 | 14 | 163 | 31 |  | Fixed | Roof
Solar Registration Program | NJSRRE1541880952 | Twp of Washington | 7676 | 7 | 4.06 | Residential | Yes | Behind the Meter | Code Green Solar, LLC | PSE&G | Accepted | 2019-08-28 | 2019-09-16 | 2020-09-16 | Enphase Energy | EnphaseEnergy-M250-72-2LL-S22 | Inverters | 0.25 |  | 14 |  |  | 0.965 |  | Outdoor | outside
Solar Registration Program | NJSRRE1542390898 | Tuckerton | 8087 | 18 | 4.06 | Residential | Yes | Behind the Meter | Sunrun Installation Services, Inc. | AC Electric | Accepted | 2019-09-11 | 2019-09-16 | 2020-09-16 | REC Solar | REC290TP2 BLK | Solar Panels |  | 0.29 | 14 | 243 | 27 |  | Fixed | Roof
Solar Registration Program | NJSRRE1542390898 | Tuckerton | 8087 | 18 | 4.06 | Residential | Yes | Behind the Meter | Sunrun Installation Services, Inc. | AC Electric | Accepted | 2019-09-11 | 2019-09-16 | 2020-09-16 | Ningbo Ginlong Technologies | Solis-1P3.6K-4G-US | Inverters | 3600 |  | 1 |  |  | 0.96 |  | Outdoor | Next To Meter
Solar Registration Program | NJSRRE1542393690 | Hasbrouck Heights | 7604 | 7 | 4.06 | Residential | Yes | Behind the Meter | Vivint Solar Developer, LLC | PSE&G | Accepted | 2019-10-18 | 2019-10-22 | 2020-10-22 | Trina Solar | TSM-290DD05A.08 | Solar Panels |  | 0.29 | 14 | 218 | 28 |  | Fixed | Roof
Solar Registration Program | NJSRRE1542393690 | Hasbrouck Heights | 7604 | 7 | 4.06 | Residential | Yes | Behind the Meter | Vivint Solar Developer, LLC | PSE&G | Accepted | 2019-10-18 | 2019-10-22 | 2020-10-22 | Enphase | S230-60-LL-2-US | Inverters | 230 |  | 14 |  |  | 0.972 |  | Other | Underneath each module
Solar Registration Program | NJSRRE1542394279 | Lakewood Township | 8701 | 18 | 4.06 | Residential | Yes | Behind the Meter | Sunrun Installation Services, Inc. | JCP&L | Accepted | 2019-09-12 | 2019-09-16 | 2020-09-16 | REC Solar | REC290TP2 BLK | Solar Panels |  | 0.29 | 14 | 139 | 34 |  | Fixed | Roof
Solar Registration Program | NJSRRE1542394279 | Lakewood Township | 8701 | 18 | 4.06 | Residential | Yes | Behind the Meter | Sunrun Installation Services, Inc. | JCP&L | Accepted | 2019-09-12 | 2019-09-16 | 2020-09-16 | Ningbo Ginlong Technologies | Solis-1P3.6K-4G-US | Inverters | 3600 |  | 1 |  |  | 0.96 |  | Outdoor | Next To Meter
Solar Registration Program | NJSRRE1542397177 | Paterson City | 7501 | 6 | 4.06 | Residential | No | Behind the Meter | Sunrun Installation Services, Inc. | PSE&G | Accepted | 2019-09-13 | 2019-09-17 | 2020-09-17 | REC Solar | REC290TP2 BLK | Solar Panels |  | 0.29 | 5 | 80 | 14 |  | Fixed | Roof
Solar Registration Program | NJSRRE1542397177 | Paterson City | 7501 | 6 | 4.06 | Residential | No | Behind the Meter | Sunrun Installation Services, Inc. | PSE&G | Accepted | 2019-09-13 | 2019-09-17 | 2020-09-17 | REC Solar | REC290TP2 BLK | Solar Panels |  | 0.29 | 6 | 260 | 37 |  | Fixed | Roof
Solar Registration Program | NJSRRE1542397177 | Paterson City | 7501 | 6 | 4.06 | Residential | No | Behind the Meter | Sunrun Installation Services, Inc. | PSE&G | Accepted | 2019-09-13 | 2019-09-17 | 2020-09-17 | REC Solar | REC290TP2 BLK | Solar Panels |  | 0.29 | 3 | 260 | 18 |  | Fixed | Roof
Solar Registration Program | NJSRRE1542397177 | Paterson City | 7501 | 6 | 4.06 | Residential | No | Behind the Meter | Sunrun Installation Services, Inc. | PSE&G | Accepted | 2019-09-13 | 2019-09-17 | 2020-09-17 | SolarEdge Technologies | SE3800H-USRGM | Inverters | 3800 |  | 1 |  |  | 0.96 |  | Outdoor | Next To Meter
Solar Registration Program | NJSRRE1542528756 | Irvington City | 7111 | 9 | 4.06 | Residential | Yes | Behind the Meter | Sunrun Installation Services, Inc. | PSE&G | Accepted | 2019-10-11 | 2019-10-15 | 2020-10-15 | REC Solar | REC290TP2 BLK | Solar Panels |  | 0.29 | 3 | 212 | 18 |  | Fixed | Roof
Solar Registration Program | NJSRRE1542528756 | Irvington City | 7111 | 9 | 4.06 | Residential | Yes | Behind the Meter | Sunrun Installation Services, Inc. | PSE&G | Accepted | 2019-10-11 | 2019-10-15 | 2020-10-15 | REC Solar | REC290TP2 BLK | Solar Panels |  | 0.29 | 11 | 213 | 43 |  | Fixed | Roof
Solar Registration Program | NJSRRE1542528756 | Irvington City | 7111 | 9 | 4.06 | Residential | Yes | Behind the Meter | Sunrun Installation Services, Inc. | PSE&G | Accepted | 2019-10-11 | 2019-10-15 | 2020-10-15 | SolarEdge Technologies | SE3800H-USRGM | Inverters | 3800 |  | 1 |  |  | 0.96 |  | Outdoor | Next To Meter
Solar Registration Program | NJSRRE1542543946 | Bridgeton | 8302 | 20 | 4.06 | Residential | Yes | Behind the Meter | Sunrun Installation Services, Inc. | AC Electric | Accepted | 2019-10-15 | 2019-10-17 | 2020-10-17 | REC Solar | REC290TP2 BLK | Solar Panels |  | 0.29 | 14 | 182 | 18 |  | Fixed | Roof
Solar Registration Program | NJSRRE1542543946 | Bridgeton | 8302 | 20 | 4.06 | Residential | Yes | Behind the Meter | Sunrun Installation Services, Inc. | AC Electric | Accepted | 2019-10-15 | 2019-10-17 | 2020-10-17 | Delta Electronics | M4-TL-US | Inverters | 3840 |  | 1 |  |  | 0.96 |  | Outdoor | Next To Meter
Solar Registration Program | NJSRRE1543443408 | Morristown | 7960 | 3 | 4.06 | Residential | Yes | Behind the Meter | Sunrun Installation Services, Inc. | JCP&L | Accepted | 2019-11-25 | 2019-11-27 | 2020-11-27 | REC Solar | REC290TP2 BLK | Solar Panels |  | 0.29 | 14 | 142 | 34 |  | Fixed | Roof
Solar Registration Program | NJSRRE1543443408 | Morristown | 7960 | 3 | 4.06 | Residential | Yes | Behind the Meter | Sunrun Installation Services, Inc. | JCP&L | Accepted | 2019-11-25 | 2019-11-27 | 2020-11-27 | Enphase Energy | IQ7-60-x-US (240V) | Inverters | 240 |  | 14 |  |  | 0.96 |  | Outdoor | Rooftop
Solar Registration Program | NJSRRE1543447371 | Spring Lake | 7762 | 17 | 4.06 | Residential | Yes | Behind the Meter | Sunrun Installation Services, Inc. | JCP&L | Accepted | 2019-11-26 | 2019-12-03 | 2020-12-03 | REC Solar | REC290TP2 BLK | Solar Panels |  | 0.29 | 8 | 194 | 40 |  | Fixed | Roof
Solar Registration Program | NJSRRE1543447371 | Spring Lake | 7762 | 17 | 4.06 | Residential | Yes | Behind the Meter | Sunrun Installation Services, Inc. | JCP&L | Accepted | 2019-11-26 | 2019-12-03 | 2020-12-03 | REC Solar | REC290TP2 BLK | Solar Panels |  | 0.29 | 6 | 194 | 34 |  | Fixed | Roof
Solar Registration Program | NJSRRE1543447371 | Spring Lake | 7762 | 17 | 4.06 | Residential | Yes | Behind the Meter | Sunrun Installation Services, Inc. | JCP&L | Accepted | 2019-11-26 | 2019-12-03 | 2020-12-03 | Delta Electronics | M4-TL-US | Inverters | 3840 |  | 1 |  |  | 0.96 |  | Outdoor | Next To Meter
Solar Registration Program | NJSRRE1543451935 | Englewood | 7631 | 7 | 4.06 | Residential | Yes | Behind the Meter | Sunrun Installation Services, Inc. | PSE&G | Accepted | 2019-11-27 | 2019-12-03 | 2020-12-03 | REC Solar | REC290TP2 BLK | Solar Panels |  | 0.29 | 2 | 17 | 34 |  | Fixed | Roof
Solar Registration Program | NJSRRE1543451935 | Englewood | 7631 | 7 | 4.06 | Residential | Yes | Behind the Meter | Sunrun Installation Services, Inc. | PSE&G | Accepted | 2019-11-27 | 2019-12-03 | 2020-12-03 | REC Solar | REC290TP2 BLK | Solar Panels |  | 0.29 | 12 | 196 | 34 |  | Fixed | Roof
Solar Registration Program | NJSRRE1543451935 | Englewood | 7631 | 7 | 4.06 | Residential | Yes | Behind the Meter | Sunrun Installation Services, Inc. | PSE&G | Accepted | 2019-11-27 | 2019-12-03 | 2020-12-03 | Enphase Energy | IQ7-60-x-US (240V) | Inverters | 240 |  | 14 |  |  | 0.96 |  | Outdoor | Rooftop
Solar Registration Program | NJSRRE1543467704 | Wanaque | 7465 | 6 | 4.06 | Residential | No | Behind the Meter | Sunrun Installation Services, Inc. | JCP&L | Accepted | 2019-12-02 | 2019-12-05 | 2020-12-05 | REC Solar | REC290TP2 BLK | Solar Panels |  | 0.29 | 14 | 93 | 30 |  | Fixed | Roof
Solar Registration Program | NJSRRE1543467704 | Wanaque | 7465 | 6 | 4.06 | Residential | No | Behind the Meter | Sunrun Installation Services, Inc. | JCP&L | Accepted | 2019-12-02 | 2019-12-05 | 2020-12-05 | Delta Electronics | M4-TL-US | Inverters | 3840 |  | 1 |  |  | 0.96 |  | Outdoor | Next To Meter
Solar Registration Program | NJSRRE1543547845 | Pompton Plains | 7444 | 3 | 4.06 | Residential | Yes | Behind the Meter | Sunrun Installation Services, Inc. | JCP&L | Accepted | 2019-12-13 | 2019-12-18 | 2020-12-18 | REC Solar | REC290TP2 BLK | Solar Panels |  | 0.29 | 14 | 168 | 18 |  | Fixed | Roof
Solar Registration Program | NJSRRE1543547845 | Pompton Plains | 7444 | 3 | 4.06 | Residential | Yes | Behind the Meter | Sunrun Installation Services, Inc. | JCP&L | Accepted | 2019-12-13 | 2019-12-18 | 2020-12-18 | Delta Electronics | M4-TL-US | Inverters | 3840 |  | 1 |  |  | 0.96 |  | Outdoor | Next To Meter
Solar Registration Program | NJSRRE1543571152 | Perth Amboy City | 8861 | 11 | 4.06 | Residential | Yes | Behind the Meter | Sunrun Installation Services, Inc. | PSE&G | Accepted | 2019-12-19 | 2019-12-26 | 2020-12-26 | REC Solar | REC290TP2 BLK | Solar Panels |  | 0.29 | 14 | 194 | 43 |  | Fixed | Roof
Solar Registration Program | NJSRRE1543571152 | Perth Amboy City | 8861 | 11 | 4.06 | Residential | Yes | Behind the Meter | Sunrun Installation Services, Inc. | PSE&G | Accepted | 2019-12-19 | 2019-12-26 | 2020-12-26 | Delta Electronics | M4-TL-US | Inverters | 3840 |  | 1 |  |  | 0.96 |  | Outdoor | Next To Meter
Solar Registration Program | NJSRRE1541696086 | Edison | 8817 | 11 | 4.07 | Residential | No | Behind the Meter | Green Power Energy | PSE&G | Accepted | 2019-07-23 | 2019-07-25 | 2020-07-25 | Trina Solar | TSM-370DEG14A(II) | Solar Panels |  | 0.37 | 11 | 208 | 30 |  | Fixed | Roof
Solar Registration Program | NJSRRE1541696086 | Edison | 8817 | 11 | 4.07 | Residential | No | Behind the Meter | Green Power Energy | PSE&G | Accepted | 2019-07-23 | 2019-07-25 | 2020-07-25 | Solar Edge | SE3800H-US | Inverters | 3800 |  | 1 |  |  | 0.97 |  | Outside | next to meter
Solar Registration Program | NJSRRE1541907896 | Bloomfield | 7003 | 9 | 4.08 | Residential | Yes | Behind the Meter | Pro Custom Solar dba Momentum Solar | PSE&G | Accepted | 2019-08-29 | 2019-09-03 | 2020-09-03 | LG ELECTRONICS | LG340N1C-A5 | Solar Panels |  | 0.34 | 4 | 211 | 45 |  | Fixed | Roof
Solar Registration Program | NJSRRE1541907896 | Bloomfield | 7003 | 9 | 4.08 | Residential | Yes | Behind the Meter | Pro Custom Solar dba Momentum Solar | PSE&G | Accepted | 2019-08-29 | 2019-09-03 | 2020-09-03 | LG ELECTRONICS | LG340N1C-A5 | Solar Panels |  | 0.34 | 4 | 31 | 45 |  | Fixed | Roof
Solar Registration Program | NJSRRE1541907896 | Bloomfield | 7003 | 9 | 4.08 | Residential | Yes | Behind the Meter | Pro Custom Solar dba Momentum Solar | PSE&G | Accepted | 2019-08-29 | 2019-09-03 | 2020-09-03 | LG ELECTRONICS | LG340N1C-A5 | Solar Panels |  | 0.34 | 4 | 31 | 22 |  | Fixed | Roof
Solar Registration Program | NJSRRE1541907896 | Bloomfield | 7003 | 9 | 4.08 | Residential | Yes | Behind the Meter | Pro Custom Solar dba Momentum Solar | PSE&G | Accepted | 2019-08-29 | 2019-09-03 | 2020-09-03 | Enphase Energy | IQ7-60-2-US | Inverters | 250 |  | 12 |  |  | 0.97 |  | Outdoor | Roof
Solar Registration Program | NJSRRE1540220255 | Little Falls | 7424 | 6 | 4.1 | Residential | Yes | Behind the Meter | Trinity Solar | PSE&G | Accepted | 2019-01-09 | 2019-01-14 | 2020-01-14 | HANWHA 315 | Q.PEAK DUO BLK-G5 315 | Solar Panels |  | 0.315 | 13 | 157 | 14 |  | Fixed | Roof
Solar Registration Program | NJSRRE1540220255 | Little Falls | 7424 | 6 | 4.1 | Residential | Yes | Behind the Meter | Trinity Solar | PSE&G | Accepted | 2019-01-09 | 2019-01-14 | 2020-01-14 | Solar Edge | SE3800H-US000NNC2 | Inverters | 3800 |  | 1 |  |  | 0.97 |  | Outdoor | side of home
Solar Registration Program | NJSRRE1540262989 | Saddle Brook | 7663 | 7 | 4.1 | Residential | Yes | Behind the Meter | Vivint Solar Developer, LLC | PSE&G | Accepted | 2019-01-22 | 2019-04-30 | 2020-04-30 | Hanwha Solar | Q.PEAK DUO BLK-G5 315 | Solar Panels |  | 0.315 | 6 | 340 | 17 |  | Fixed | Roof
Solar Registration Program | NJSRRE1540262989 | Saddle Brook | 7663 | 7 | 4.1 | Residential | Yes | Behind the Meter | Vivint Solar Developer, LLC | PSE&G | Accepted | 2019-01-22 | 2019-04-30 | 2020-04-30 | Hanwha Solar | Q.PEAK DUO BLK-G5 315 | Solar Panels |  | 0.315 | 7 | 340 | 26 |  | Fixed | Roof
Solar Registration Program | NJSRRE1540262989 | Saddle Brook | 7663 | 7 | 4.1 | Residential | Yes | Behind the Meter | Vivint Solar Developer, LLC | PSE&G | Accepted | 2019-01-22 | 2019-04-30 | 2020-04-30 | Solar Edge | SE3800H-US | Inverters | 3800 |  | 1 |  |  | 0.992 |  | Outdoor | Near the Utility Meter
Solar Registration Program | NJSRRE1540263084 | JERSEY CITY | 7304 | 8 | 4.1 | Residential | Yes | Behind the Meter | Vivint Solar Developer, LLC | PSE&G | Accepted | 2019-02-19 | 2019-02-20 | 2020-02-20 | Hanwha Solar | Q.PEAK DUO BLK-G5 315 | Solar Panels |  | 0.315 | 13 | 31 | 2 |  | Fixed | Roof
Solar Registration Program | NJSRRE1540263084 | JERSEY CITY | 7304 | 8 | 4.1 | Residential | Yes | Behind the Meter | Vivint Solar Developer, LLC | PSE&G | Accepted | 2019-02-19 | 2019-02-20 | 2020-02-20 | Solar Edge | SE3800H-US | Inverters | 3800 |  | 1 |  |  | 0.992 |  | Outdoor | Near the Utility Meter
Solar Registration Program | NJSRRE1540304840 | Laurence Harbor | 8879 | 11 | 4.1 | Residential | Yes | Behind the Meter | Vivint Solar Developer, LLC | JCP&L | Accepted | 2019-02-01 | 2019-02-01 | 2020-02-01 | Hanwha Solar | Q.Peak BLK-G5 315 | Solar Panels |  | 0.315 | 13 | 34 | 26 |  | Fixed | Roof
Solar Registration Program | NJSRRE1540304840 | Laurence Harbor | 8879 | 11 | 4.1 | Residential | Yes | Behind the Meter | Vivint Solar Developer, LLC | JCP&L | Accepted | 2019-02-01 | 2019-02-01 | 2020-02-01 | Solar Edge | SE3800H-US | Inverters | 3800 |  | 1 |  |  | 0.992 |  | Outdoor | Near the Utility Meter.
Solar Registration Program | NJSRRE1540345780 | Point Pleasant Beach | 8742 | 18 | 4.1 | Residential | Yes | Behind the Meter | Vivint Solar Developer, LLC | JCP&L | Accepted | 2019-02-08 | 2019-02-11 | 2020-02-11 | Hanwha Solar | Q.Peak BLK-G5 315 | Solar Panels |  | 0.315 | 11 | 302 | 24 |  | Fixed | Roof
Solar Registration Program | NJSRRE1540345780 | Point Pleasant Beach | 8742 | 18 | 4.1 | Residential | Yes | Behind the Meter | Vivint Solar Developer, LLC | JCP&L | Accepted | 2019-02-08 | 2019-02-11 | 2020-02-11 | Hanwha Solar | Q.Peak BLK-G5 315 | Solar Panels |  | 0.315 | 2 | 122 | 24 |  | Fixed | Roof
Solar Registration Program | NJSRRE1540345780 | Point Pleasant Beach | 8742 | 18 | 4.1 | Residential | Yes | Behind the Meter | Vivint Solar Developer, LLC | JCP&L | Accepted | 2019-02-08 | 2019-02-11 | 2020-02-11 | Solar Edge | SE3800H-US | Inverters | 3800 |  | 1 |  |  | 0.992 |  | Outdoor | Near the Utility Meter.
Solar Registration Program | NJSRRE1540355886 | Egg Harbor Township | 8234 | 19 | 4.1 | Residential | Yes | Behind the Meter | Trinity Solar | AC Electric | Accepted | 2019-02-12 | 2019-02-14 | 2020-02-14 | HANWHA 315 | Q.PEAK DUO BLK-G5 315 | Solar Panels |  | 0.315 | 13 | 174 | 9 |  | Fixed | Roof
Solar Registration Program | NJSRRE1540355886 | Egg Harbor Township | 8234 | 19 | 4.1 | Residential | Yes | Behind the Meter | Trinity Solar | AC Electric | Accepted | 2019-02-12 | 2019-02-14 | 2020-02-14 | Solar Edge | SE3800H-US000NNC2 | Inverters | 3800 |  | 1 |  |  | 0.97 |  | Outdoor | side of home
Solar Registration Program | NJSRRE1540500492 | Piscataway | 8854 | 11 | 4.1 | Residential | Yes | Behind the Meter | Vivint Solar Developer, LLC | PSE&G | Accepted | 2019-03-19 | 2019-05-01 | 2020-05-01 | Hanwha Solar | Q.Peak BLK-G5 315 | Solar Panels |  | 0.315 | 13 | 58 | 27 |  | Fixed | Roof
Solar Registration Program | NJSRRE1540500492 | Piscataway | 8854 | 11 | 4.1 | Residential | Yes | Behind the Meter | Vivint Solar Developer, LLC | PSE&G | Accepted | 2019-03-19 | 2019-05-01 | 2020-05-01 | Solar Edge | SE3800H-US | Inverters | 3800 |  | 1 |  |  | 0.992 |  | Outdoor | Near the Utility Meter.
Solar Registration Program | NJSRRE1540756283 | Mickleton | 8056 | 15 | 4.1 | Residential | Yes | Behind the Meter | Vivint Solar Developer, LLC | AC Electric | Accepted | 2019-04-02 | 2019-05-01 | 2020-05-01 | Hanwha Solar | Q.Peak BLK-G5 315 | Solar Panels |  | 0.315 | 5 | 46 | 16 |  | Fixed | Roof
Solar Registration Program | NJSRRE1540756283 | Mickleton | 8056 | 15 | 4.1 | Residential | Yes | Behind the Meter | Vivint Solar Developer, LLC | AC Electric | Accepted | 2019-04-02 | 2019-05-01 | 2020-05-01 | Hanwha Solar | Q.Peak BLK-G5 315 | Solar Panels |  | 0.315 | 8 | 46 | 16 |  | Fixed | Roof
Solar Registration Program | NJSRRE1540756283 | Mickleton | 8056 | 15 | 4.1 | Residential | Yes | Behind the Meter | Vivint Solar Developer, LLC | AC Electric | Accepted | 2019-04-02 | 2019-05-01 | 2020-05-01 | Solar Edge | SE3800H-US | Inverters | 3800 |  | 1 |  |  | 0.992 |  | Outdoor | Near the Utility Meter.
Solar Registration Program | NJSRRE1540835450 | Waretown | 8758 | 18 | 4.1 | Residential | Yes | Behind the Meter | Trinity Solar | JCP&L | Accepted | 2019-04-10 | 2019-04-11 | 2020-04-11 | HANWHA | Q.PEAK DUO BLK-G5 315 | Solar Panels |  | 0.315 | 13 | 118 | 18 |  | Fixed | Roof
Solar Registration Program | NJSRRE1540835450 | Waretown | 8758 | 18 | 4.1 | Residential | Yes | Behind the Meter | Trinity Solar | JCP&L | Accepted | 2019-04-10 | 2019-04-11 | 2020-04-11 | Solar Edge | SE3800H-US000NNC2 | Inverters | 3800 |  | 1 |  |  | 0.97 |  | Outdoor | side of home
Solar Registration Program | NJSRRE1540848833 | South Amboy | 8879 | 11 | 4.1 | Residential | Yes | Behind the Meter | Vivint Solar Developer, LLC | JCP&L | Accepted | 2019-04-12 | 2019-05-01 | 2020-05-01 | Hanwha Solar | Q.PEAK BLK-G5 315 | Solar Panels |  | 0.315 | 8 | 237 | 22 |  | Fixed | Roof
Solar Registration Program | NJSRRE1540848833 | South Amboy | 8879 | 11 | 4.1 | Residential | Yes | Behind the Meter | Vivint Solar Developer, LLC | JCP&L | Accepted | 2019-04-12 | 2019-05-01 | 2020-05-01 | Hanwha Solar | Q.PEAK BLK-G5 315 | Solar Panels |  | 0.315 | 3 | 327 | 11 |  | Fixed | Roof
Solar Registration Program | NJSRRE1540848833 | South Amboy | 8879 | 11 | 4.1 | Residential | Yes | Behind the Meter | Vivint Solar Developer, LLC | JCP&L | Accepted | 2019-04-12 | 2019-05-01 | 2020-05-01 | Hanwha Solar | Q.PEAK BLK-G5 315 | Solar Panels |  | 0.315 | 2 | 147 | 11 |  | Fixed | Roof
Solar Registration Program | NJSRRE1540848833 | South Amboy | 8879 | 11 | 4.1 | Residential | Yes | Behind the Meter | Vivint Solar Developer, LLC | JCP&L | Accepted | 2019-04-12 | 2019-05-01 | 2020-05-01 | Solar Edge | SE3800H-US | Inverters | 3800 |  | 1 |  |  | 0.992 |  | Outdoor | Near the Utility Meter
Solar Registration Program | NJSRRE1540864249 | TOMS RIVER | 8757 | 18 | 4.1 | Residential | Yes | Behind the Meter | Vivint Solar Developer, LLC | JCP&L | Accepted | 2019-04-18 | 2019-05-01 | 2020-05-01 | Hanwha Solar | Q.PEAK BLK-G5 315 | Solar Panels |  | 0.315 | 6 | 167 | 19 |  | Fixed | Roof
Solar Registration Program | NJSRRE1540864249 | TOMS RIVER | 8757 | 18 | 4.1 | Residential | Yes | Behind the Meter | Vivint Solar Developer, LLC | JCP&L | Accepted | 2019-04-18 | 2019-05-01 | 2020-05-01 | Hanwha Solar | Q.PEAK BLK-G5 315 | Solar Panels |  | 0.315 | 7 | 347 | 19 |  | Fixed | Roof
Solar Registration Program | NJSRRE1540864249 | TOMS RIVER | 8757 | 18 | 4.1 | Residential | Yes | Behind the Meter | Vivint Solar Developer, LLC | JCP&L | Accepted | 2019-04-18 | 2019-05-01 | 2020-05-01 | Solar Edge | SE3800H-US | Inverters | 3800 |  | 1 |  |  | 0.992 |  | Outdoor | Near the Utility Meter
Solar Registration Program | NJSRRE1540866208 | Princeton | 8542 | 12 | 4.1 | Residential | Yes | Behind the Meter | Trinity Solar | PSE&G | Accepted | 2019-04-19 | 2019-04-22 | 2020-04-22 | HANWHA | Q.PEAK DUO BLK-G5 315 | Solar Panels |  | 0.315 | 13 | 250 | 30 |  | Fixed | Roof
Solar Registration Program | NJSRRE1540866208 | Princeton | 8542 | 12 | 4.1 | Residential | Yes | Behind the Meter | Trinity Solar | PSE&G | Accepted | 2019-04-19 | 2019-04-22 | 2020-04-22 | Solar Edge | SE3800 | Inverters | 3800 |  | 1 |  |  | 0.97 |  | Outside | Side of home
Solar Registration Program | NJSRRE1540871088 | Somerset | 8873 | 5 | 4.1 | Residential | Yes | Behind the Meter | Vivint Solar Developer, LLC | PSE&G | Accepted | 2019-04-23 | 2019-05-01 | 2020-05-01 | Hanwha Solar | Q.Peak BLK-G5 315 | Solar Panels |  | 0.315 | 13 | 358 | 19 |  | Fixed | Roof
Solar Registration Program | NJSRRE1540871088 | Somerset | 8873 | 5 | 4.1 | Residential | Yes | Behind the Meter | Vivint Solar Developer, LLC | PSE&G | Accepted | 2019-04-23 | 2019-05-01 | 2020-05-01 | Solar Edge | SE3800H-US | Inverters | 3800 |  | 1 |  |  | 0.992 |  | Outdoor | Near the Utility Meter.
Solar Registration Program | NJSRRE1540894566 | Lincoln Park | 7035 | 3 | 4.1 | Residential | Yes | Behind the Meter | Vivint Solar Developer, LLC | JCP&L | Accepted | 2019-04-26 | 2019-04-26 | 2020-04-26 | Hanwha Solar | Q.PEAK DUO BLK-G5 315 | Solar Panels |  | 0.315 | 4 | 182 | 19 |  | Fixed | Roof
Solar Registration Program | NJSRRE1540894566 | Lincoln Park | 7035 | 3 | 4.1 | Residential | Yes | Behind the Meter | Vivint Solar Developer, LLC | JCP&L | Accepted | 2019-04-26 | 2019-04-26 | 2020-04-26 | Hanwha Solar | Q.PEAK DUO BLK-G5 315 | Solar Panels |  | 0.315 | 9 | 182 | 30 |  | Fixed | Roof
Solar Registration Program | NJSRRE1540894566 | Lincoln Park | 7035 | 3 | 4.1 | Residential | Yes | Behind the Meter | Vivint Solar Developer, LLC | JCP&L | Accepted | 2019-04-26 | 2019-04-26 | 2020-04-26 | Solar Edge | SE3800H-US | Inverters | 3800 |  | 1 |  |  | 0.992 |  | Outdoor | Near the Utility Meter
Solar Registration Program | NJSRRE1540962406 | DOVER | 7801 | 3 | 4.1 | Residential | Yes | Behind the Meter | Vivint Solar Developer, LLC | JCP&L | Accepted | 2019-05-07 | 2019-05-09 | 2020-05-09 | Hanwha Solar | Q.PEAK BLK-G5 315 | Solar Panels |  | 0.315 | 13 | 238 | 31 |  | Fixed | Roof
Solar Registration Program | NJSRRE1540962406 | DOVER | 7801 | 3 | 4.1 | Residential | Yes | Behind the Meter | Vivint Solar Developer, LLC | JCP&L | Accepted | 2019-05-07 | 2019-05-09 | 2020-05-09 | Solar Edge | SE3800H-US | Inverters | 3800 |  | 1 |  |  | 0.992 |  | Outdoor | Near the Utility Meter
Solar Registration Program | NJSRRE1541125477 | PEQUANNOCK | 7440 | 3 | 4.1 | Residential | Yes | Behind the Meter | Vivint Solar Developer, LLC | JCP&L | Accepted | 2019-06-10 | 2019-06-12 | 2020-06-12 | Hanwha Solar | Q.PEAK BLK-G5 315 | Solar Panels |  | 0.315 | 13 | 170 | 24 |  | Fixed | Roof
Solar Registration Program | NJSRRE1541125477 | PEQUANNOCK | 7440 | 3 | 4.1 | Residential | Yes | Behind the Meter | Vivint Solar Developer, LLC | JCP&L | Accepted | 2019-06-10 | 2019-06-12 | 2020-06-12 | SolarEdge | SE3800H-US | Inverters | 3800 |  | 1 |  |  | 0.992 |  | Outdoor | Near The Utility Meter
Solar Registration Program | NJSRRE1541414750 | UNION BEACH | 7735 | 17 | 4.1 | Residential | Yes | Behind the Meter | Vivint Solar Developer, LLC | JCP&L | Accepted | 2019-06-19 | 2019-06-20 | 2020-06-20 | Hanwha Solar | Q.PEAK DUO BLK-G5 315w | Solar Panels |  | 0.315 | 13 | 175 | 24 |  | Fixed | Roof
Solar Registration Program | NJSRRE1541414750 | UNION BEACH | 7735 | 17 | 4.1 | Residential | Yes | Behind the Meter | Vivint Solar Developer, LLC | JCP&L | Accepted | 2019-06-19 | 2019-06-20 | 2020-06-20 | Solar Edge | SE3800H-US | Inverters | 3800 |  | 1 |  |  | 0.992 |  | Outdoor | Near the Utility Meter
Solar Registration Program | NJSRRE1541453320 | Hackensack | 7601 | 7 | 4.1 | Residential | Yes | Behind the Meter | Trinity Solar | PSE&G | Accepted | 2019-06-24 | 2019-06-26 | 2020-06-26 | Hanwha | Q.PEAK DUO BLK-G5 315 | Solar Panels |  | 0.315 | 13 | 128 | 40 |  | Fixed | Roof
Solar Registration Program | NJSRRE1541453320 | Hackensack | 7601 | 7 | 4.1 | Residential | Yes | Behind the Meter | Trinity Solar | PSE&G | Accepted | 2019-06-24 | 2019-06-26 | 2020-06-26 | Solar Edge | SE3800 | Inverters | 3800 |  | 1 |  |  | 0.97 |  | Outside | side of home
Solar Registration Program | NJSRRE1541480372 | Nutley | 7110 | 9 | 4.1 | Residential | Yes | Behind the Meter | Vivint Solar Developer, LLC | PSE&G | Accepted | 2019-06-28 | 2019-07-01 | 2020-07-01 | Hanwha Solar | Q.PEAK BLK-G5 31 | Solar Panels |  | 0.315 | 10 | 306 | 11 |  | Fixed | Roof
Solar Registration Program | NJSRRE1541480372 | Nutley | 7110 | 9 | 4.1 | Residential | Yes | Behind the Meter | Vivint Solar Developer, LLC | PSE&G | Accepted | 2019-06-28 | 2019-07-01 | 2020-07-01 | Hanwha Solar | Q.PEAK BLK-G5 31 | Solar Panels |  | 0.315 | 3 | 306 | 21 |  | Fixed | Roof
Solar Registration Program | NJSRRE1541480372 | Nutley | 7110 | 9 | 4.1 | Residential | Yes | Behind the Meter | Vivint Solar Developer, LLC | PSE&G | Accepted | 2019-06-28 | 2019-07-01 | 2020-07-01 | Solar Edge | SE3800H-US | Inverters | 3800 |  | 1 |  |  | 0.992 |  | Outdoor | Near the Utility Meter
Solar Registration Program | NJSRRE1541480446 | UNION BEACH | 7735 | 17 | 4.1 | Residential | Yes | Behind the Meter | Vivint Solar Developer, LLC | JCP&L | Accepted | 2019-06-25 | 2019-06-27 | 2020-06-27 | SOLAREDGE | SE3800H-US | Solar Panels |  | 0.315 | 13 | 266 | 22 |  | Fixed | Roof
Solar Registration Program | NJSRRE1541480446 | UNION BEACH | 7735 | 17 | 4.1 | Residential | Yes | Behind the Meter | Vivint Solar Developer, LLC | JCP&L | Accepted | 2019-06-25 | 2019-06-27 | 2020-06-27 | SOLAREDGE | SE3800H-US | Inverters | 3800 |  | 1 |  |  | 0.992 |  | Outdoor | Near The Utility Meter
Solar Registration Program | NJSRRE1541804206 | North PLAINFIELD | 7063 | 10 | 4.1 | Residential | Yes | Behind the Meter | Vivint Solar Developer, LLC | PSE&G | Accepted | 2019-08-13 | 2019-08-23 | 2020-08-23 | HANWHA SOLAR | Q.PEAK BLK-G5 315 | Solar Panels |  | 0.315 | 10 | 317 | 37 |  | Fixed | Roof
Solar Registration Program | NJSRRE1541804206 | North PLAINFIELD | 7063 | 10 | 4.1 | Residential | Yes | Behind the Meter | Vivint Solar Developer, LLC | PSE&G | Accepted | 2019-08-13 | 2019-08-23 | 2020-08-23 | HANWHA SOLAR | Q.PEAK BLK-G5 315 | Solar Panels |  | 0.315 | 3 | 317 | 16 |  | Fixed | Roof
Solar Registration Program | NJSRRE1541804206 | North PLAINFIELD | 7063 | 10 | 4.1 | Residential | Yes | Behind the Meter | Vivint Solar Developer, LLC | PSE&G | Accepted | 2019-08-13 | 2019-08-23 | 2020-08-23 | SOLAREDGE | SE3800H-US | Inverters | 3800 |  | 1 |  |  | 0.992 |  | Outdoor | Near the Utility Meter
Solar Registration Program | NJSRRE1541804346 | Clifton | 7012 | 6 | 4.1 | Residential | Yes | Behind the Meter | Vivint Solar Developer, LLC | PSE&G | Accepted | 2019-08-13 | 2019-08-23 | 2020-08-23 | HANWHA SOLAR | Q.PEAK BLK-G5 315 | Solar Panels |  | 0.315 | 13 | 223 | 37 |  | Fixed | Roof
Solar Registration Program | NJSRRE1541804346 | Clifton | 7012 | 6 | 4.1 | Residential | Yes | Behind the Meter | Vivint Solar Developer, LLC | PSE&G | Accepted | 2019-08-13 | 2019-08-23 | 2020-08-23 | SOLAREDGE | SE3800H-US000BNC4 | Inverters | 3800 |  | 1 |  |  | 0.992 |  | Outdoor | Near The Utility Meter
Solar Registration Program | NJSRRE1541815186 | LAKE HIAWATHA | 7034 | 3 | 4.1 | Residential | Yes | Behind the Meter | Vivint Solar Developer, LLC | JCP&L | Accepted | 2019-08-13 | 2019-08-23 | 2020-08-23 | Hanwha Solar | Q.PEAK BLK-G5 315 | Solar Panels |  | 0.315 | 13 | 215 | 24 |  | Fixed | Roof
Solar Registration Program | NJSRRE1541815186 | LAKE HIAWATHA | 7034 | 3 | 4.1 | Residential | Yes | Behind the Meter | Vivint Solar Developer, LLC | JCP&L | Accepted | 2019-08-13 | 2019-08-23 | 2020-08-23 | Solar Edge | SE3800H-US | Inverters | 3800 |  | 1 |  |  | 0.992 |  | Outdoor | Near the Utility Meter
Solar Registration Program | NJSRRE1541861850 | KEYPORT | 7735 | 17 | 4.1 | Residential | Yes | Behind the Meter | Vivint Solar Developer, LLC | JCP&L | Accepted | 2019-08-23 | 2019-08-23 | 2020-08-23 | HANWHA SOLAR | Q.PEAK BLK-G5 315 | Solar Panels |  | 0.315 | 13 | 255 | 34 |  | Fixed | Roof
Solar Registration Program | NJSRRE1541861850 | KEYPORT | 7735 | 17 | 4.1 | Residential | Yes | Behind the Meter | Vivint Solar Developer, LLC | JCP&L | Accepted | 2019-08-23 | 2019-08-23 | 2020-08-23 | SolarEdge Technologies | SE3800H-US | Inverters | 3800 |  | 1 |  |  | 0.992 |  | Outdoor | Near the Utility Meter
Solar Registration Program | NJSRRE1541873804 | LAURENCE HARBOR | 8879 | 11 | 4.1 | Residential | Yes | Behind the Meter | Vivint Solar Developer, LLC | JCP&L | Accepted | 2019-08-22 | 2019-08-27 | 2020-08-27 | Hanwha Solar | Q.PEAK BLK-G5 315 | Solar Panels |  | 0.315 | 13 | 227 | 34 |  | Fixed | Roof
Solar Registration Program | NJSRRE1541873804 | LAURENCE HARBOR | 8879 | 11 | 4.1 | Residential | Yes | Behind the Meter | Vivint Solar Developer, LLC | JCP&L | Accepted | 2019-08-22 | 2019-08-27 | 2020-08-27 | Solar Edge | SE3800H-US | Inverters | 3800 |  | 1 |  |  | 0.992 |  | Outdoor | Near the Utility Meter
Solar Registration Program | NJSRRE1541880853 | WILLIAMSTOWN | 8094 | 15 | 4.1 | Residential | Yes | Behind the Meter | Vivint Solar Developer, LLC | AC Electric | Accepted | 2019-09-05 | 2019-09-06 | 2020-09-06 | HANWHA SOLAR | Q.PEAK DUO BLK-G5 315w | Solar Panels |  | 0.315 | 13 | 33 | 27 |  | Fixed | Roof
Solar Registration Program | NJSRRE1541880853 | WILLIAMSTOWN | 8094 | 15 | 4.1 | Residential | Yes | Behind the Meter | Vivint Solar Developer, LLC | AC Electric | Accepted | 2019-09-05 | 2019-09-06 | 2020-09-06 | SOLAR EDGE | SE3800H-US | Inverters | 3800 |  | 1 |  |  | 0.992 |  | Outdoor | Near the Utility Meter
Solar Registration Program | NJSRRE1541883703 | SUCCASUNNA | 7876 | 3 | 4.1 | Residential | Yes | Behind the Meter | Vivint Solar Developer, LLC | JCP&L | Accepted | 2019-08-26 | 2019-08-28 | 2020-08-28 | Hanwha | Q.PEAK DUO BLK-G5 315 | Solar Panels |  | 0.315 | 13 | 356 | 23 |  | Fixed | Roof
Solar Registration Program | NJSRRE1541883703 | SUCCASUNNA | 7876 | 3 | 4.1 | Residential | Yes | Behind the Meter | Vivint Solar Developer, LLC | JCP&L | Accepted | 2019-08-26 | 2019-08-28 | 2020-08-28 | Solar Edge | SE3800H-US0 | Inverters | 3800 |  | 1 |  |  | 0.992 |  | Outdoor | Near the Utility Meter
Solar Registration Program | NJSRRE1541883753 | DOVER | 7801 | 3 | 4.1 | Residential | Yes | Behind the Meter | Vivint Solar Developer, LLC | JCP&L | Accepted | 2019-08-29 | 2019-08-30 | 2020-08-30 | Hanwha Solar | Q.PEAK BLK-G5 315 | Solar Panels |  | 0.315 | 6 | 312 | 22 |  | Fixed | Roof
Solar Registration Program | NJSRRE1541883753 | DOVER | 7801 | 3 | 4.1 | Residential | Yes | Behind the Meter | Vivint Solar Developer, LLC | JCP&L | Accepted | 2019-08-29 | 2019-08-30 | 2020-08-30 | Hanwha Solar | Q.PEAK BLK-G5 315 | Solar Panels |  | 0.315 | 7 | 312 | 22 |  | Fixed | Roof
Solar Registration Program | NJSRRE1541883753 | DOVER | 7801 | 3 | 4.1 | Residential | Yes | Behind the Meter | Vivint Solar Developer, LLC | JCP&L | Accepted | 2019-08-29 | 2019-08-30 | 2020-08-30 | SOLAREDGE | SE3800H-US | Inverters | 3800 |  | 1 |  |  | 0.992 |  | Outdoor | Near the Utility Meter
Solar Registration Program | NJSRRE1541883786 | PARLIN | 8859 | 11 | 4.1 | Residential | Yes | Behind the Meter | Vivint Solar Developer, LLC | JCP&L | Accepted | 2019-08-29 | 2019-09-04 | 2020-09-04 | Hanwha Solar | Q.PEAK DUO BLK-G5 315 | Solar Panels |  | 0.315 | 13 | 181 | 19 |  | Fixed | Roof
Solar Registration Program | NJSRRE1541883786 | PARLIN | 8859 | 11 | 4.1 | Residential | Yes | Behind the Meter | Vivint Solar Developer, LLC | JCP&L | Accepted | 2019-08-29 | 2019-09-04 | 2020-09-04 | Solar Edge | SE3800H-US | Inverters | 3800 |  | 1 |  |  | 0.992 |  | Outdoor | Near the Utility Meter
Solar Registration Program | NJSRRE1541891147 | Lambertville | 8530 | 4 | 4.1 | Residential | No | Behind the Meter | Tesla Energy Operations Inc | JCP&L | Accepted | 2019-08-28 | 2019-09-03 | 2020-09-03 | Hanwha Q-Cells | Q.Peak DUO BLK-G5/SC315 | Solar Panels |  | 0.315 | 4 | 360 | 23 |  | Fixed | Roof
Solar Registration Program | NJSRRE1541891147 | Lambertville | 8530 | 4 | 4.1 | Residential | No | Behind the Meter | Tesla Energy Operations Inc | JCP&L | Accepted | 2019-08-28 | 2019-09-03 | 2020-09-03 | Hanwha Q-Cells | Q.Peak DUO BLK-G5/SC315 | Solar Panels |  | 0.315 | 9 | 180 | 23 |  | Fixed | Roof
Solar Registration Program | NJSRRE1541891147 | Lambertville | 8530 | 4 | 4.1 | Residential | No | Behind the Meter | Tesla Energy Operations Inc | JCP&L | Accepted | 2019-08-28 | 2019-09-03 | 2020-09-03 | SOLAREDGE | SE3800H-US000SNC2 | Inverters | 3800 |  | 1 |  |  | 0.99 |  | Indoor | Indoor
Solar Registration Program | NJSRRE1541891147 | Lambertville | 8530 | 4 | 4.1 | Residential | No | Behind the Meter | Tesla Energy Operations Inc | JCP&L | Accepted | 2019-08-28 | 2019-09-03 | 2020-09-03 | Tesla | AC Powerwall 2.0 | Electric Storage Battery |  |  | 2 |  |  |  | Lithium Ion |  | Indoors
Solar Registration Program | NJSRRE1541989798 | Blackwood | 8012 | 14 | 4.1 | Residential | Yes | Behind the Meter | Vivint Solar Developer, LLC | PSE&G | Accepted | 2019-09-04 | 2019-09-05 | 2020-09-05 | HANWHA SOLAR | Q.PEAK BLK-G5 315 | Solar Panels |  | 0.315 | 13 | 262 | 25 |  | Fixed | Roof
Solar Registration Program | NJSRRE1541989798 | Blackwood | 8012 | 14 | 4.1 | Residential | Yes | Behind the Meter | Vivint Solar Developer, LLC | PSE&G | Accepted | 2019-09-04 | 2019-09-05 | 2020-09-05 | SOLAREDGE TECHNOLOGIES | SE3800H-US000BNC4 | Inverters | 3800 |  | 1 |  |  | 0.992 |  | Outdoor | Near the Utility Meter
Solar Registration Program | NJSRRE1541989848 | CAPE MAY CH | 8210 | 21 | 4.1 | Residential | Yes | Behind the Meter | Vivint Solar Developer, LLC | AC Electric | Accepted | 2019-09-03 | 2019-09-05 | 2020-09-05 | HANWHA | SOLAR Q.PEAK BLK-G5 315 | Solar Panels |  | 0.315 | 13 | 29 | 28 |  | Fixed | Roof
Solar Registration Program | NJSRRE1541989848 | CAPE MAY CH | 8210 | 21 | 4.1 | Residential | Yes | Behind the Meter | Vivint Solar Developer, LLC | AC Electric | Accepted | 2019-09-03 | 2019-09-05 | 2020-09-05 | solar edge | SE3800H-US | Inverters | 3800 |  | 1 |  |  | 0.992 |  | Outdoor | near utility meter
Solar Registration Program | NJSRRE1542058277 | North Brunswick | 8902 | 11 | 4.1 | Residential | Yes | Behind the Meter | Trinity Solar | PSE&G | Accepted | 2019-09-03 | 2019-09-05 | 2020-09-05 | Hanwha 315 | Q.PEAK DUO BLK-G5 315 | Solar Panels |  | 0.315 | 6 | 129 | 23 |  | Fixed | Roof
Solar Registration Program | NJSRRE1542058277 | North Brunswick | 8902 | 11 | 4.1 | Residential | Yes | Behind the Meter | Trinity Solar | PSE&G | Accepted | 2019-09-03 | 2019-09-05 | 2020-09-05 | Hanwha 315 | Q.PEAK DUO BLK-G5 315 | Solar Panels |  | 0.315 | 7 | 219 | 23 |  | Fixed | Roof
Solar Registration Program | NJSRRE1542058277 | North Brunswick | 8902 | 11 | 4.1 | Residential | Yes | Behind the Meter | Trinity Solar | PSE&G | Accepted | 2019-09-03 | 2019-09-05 | 2020-09-05 | Solar Edge | SE3800H-US | Inverters | 3800 |  | 1 |  |  | 0.97 |  | Outside | side of home
Solar Registration Program | NJSRRE1542078514 | UNION | 7083 | 10 | 4.1 | Residential | Yes | Behind the Meter | Vivint Solar Developer, LLC | PSE&G | Accepted | 2019-09-04 | 2019-09-06 | 2020-09-06 | Hanwha Solar | Q.PEAK BLK-G5 315 | Solar Panels |  | 0.315 | 13 | 16 | 32 |  | Fixed | Roof
Solar Registration Program | NJSRRE1542078514 | UNION | 7083 | 10 | 4.1 | Residential | Yes | Behind the Meter | Vivint Solar Developer, LLC | PSE&G | Accepted | 2019-09-04 | 2019-09-06 | 2020-09-06 | Solar Edge | SE3800H-US000BNC4 | Inverters | 3800 |  | 1 |  |  | 0.992 |  | Outdoor | Near the Utility meter
Solar Registration Program | NJSRRE1542376754 | Keyport | 7735 | 17 | 4.1 | Residential | Yes | Behind the Meter | Vivint Solar Developer, LLC | JCP&L | Accepted | 2019-09-18 | 2019-09-18 | 2020-09-18 | Hanwha Solar | Q.PEAK DUO BLK-G5 315 | Solar Panels |  | 0.315 | 13 | 174 | 23 |  | Fixed | Roof
Solar Registration Program | NJSRRE1542376754 | Keyport | 7735 | 17 | 4.1 | Residential | Yes | Behind the Meter | Vivint Solar Developer, LLC | JCP&L | Accepted | 2019-09-18 | 2019-09-18 | 2020-09-18 | SolarEdge Technologies | SE3800H-US | Inverters | 3800 |  | 1 |  |  | 0.992 |  | Outdoor | Near the Utility Meter
Solar Registration Program | NJSRRE1542393204 | East Orange | 7017 | 9 | 4.1 | Residential | Yes | Behind the Meter | Trinity Solar | PSE&G | Accepted | 2019-09-12 | 2019-09-16 | 2020-09-16 | Hanwha | Q.PEAK DUO BLK-G5 315 | Solar Panels |  | 0.315 | 13 | 170 | 23 |  | Fixed | Roof
Solar Registration Program | NJSRRE1542393204 | East Orange | 7017 | 9 | 4.1 | Residential | Yes | Behind the Meter | Trinity Solar | PSE&G | Accepted | 2019-09-12 | 2019-09-16 | 2020-09-16 | Solar Edge | SE3800 | Inverters | 3800 |  | 1 |  |  | 0.97 |  | Outside | side of home
Solar Registration Program | NJSRRE1542420127 | CLIFTON | 7011 | 6 | 4.1 | Residential | Yes | Behind the Meter | Vivint Solar Developer, LLC | PSE&G | Accepted | 2019-09-19 | 2019-09-23 | 2020-09-23 | Hanwha Solar | Q.PEAK BLK-G5 315 | Solar Panels |  | 0.315 | 8 | 166 | 35 |  | Fixed | Roof
Solar Registration Program | NJSRRE1542420127 | CLIFTON | 7011 | 6 | 4.1 | Residential | Yes | Behind the Meter | Vivint Solar Developer, LLC | PSE&G | Accepted | 2019-09-19 | 2019-09-23 | 2020-09-23 | Hanwha Solar | Q.PEAK BLK-G5 315 | Solar Panels |  | 0.315 | 3 | 76 | 35 |  | Fixed | Roof
Solar Registration Program | NJSRRE1542420127 | CLIFTON | 7011 | 6 | 4.1 | Residential | Yes | Behind the Meter | Vivint Solar Developer, LLC | PSE&G | Accepted | 2019-09-19 | 2019-09-23 | 2020-09-23 | Hanwha Solar | Q.PEAK BLK-G5 315 | Solar Panels |  | 0.315 | 2 | 76 | 20 |  | Fixed | Roof
Solar Registration Program | NJSRRE1542420127 | CLIFTON | 7011 | 6 | 4.1 | Residential | Yes | Behind the Meter | Vivint Solar Developer, LLC | PSE&G | Accepted | 2019-09-19 | 2019-09-23 | 2020-09-23 | SolarEdge | SE3800H-US | Inverters | 3800 |  | 1 |  |  | 0.992 |  | Outdoor | Near the Utility Meter
Solar Registration Program | NJSRRE1542424473 | Secaucus | 7094 | 8 | 4.1 | Residential | Yes | Behind the Meter | Trinity Solar | PSE&G | Accepted | 2019-09-20 | 2019-09-24 | 2020-09-24 | Hanwha | Q.PEAK DUO BLK-G5 315 | Solar Panels |  | 0.315 | 4 | 219 | 27 |  | Fixed | Roof
Solar Registration Program | NJSRRE1542424473 | Secaucus | 7094 | 8 | 4.1 | Residential | Yes | Behind the Meter | Trinity Solar | PSE&G | Accepted | 2019-09-20 | 2019-09-24 | 2020-09-24 | Hanwha | Q.PEAK DUO BLK-G5 315 | Solar Panels |  | 0.315 | 5 | 219 | 27 |  | Fixed | Roof
Solar Registration Program | NJSRRE1542424473 | Secaucus | 7094 | 8 | 4.1 | Residential | Yes | Behind the Meter | Trinity Solar | PSE&G | Accepted | 2019-09-20 | 2019-09-24 | 2020-09-24 | Hanwha | Q.PEAK DUO BLK-G5 315 | Solar Panels |  | 0.315 | 4 | 129 | 27 |  | Fixed | Roof
Solar Registration Program | NJSRRE1542424473 | Secaucus | 7094 | 8 | 4.1 | Residential | Yes | Behind the Meter | Trinity Solar | PSE&G | Accepted | 2019-09-20 | 2019-09-24 | 2020-09-24 | Solar Edge | SE3800 | Inverters | 3800 |  | 1 |  |  | 0.97 |  | Outside | side of home
Solar Registration Program | NJSRRE1542428686 | Pleasantville | 8232 | 19 | 4.1 | Residential | Yes | Behind the Meter | Trinity Solar | AC Electric | Accepted | 2019-09-23 | 2019-09-25 | 2020-09-25 | Hanwha | Q.PEAK DUO BLK-G5 315 | Solar Panels |  | 0.315 | 13 | 118 | 27 |  | Fixed | Roof
Solar Registration Program | NJSRRE1542428686 | Pleasantville | 8232 | 19 | 4.1 | Residential | Yes | Behind the Meter | Trinity Solar | AC Electric | Accepted | 2019-09-23 | 2019-09-25 | 2020-09-25 | Solar Edge | SE3800 | Inverters | 3800 |  | 1 |  |  | 0.97 |  | Outside | side of home
Solar Registration Program | NJSRRE1542431429 | NEWARK CITY | 7106 | 9 | 4.1 | Residential | No | Behind the Meter | Tesla Energy Operations | PSE&G | Accepted | 2019-09-24 | 2019-09-26 | 2020-09-26 | Hanwha Q-Cells | Q.Peak DUO BLK-G5/SC315 | Solar Panels |  | 0.315 | 13 | 112 | 34 |  | Fixed | Roof
Solar Registration Program | NJSRRE1542431429 | NEWARK CITY | 7106 | 9 | 4.1 | Residential | No | Behind the Meter | Tesla Energy Operations | PSE&G | Accepted | 2019-09-24 | 2019-09-26 | 2020-09-26 | SOLAREDGE | SE3800H-US000SNC2 | Inverters | 3800 |  | 1 |  |  | 0.99 |  | Indoor | Indoor
Solar Registration Program | NJSRRE1542431429 | NEWARK CITY | 7106 | 9 | 4.1 | Residential | No | Behind the Meter | Tesla Energy Operations | PSE&G | Accepted | 2019-09-24 | 2019-09-26 | 2020-09-26 | Tesla | AC Powerwall 2.0 | Electric Storage Battery |  |  | 2 |  |  |  | Lithium Ion |  | Inside
Solar Registration Program | NJSRRE1542441083 | Bergenfield | 7621 | 7 | 4.1 | Residential | Yes | Behind the Meter | Trinity Solar | PSE&G | Accepted | 2019-09-25 | 2019-09-27 | 2020-09-27 | HANWHA | Q.PEAK DUO BLK-G5 315 | Solar Panels |  | 0.315 | 9 | 267 | 40 |  | Fixed | Roof
Solar Registration Program | NJSRRE1542441083 | Bergenfield | 7621 | 7 | 4.1 | Residential | Yes | Behind the Meter | Trinity Solar | PSE&G | Accepted | 2019-09-25 | 2019-09-27 | 2020-09-27 | HANWHA | Q.PEAK DUO BLK-G5 315 | Solar Panels |  | 0.315 | 4 | 177 | 27 |  | Fixed | Roof
Solar Registration Program | NJSRRE1542441083 | Bergenfield | 7621 | 7 | 4.1 | Residential | Yes | Behind the Meter | Trinity Solar | PSE&G | Accepted | 2019-09-25 | 2019-09-27 | 2020-09-27 | Solar Edge | SE3800H-US | Inverters | 3800 |  | 1 |  |  | 0.97 |  | Outdoor | side of home
Solar Registration Program | NJSRRE1542445457 | Sicklerville | 8081 | 14 | 4.1 | Residential | Yes | Behind the Meter | Vivint Solar Developer, LLC | AC Electric | Accepted | 2019-09-26 | 2019-11-22 | 2020-11-22 | Hanwha | Q.PEAK DUO BLK-G5 315w | Solar Panels |  | 0.315 | 13 | 271 | 18 |  | Fixed | Roof
Solar Registration Program | NJSRRE1542445457 | Sicklerville | 8081 | 14 | 4.1 | Residential | Yes | Behind the Meter | Vivint Solar Developer, LLC | AC Electric | Accepted | 2019-09-26 | 2019-11-22 | 2020-11-22 | Solar Edge | SE3800H-US000BNC4 | Inverters | 3800 |  | 1 |  |  | 0.992 |  | Outdoor | Near the Utility Meter
Solar Registration Program | NJSRRE1542448078 | Clifton | 7013 | 6 | 4.1 | Residential | Yes | Behind the Meter | Trinity Solar | PSE&G | Accepted | 2019-09-27 | 2019-10-01 | 2020-10-01 | Hanwha 315 | Q.PEAK DUO BLK-G5 315 | Solar Panels |  | 0.315 | 13 | 219 | 30 |  | Fixed | Roof
Solar Registration Program | NJSRRE1542448078 | Clifton | 7013 | 6 | 4.1 | Residential | Yes | Behind the Meter | Trinity Solar | PSE&G | Accepted | 2019-09-27 | 2019-10-01 | 2020-10-01 | Solar Edge | SE3800 | Inverters | 3000 |  | 1 |  |  | 0.97 |  | Outside | side of home
Solar Registration Program | NJSRRE1542448595 | Nutley | 7110 | 9 | 4.1 | Residential | Yes | Behind the Meter | Vivint Solar Developer, LLC | PSE&G | Accepted | 2019-09-27 | 2019-10-01 | 2020-10-01 | Hanwha Solar | Q.PEAK BLK-G5 315 | Solar Panels |  | 0.315 | 3 | 209 | 18 |  | Fixed | Roof
Solar Registration Program | NJSRRE1542448595 | Nutley | 7110 | 9 | 4.1 | Residential | Yes | Behind the Meter | Vivint Solar Developer, LLC | PSE&G | Accepted | 2019-09-27 | 2019-10-01 | 2020-10-01 | Hanwha Solar | Q.PEAK BLK-G5 315 | Solar Panels |  | 0.315 | 5 | 119 | 18 |  | Fixed | Roof
Solar Registration Program | NJSRRE1542448595 | Nutley | 7110 | 9 | 4.1 | Residential | Yes | Behind the Meter | Vivint Solar Developer, LLC | PSE&G | Accepted | 2019-09-27 | 2019-10-01 | 2020-10-01 | Hanwha Solar | Q.PEAK BLK-G5 315 | Solar Panels |  | 0.315 | 5 | 29 | 18 |  | Fixed | Roof
Solar Registration Program | NJSRRE1542448595 | Nutley | 7110 | 9 | 4.1 | Residential | Yes | Behind the Meter | Vivint Solar Developer, LLC | PSE&G | Accepted | 2019-09-27 | 2019-10-01 | 2020-10-01 | SOLAREDGE | SE3800H-US000BNC4 | Inverters | 3800 |  | 1 |  |  | 0.992 |  | Outdoor | Near The Utility Meter
Solar Registration Program | NJSRRE1542467271 | Kearny | 7032 | 8 | 4.1 | Residential | Yes | Behind the Meter | Trinity Solar | PSE&G | Accepted | 2019-10-01 | 2019-10-02 | 2020-10-02 | Hanwha | Q.PEAK DUO BLK-G5 315 | Solar Panels |  | 0.315 | 5 | 102 | 34 |  | Fixed | Roof
Solar Registration Program | NJSRRE1542467271 | Kearny | 7032 | 8 | 4.1 | Residential | Yes | Behind the Meter | Trinity Solar | PSE&G | Accepted | 2019-10-01 | 2019-10-02 | 2020-10-02 | Hanwha | Q.PEAK DUO BLK-G5 315 | Solar Panels |  | 0.315 | 8 | 192 | 34 |  | Fixed | Roof
Solar Registration Program | NJSRRE1542467271 | Kearny | 7032 | 8 | 4.1 | Residential | Yes | Behind the Meter | Trinity Solar | PSE&G | Accepted | 2019-10-01 | 2019-10-02 | 2020-10-02 | Solar Edge | SE3800 | Inverters | 3800 |  | 1 |  |  | 0.97 |  | Outside | side of home
Solar Registration Program | NJSRRE1542501334 | COLONIA | 7067 | 10 | 4.1 | Residential | Yes | Behind the Meter | Vivint Solar Developer, LLC | PSE&G | Accepted | 2019-10-03 | 2019-10-08 | 2020-10-08 | Hanwha | Q.PEAK DUO BLK-G5 315w | Solar Panels |  | 0.315 | 13 | 172 | 21 |  | Fixed | Roof
Solar Registration Program | NJSRRE1542501334 | COLONIA | 7067 | 10 | 4.1 | Residential | Yes | Behind the Meter | Vivint Solar Developer, LLC | PSE&G | Accepted | 2019-10-03 | 2019-10-08 | 2020-10-08 | Solar Edge | SE3800H-US000BNC4 | Inverters | 3800 |  | 1 |  |  | 0.992 |  | Outdoor | Near the Utility Meter
Solar Registration Program | NJSRRE1542504549 | Bloomfield | 7003 | 9 | 4.1 | Residential | Yes | Behind the Meter | Trinity Solar | PSE&G | Accepted | 2019-10-04 | 2019-10-08 | 2020-10-08 | Hanwha | Q.PEAK DUO BLK-G5 315 | Solar Panels |  | 0.315 | 13 | 208 | 40 |  | Fixed | Roof
Solar Registration Program | NJSRRE1542504549 | Bloomfield | 7003 | 9 | 4.1 | Residential | Yes | Behind the Meter | Trinity Solar | PSE&G | Accepted | 2019-10-04 | 2019-10-08 | 2020-10-08 | Solar Edge | SE3800 | Inverters | 3800 |  | 1 |  |  | 0.97 |  | Outside | side of home
Solar Registration Program | NJSRRE1542514943 | Perth Amboy | 8861 | 11 | 4.1 | Residential | Yes | Behind the Meter | Trinity Solar | PSE&G | Accepted | 2019-10-08 | 2019-10-10 | 2020-10-10 | Hanwha | Q.PEAK DUO BLK-G5 315 | Solar Panels |  | 0.315 | 6 | 195 | 45 |  | Fixed | Roof
Solar Registration Program | NJSRRE1542514943 | Perth Amboy | 8861 | 11 | 4.1 | Residential | Yes | Behind the Meter | Trinity Solar | PSE&G | Accepted | 2019-10-08 | 2019-10-10 | 2020-10-10 | Hanwha | Q.PEAK DUO BLK-G5 315 | Solar Panels |  | 0.315 | 3 | 15 | 9 |  | Fixed | Roof
Solar Registration Program | NJSRRE1542514943 | Perth Amboy | 8861 | 11 | 4.1 | Residential | Yes | Behind the Meter | Trinity Solar | PSE&G | Accepted | 2019-10-08 | 2019-10-10 | 2020-10-10 | Hanwha | Q.PEAK DUO BLK-G5 315 | Solar Panels |  | 0.315 | 4 | 195 | 9 |  | Fixed | Roof
Solar Registration Program | NJSRRE1542514943 | Perth Amboy | 8861 | 11 | 4.1 | Residential | Yes | Behind the Meter | Trinity Solar | PSE&G | Accepted | 2019-10-08 | 2019-10-10 | 2020-10-10 | Solar Edge | SE3800 | Inverters | 3800 |  | 1 |  |  | 0.97 |  | Outside | side of home
Solar Registration Program | NJSRRE1542515720 | Little Ferry | 7643 | 7 | 4.1 | Residential | Yes | Behind the Meter | Trinity Solar | PSE&G | Accepted | 2019-10-08 | 2019-10-10 | 2020-10-10 | Hanwha | Q.PEAK DUO BLK-G5 315 | Solar Panels |  | 0.315 | 13 | 193 | 9 |  | Fixed | Roof
Solar Registration Program | NJSRRE1542515720 | Little Ferry | 7643 | 7 | 4.1 | Residential | Yes | Behind the Meter | Trinity Solar | PSE&G | Accepted | 2019-10-08 | 2019-10-10 | 2020-10-10 | Solar Edge | SE3800 | Inverters | 3800 |  | 1 |  |  | 0.97 |  | Outside | side of home
Solar Registration Program | NJSRRE1542521446 | Linden | 7036 | 10 | 4.1 | Residential | Yes | Behind the Meter | Trinity Solar | PSE&G | Accepted | 2019-10-09 | 2019-10-11 | 2020-10-11 | HANWHA | Q.PEAK DUO BLK-G5 315 | Solar Panels |  | 0.315 | 9 | 126 | 40 |  | Fixed | Roof
Solar Registration Program | NJSRRE1542521446 | Linden | 7036 | 10 | 4.1 | Residential | Yes | Behind the Meter | Trinity Solar | PSE&G | Accepted | 2019-10-09 | 2019-10-11 | 2020-10-11 | HANWHA | Q.PEAK DUO BLK-G5 315 | Solar Panels |  | 0.315 | 4 | 216 | 40 |  | Fixed | Roof
Solar Registration Program | NJSRRE1542521446 | Linden | 7036 | 10 | 4.1 | Residential | Yes | Behind the Meter | Trinity Solar | PSE&G | Accepted | 2019-10-09 | 2019-10-11 | 2020-10-11 | Solar Edge | SE3800H-US000BNC4 | Inverters | 3800 |  | 1 |  |  | 0.97 |  | Outdoor | side of home
Solar Registration Program | NJSRRE1542521782 | Long Branch | 7740 | 17 | 4.1 | Residential | Yes | Behind the Meter | Vivint Solar Developer, LLC | JCP&L | Accepted | 2019-10-09 | 2019-10-11 | 2020-10-11 | HANWHA SOLAR | Q.PEAK BLK-G5 315 | Solar Panels |  | 0.315 | 13 | 96 | 13 |  | Fixed | Roof
Solar Registration Program | NJSRRE1542521782 | Long Branch | 7740 | 17 | 4.1 | Residential | Yes | Behind the Meter | Vivint Solar Developer, LLC | JCP&L | Accepted | 2019-10-09 | 2019-10-11 | 2020-10-11 | SOLAREDGE | SE3800H-US | Inverters | 3800 |  | 1 |  |  | 0.992 |  | Outdoor | Near the Utility Meter
Solar Registration Program | NJSRRE1542528183 | Bordentown | 8505 | 13 | 4.1 | Residential | No | Behind the Meter | Trinity Solar | PSE&G | Accepted | 2019-10-11 | 2019-10-15 | 2020-10-15 | HANWHA | Q.PEAK DUO BLK-G5 315 | Solar Panels |  | 0.315 | 13 | 205 | 30 |  | Fixed | Roof
Solar Registration Program | NJSRRE1542528183 | Bordentown | 8505 | 13 | 4.1 | Residential | No | Behind the Meter | Trinity Solar | PSE&G | Accepted | 2019-10-11 | 2019-10-15 | 2020-10-15 | Solar Edge | SE3800H-US000BNC4 | Inverters | 3800 |  | 1 |  |  | 0.97 |  | Outdoor | side of home
Solar Registration Program | NJSRRE1542528458 | Atlantic City | 8041 | 13 | 4.1 | Residential | Yes | Behind the Meter | Castle Energy, LLC | AC Electric | Accepted | 2019-10-11 | 2019-10-15 | 2020-10-15 | Hanwha Q-Cells | Q.Peak DUO-G5 315 | Solar Panels |  | 0.315 | 7 | 152 | 25 |  | Fixed | Roof
Solar Registration Program | NJSRRE1542528458 | Atlantic City | 8041 | 13 | 4.1 | Residential | Yes | Behind the Meter | Castle Energy, LLC | AC Electric | Accepted | 2019-10-11 | 2019-10-15 | 2020-10-15 | Hanwha Q-Cells | Q.Peak DUO-G5 315 | Solar Panels |  | 0.315 | 6 | 242 | 25 |  | Fixed | Roof
Solar Registration Program | NJSRRE1542528458 | Atlantic City | 8041 | 13 | 4.1 | Residential | Yes | Behind the Meter | Castle Energy, LLC | AC Electric | Accepted | 2019-10-11 | 2019-10-15 | 2020-10-15 | Ehphase Energy | IQ7-60-2-US | Inverters | 240 |  | 13 |  |  | 0.967 |  | Outside | on the rooftop under each solar panel
Solar Registration Program | NJSRRE1542544224 | Plainfield | 7060 | 10 | 4.1 | Residential | No | Behind the Meter | Vivint Solar Developer, LLC | PSE&G | Accepted | 2019-10-15 | 2019-10-17 | 2020-10-17 | Hanwha | Q.PEAK BLK-G5 315 | Solar Panels |  | 0.315 | 6 | 218 | 25 |  | Fixed | Roof
Solar Registration Program | NJSRRE1542544224 | Plainfield | 7060 | 10 | 4.1 | Residential | No | Behind the Meter | Vivint Solar Developer, LLC | PSE&G | Accepted | 2019-10-15 | 2019-10-17 | 2020-10-17 | Hanwha | Q.PEAK BLK-G5 315 | Solar Panels |  | 0.315 | 7 | 218 | 26 |  | Fixed | Roof
Solar Registration Program | NJSRRE1542544224 | Plainfield | 7060 | 10 | 4.1 | Residential | No | Behind the Meter | Vivint Solar Developer, LLC | PSE&G | Accepted | 2019-10-15 | 2019-10-17 | 2020-10-17 | Solar Edge | SE3800H-US000BNC4 | Inverters | 3800 |  | 1 |  |  | 0.992 |  | Outdoor | Near the Utility Meter
Solar Registration Program | NJSRRE1542556866 | Clifton | 7011 | 6 | 4.1 | Residential | Yes | Behind the Meter | Trinity Solar | PSE&G | Accepted | 2019-10-18 | 2019-10-22 | 2020-10-22 | Hanwha 315 | Q.PEAK DUO BLK-G5 315 | Solar Panels |  | 0.315 | 13 | 167 | 23 |  | Fixed | Roof
Solar Registration Program | NJSRRE1542556866 | Clifton | 7011 | 6 | 4.1 | Residential | Yes | Behind the Meter | Trinity Solar | PSE&G | Accepted | 2019-10-18 | 2019-10-22 | 2020-10-22 | Solar Edge | SE3800H-US | Inverters | 3800 |  | 1 |  |  | 0.97 |  | Outside | front of home
Solar Registration Program | NJSRRE1542556888 | North Middletown | 7748 | 17 | 4.1 | Residential | Yes | Behind the Meter | Trinity Solar | JCP&L | Accepted | 2019-10-18 | 2019-10-22 | 2020-10-22 | Hanwha | Q.PEAK DUO BLK-G5 315 | Solar Panels |  | 0.315 | 13 | 180 | 23 |  | Fixed | Roof
Solar Registration Program | NJSRRE1542556888 | North Middletown | 7748 | 17 | 4.1 | Residential | Yes | Behind the Meter | Trinity Solar | JCP&L | Accepted | 2019-10-18 | 2019-10-22 | 2020-10-22 | Solar Edge | SE3800 | Inverters | 3800 |  | 1 |  |  | 0.97 |  | Outside | side of home
Solar Registration Program | NJSRRE1542561779 | Camden | 8102 | 14 | 4.1 | Residential | Yes | Behind the Meter | Suntuity Solar LLC | PSE&G | Accepted | 2019-10-21 | 2019-10-22 | 2020-10-22 | Longi | LR6-60HPB-315M | Solar Panels |  | 0.315 | 13 | 14 | 2 |  | Fixed | Roof
Solar Registration Program | NJSRRE1542561779 | Camden | 8102 | 14 | 4.1 | Residential | Yes | Behind the Meter | Suntuity Solar LLC | PSE&G | Accepted | 2019-10-21 | 2019-10-22 | 2020-10-22 | Enphase Energy | IQ7-60-2-US | Inverters | 240 |  | 13 |  |  | 0.97 |  | Outdoor | Behind the PV Modules
Solar Registration Program | NJSRRE1542562113 | Perth Amboy | 8861 | 11 | 4.1 | Residential | Yes | Behind the Meter | Trinity Solar | PSE&G | Accepted | 2019-10-21 | 2019-10-23 | 2020-10-23 | Hanwha 315 | Q.PEAK DUO BLK-G5 315 | Solar Panels |  | 0.315 | 13 | 201 | 38 |  | Fixed | Roof
Solar Registration Program | NJSRRE1542562113 | Perth Amboy | 8861 | 11 | 4.1 | Residential | Yes | Behind the Meter | Trinity Solar | PSE&G | Accepted | 2019-10-21 | 2019-10-23 | 2020-10-23 | Solar Edge | SE3800H-US | Inverters | 3800 |  | 1 |  |  | 0.97 |  | Outside | side of home
Solar Registration Program | NJSRRE1542568561 | Hasbrouck Heights | 7604 | 7 | 4.1 | Residential | No | Behind the Meter | Tesla Energy Operations | PSE&G | Accepted | 2019-10-21 | 2019-10-23 | 2020-10-23 | Hanwha Q-Cells | Q.Peak DUO BLK-G5/SC315 | Solar Panels |  | 0.315 | 13 | 38 | 22 |  | Fixed | Roof
Solar Registration Program | NJSRRE1542568561 | Hasbrouck Heights | 7604 | 7 | 4.1 | Residential | No | Behind the Meter | Tesla Energy Operations | PSE&G | Accepted | 2019-10-21 | 2019-10-23 | 2020-10-23 | Delta | Solivia 3.8 TL | Inverters | 3800 |  | 1 |  |  | 0.975 |  | Outdoor | Outdoor
Solar Registration Program | NJSRRE1542575646 | Paterson | 7522 | 6 | 4.1 | Residential | Yes | Behind the Meter | Trinity Solar | PSE&G | Accepted | 2019-10-22 | 2019-10-24 | 2020-10-24 | Hanhwa | Q.PEAK DUO BLK-G5 315 | Solar Panels |  | 0.315 | 13 | 229 | 37 |  | Fixed | Roof
Solar Registration Program | NJSRRE1542575646 | Paterson | 7522 | 6 | 4.1 | Residential | Yes | Behind the Meter | Trinity Solar | PSE&G | Accepted | 2019-10-22 | 2019-10-24 | 2020-10-24 | Solar Edge | SE3800 | Inverters | 3800 |  | 1 |  |  | 0.97 |  | Outside | side of home
Solar Registration Program | NJSRRE1542579727 | East Orange | 7018 | 9 | 4.1 | Residential | Yes | Behind the Meter | Trinity Solar | PSE&G | Accepted | 2019-10-23 | 2019-10-25 | 2020-10-25 | Hanwha | Q.PEAK DUO BLK-G5 315 | Solar Panels |  | 0.315 | 13 | 115 | 14 |  | Fixed | Roof
Solar Registration Program | NJSRRE1542579727 | East Orange | 7018 | 9 | 4.1 | Residential | Yes | Behind the Meter | Trinity Solar | PSE&G | Accepted | 2019-10-23 | 2019-10-25 | 2020-10-25 | Solar Edge | SE3800 | Inverters | 3800 |  | 1 |  |  | 0.97 |  | Outside | side of home
Solar Registration Program | NJSRRE1542581290 | Perth Amboy | 8861 | 11 | 4.1 | Residential | Yes | Behind the Meter | Suntuity Solar LLC | PSE&G | Accepted | 2019-10-24 | 2019-10-28 | 2020-10-28 | Yingli Green Energy | YL315D-30b | Solar Panels |  | 0.315 | 9 | 201 | 20 |  | Fixed | Roof
Solar Registration Program | NJSRRE1542581290 | Perth Amboy | 8861 | 11 | 4.1 | Residential | Yes | Behind the Meter | Suntuity Solar LLC | PSE&G | Accepted | 2019-10-24 | 2019-10-28 | 2020-10-28 | Yingli Green Energy | YL315D-30b | Solar Panels |  | 0.315 | 4 | 21 | 20 |  | Fixed | Roof
Solar Registration Program | NJSRRE1542581290 | Perth Amboy | 8861 | 11 | 4.1 | Residential | Yes | Behind the Meter | Suntuity Solar LLC | PSE&G | Accepted | 2019-10-24 | 2019-10-28 | 2020-10-28 | Enphase Energy | IQ7-60-2-US | Inverters | 240 |  | 13 |  |  | 0.97 |  | Outdoor | Behind the PV Modules
Solar Registration Program | NJSRRE1542581721 | Bayonne | 7002 | 8 | 4.1 | Residential | Yes | Behind the Meter | Trinity Solar | PSE&G | Accepted | 2019-10-24 | 2019-10-28 | 2020-10-28 | HANWHA | Q.PEAK DUO BLK-G5 315 | Solar Panels |  | 0.315 | 13 | 123 | 45 |  | Fixed | Roof
Solar Registration Program | NJSRRE1542581721 | Bayonne | 7002 | 8 | 4.1 | Residential | Yes | Behind the Meter | Trinity Solar | PSE&G | Accepted | 2019-10-24 | 2019-10-28 | 2020-10-28 | Solar Edge | SE3800H-US000BNC4 | Inverters | 3800 |  | 1 |  |  | 0.97 |  | Outdoor | side of home
Solar Registration Program | NJSRRE1542589603 | Bloomfield | 7003 | 9 | 4.1 | Residential | Yes | Behind the Meter | Trinity Solar | PSE&G | Accepted | 2019-10-25 | 2019-10-29 | 2020-10-29 | HANWHA | Q.PEAK DUO BLK-G5 315 | Solar Panels |  | 0.315 | 13 | 263 | 23 |  | Fixed | Roof
Solar Registration Program | NJSRRE1542589603 | Bloomfield | 7003 | 9 | 4.1 | Residential | Yes | Behind the Meter | Trinity Solar | PSE&G | Accepted | 2019-10-25 | 2019-10-29 | 2020-10-29 | Solar Edge | SE3800H-US000BNC4 | Inverters | 3800 |  | 1 |  |  | 0.97 |  | Outdoor | side of home
Solar Registration Program | NJSRRE1542589853 | South Plainfield | 7080 | 11 | 4.1 | Residential | Yes | Behind the Meter | Trinity Solar | PSE&G | Accepted | 2019-10-25 | 2019-10-29 | 2020-10-29 | HANWHA | Q.PEAK DUO BLK-G5 315 | Solar Panels |  | 0.315 | 13 | 266 | 23 |  | Fixed | Roof
Solar Registration Program | NJSRRE1542589853 | South Plainfield | 7080 | 11 | 4.1 | Residential | Yes | Behind the Meter | Trinity Solar | PSE&G | Accepted | 2019-10-25 | 2019-10-29 | 2020-10-29 | Solar Edge | SE3800H-US000BNC4 | Inverters | 3800 |  | 1 |  |  | 0.97 |  | Outdoor | side of home
Solar Registration Program | NJSRRE1542687443 | Toms River | 8757 | 18 | 4.1 | Residential | Yes | Behind the Meter | Pro Custom Solar dba Momentum Solar | JCP&L | Accepted | 2019-10-29 | 2019-10-31 | 2020-10-31 | Hanwha | Q.Peak DUO BLK-G5 315 | Solar Panels |  | 0.315 | 13 | 121 | 20 |  | Fixed | Roof
Solar Registration Program | NJSRRE1542687443 | Toms River | 8757 | 18 | 4.1 | Residential | Yes | Behind the Meter | Pro Custom Solar dba Momentum Solar | JCP&L | Accepted | 2019-10-29 | 2019-10-31 | 2020-10-31 | Enphase Energy | IQ6-60-2-US | Inverters | 240 |  | 13 |  |  | 0.97 |  | Outdoor | Roof
Solar Registration Program | NJSRRE1542712826 | Irvington | 7111 | 9 | 4.1 | Residential | No | Behind the Meter | Trinity Solar | PSE&G | Accepted | 2019-10-29 | 2019-11-06 | 2020-11-06 | HANWHA | Q.PEAK DUO BLK-G5 315 | Solar Panels |  | 0.315 | 9 | 18 | 2 |  | Fixed | Roof
Solar Registration Program | NJSRRE1542712826 | Irvington | 7111 | 9 | 4.1 | Residential | No | Behind the Meter | Trinity Solar | PSE&G | Accepted | 2019-10-29 | 2019-11-06 | 2020-11-06 | HANWHA | Q.PEAK DUO BLK-G5 315 | Solar Panels |  | 0.315 | 4 | 198 | 14 |  | Fixed | Roof
Solar Registration Program | NJSRRE1542712826 | Irvington | 7111 | 9 | 4.1 | Residential | No | Behind the Meter | Trinity Solar | PSE&G | Accepted | 2019-10-29 | 2019-11-06 | 2020-11-06 | Solar Edge | SE3800H-US000BNC4 | Inverters | 3800 |  | 1 |  |  | 0.97 |  | Outdoor | side of home
Solar Registration Program | NJSRRE1542714085 | NORTHFIELD | 8225 | 19 | 4.1 | Residential | Yes | Behind the Meter | Vivint Solar Developer, LLC | AC Electric | Accepted | 2019-10-29 | 2019-11-01 | 2020-11-01 | HANWHA SOLAR | Q.PEAK BLK-G5 315 | Solar Panels |  | 0.315 | 7 | 134 | 32 |  | Fixed | Roof
Solar Registration Program | NJSRRE1542714085 | NORTHFIELD | 8225 | 19 | 4.1 | Residential | Yes | Behind the Meter | Vivint Solar Developer, LLC | AC Electric | Accepted | 2019-10-29 | 2019-11-01 | 2020-11-01 | HANWHA SOLAR | Q.PEAK BLK-G5 315 | Solar Panels |  | 0.315 | 6 | 314 | 32 |  | Fixed | Roof
Solar Registration Program | NJSRRE1542714085 | NORTHFIELD | 8225 | 19 | 4.1 | Residential | Yes | Behind the Meter | Vivint Solar Developer, LLC | AC Electric | Accepted | 2019-10-29 | 2019-11-01 | 2020-11-01 | SOLAR EDGE | SE3800H-US | Inverters | 3800 |  | 1 |  |  | 0.992 |  | Outdoor | NEAR UTILITY METER
Solar Registration Program | NJSRRE1542870938 | VILLAS | 8251 | 21 | 4.1 | Residential | Yes | Behind the Meter | Vivint Solar Developer, LLC | AC Electric | Accepted | 2019-11-01 | 2019-11-05 | 2020-11-05 | Hanwha | Q.PEAK BLK-G5 315 | Solar Panels |  | 0.315 | 6 | 22 | 29 |  | Fixed | Roof
Solar Registration Program | NJSRRE1542870938 | VILLAS | 8251 | 21 | 4.1 | Residential | Yes | Behind the Meter | Vivint Solar Developer, LLC | AC Electric | Accepted | 2019-11-01 | 2019-11-05 | 2020-11-05 | Hanwha | Q.PEAK BLK-G5 315 | Solar Panels |  | 0.315 | 7 | 202 | 15 |  | Fixed | Roof
Solar Registration Program | NJSRRE1542870938 | VILLAS | 8251 | 21 | 4.1 | Residential | Yes | Behind the Meter | Vivint Solar Developer, LLC | AC Electric | Accepted | 2019-11-01 | 2019-11-05 | 2020-11-05 | Solar Edge | SE3800H-US000BNC4 | Inverters | 3800 |  | 1 |  |  | 0.992 |  | Outdoor | Near the utility meter
Solar Registration Program | NJSRRE1542907584 | South Plainfield | 7080 | 11 | 4.1 | Residential | Yes | Behind the Meter | Trinity Solar | PSE&G | Accepted | 2019-11-04 | 2019-11-06 | 2020-11-06 | Hanwha | Q.PEAK DUO BLK-G5 315 | Solar Panels |  | 0.315 | 13 | 127 | 37 |  | Fixed | Roof
Solar Registration Program | NJSRRE1542907584 | South Plainfield | 7080 | 11 | 4.1 | Residential | Yes | Behind the Meter | Trinity Solar | PSE&G | Accepted | 2019-11-04 | 2019-11-06 | 2020-11-06 | Solar Edge | SE3800 | Inverters | 3800 |  | 1 |  |  | 0.97 |  | Outside | side of home
Solar Registration Program | NJSRRE1543041639 | Pitman | 8071 | 15 | 4.1 | Residential | Yes | Behind the Meter | Trinity Solar | AC Electric | Accepted | 2019-11-06 | 2019-11-11 | 2020-11-11 | HANWHA | Q.PEAK DUO BLK-G5 315 | Solar Panels |  | 0.315 | 13 | 71 | 23 |  | Fixed | Roof
Solar Registration Program | NJSRRE1543041639 | Pitman | 8071 | 15 | 4.1 | Residential | Yes | Behind the Meter | Trinity Solar | AC Electric | Accepted | 2019-11-06 | 2019-11-11 | 2020-11-11 | ENPHASE | ENPHASE IQ7 MICROINVERTERS (IQ7-60-2-US ) | Inverters | 0.23 |  | 13 |  |  | 0.97 |  | Other | UNDER THE PANELS
Solar Registration Program | NJSRRE1543041674 | Belleville | 7109 | 9 | 4.1 | Residential | Yes | Behind the Meter | Trinity Solar | PSE&G | Accepted | 2019-11-06 | 2019-11-11 | 2020-11-11 | Hanwha | Q.PEAK DUO BLK-G5 315 | Solar Panels |  | 0.315 | 10 | 310 | 18 |  | Fixed | Roof
Solar Registration Program | NJSRRE1543041674 | Belleville | 7109 | 9 | 4.1 | Residential | Yes | Behind the Meter | Trinity Solar | PSE&G | Accepted | 2019-11-06 | 2019-11-11 | 2020-11-11 | Hanwha | Q.PEAK DUO BLK-G5 315 | Solar Panels |  | 0.315 | 3 | 130 | 18 |  | Fixed | Roof
Solar Registration Program | NJSRRE1543041674 | Belleville | 7109 | 9 | 4.1 | Residential | Yes | Behind the Meter | Trinity Solar | PSE&G | Accepted | 2019-11-06 | 2019-11-11 | 2020-11-11 | Solar Edge | SE3800 | Inverters | 3800 |  | 1 |  |  | 0.97 |  | Outside | side of home
Solar Registration Program | NJSRRE1543046178 | West Deptford | 8086 | 15 | 4.1 | Residential | Yes | Behind the Meter | Trinity Solar | PSE&G | Accepted | 2019-11-07 | 2019-11-12 | 2020-11-12 | Hanwha 315 | Q.PEAK DUO BLK-G5 315 | Solar Panels |  | 0.315 | 13 | 227 | 34 |  | Fixed | Roof
Solar Registration Program | NJSRRE1543046178 | West Deptford | 8086 | 15 | 4.1 | Residential | Yes | Behind the Meter | Trinity Solar | PSE&G | Accepted | 2019-11-07 | 2019-11-12 | 2020-11-12 | Solar Edge | SE3800H-US | Inverters | 3800 |  | 1 |  |  | 0.97 |  | Outdoor | side of home
Solar Registration Program | NJSRRE1543056111 | Burlington | 8016 | 13 | 4.1 | Residential | Yes | Behind the Meter | Trinity Solar | PSE&G | Accepted | 2019-11-07 | 2019-11-12 | 2020-11-12 | Hanwha | Q.PEAK DUO BLK-G5 315 | Solar Panels |  | 0.315 | 13 | 174 | 23 |  | Fixed | Roof
Solar Registration Program | NJSRRE1543056111 | Burlington | 8016 | 13 | 4.1 | Residential | Yes | Behind the Meter | Trinity Solar | PSE&G | Accepted | 2019-11-07 | 2019-11-12 | 2020-11-12 | Solar Edge | SE3800 | Inverters | 3800 |  | 1 |  |  | 0.97 |  | Outside | side of home
Solar Registration Program | NJSRRE1543058103 | Bellmawr | 8031 | 14 | 4.1 | Residential | Yes | Behind the Meter | Trinity Solar | PSE&G | Accepted | 2019-11-08 | 2019-11-12 | 2020-11-12 | Hanwha 315 | Q.PEAK DUO BLK-G5 315 | Solar Panels |  | 0.315 | 10 | 283 | 23 |  | Fixed | Roof
Solar Registration Program | NJSRRE1543058103 | Bellmawr | 8031 | 14 | 4.1 | Residential | Yes | Behind the Meter | Trinity Solar | PSE&G | Accepted | 2019-11-08 | 2019-11-12 | 2020-11-12 | Hanwha 315 | Q.PEAK DUO BLK-G5 315 | Solar Panels |  | 0.315 | 3 | 193 | 16 |  | Fixed | Roof
Solar Registration Program | NJSRRE1543058103 | Bellmawr | 8031 | 14 | 4.1 | Residential | Yes | Behind the Meter | Trinity Solar | PSE&G | Accepted | 2019-11-08 | 2019-11-12 | 2020-11-12 | Solar Edge | SE3800H-US | Inverters | 3800 |  | 1 |  |  | 0.97 |  | Outside | side of home
Solar Registration Program | NJSRRE1543058717 | Maple Shade | 8052 | 13 | 4.1 | Residential | Yes | Behind the Meter | Trinity Solar | PSE&G | Accepted | 2019-11-08 | 2019-11-13 | 2020-11-13 | Hanwha | Q.PEAK DUO BLK-G5 315 | Solar Panels |  | 0.315 | 13 | 173 | 34 |  | Fixed | Roof
Solar Registration Program | NJSRRE1543058717 | Maple Shade | 8052 | 13 | 4.1 | Residential | Yes | Behind the Meter | Trinity Solar | PSE&G | Accepted | 2019-11-08 | 2019-11-13 | 2020-11-13 | Solar Edge | SE3800 | Inverters | 3800 |  | 1 |  |  | 0.97 |  | Outside | side of home
Solar Registration Program | NJSRRE1543059523 | Mickleton | 8056 | 15 | 4.1 | Residential | Yes | Behind the Meter | Vivint Solar Developer, LLC | AC Electric | Accepted | 2019-11-08 | 2019-11-13 | 2020-11-13 | HANWHA SOLAR | Q.PEAK BLK-G5 315 | Solar Panels |  | 0.315 | 13 | 147 | 23 |  | Fixed | Roof
Solar Registration Program | NJSRRE1543059523 | Mickleton | 8056 | 15 | 4.1 | Residential | Yes | Behind the Meter | Vivint Solar Developer, LLC | AC Electric | Accepted | 2019-11-08 | 2019-11-13 | 2020-11-13 | SOLAREDGE | SE3800H-US000BNC4 | Inverters | 3800 |  | 1 |  |  | 0.992 |  | Outdoor | Near the Utility Meter
Solar Registration Program | NJSRRE1543060833 | Linden | 7036 | 10 | 4.1 | Residential | Yes | Behind the Meter | Pro Custom Solar dba Momentum Solar | PSE&G | Accepted | 2019-11-08 | 2019-11-13 | 2020-11-13 | Hanwha | Q.Peak DUO BLK-G5 315 | Solar Panels |  | 0.315 | 6 | 279 | 43 |  | Fixed | Roof
Solar Registration Program | NJSRRE1543060833 | Linden | 7036 | 10 | 4.1 | Residential | Yes | Behind the Meter | Pro Custom Solar dba Momentum Solar | PSE&G | Accepted | 2019-11-08 | 2019-11-13 | 2020-11-13 | Hanwha | Q.Peak DUO BLK-G5 315 | Solar Panels |  | 0.315 | 7 | 99 | 14 |  | Fixed | Roof
Solar Registration Program | NJSRRE1543060833 | Linden | 7036 | 10 | 4.1 | Residential | Yes | Behind the Meter | Pro Custom Solar dba Momentum Solar | PSE&G | Accepted | 2019-11-08 | 2019-11-13 | 2020-11-13 | Enphase Energy | IQ6-60-2-US | Inverters | 240 |  | 13 |  |  | 0.97 |  | Outdoor | Roof
Solar Registration Program | NJSRRE1543063620 | Plainfield | 7062 | 10 | 4.1 | Residential | No | Behind the Meter | Suntuity Solar LLC | PSE&G | Accepted | 2019-11-09 | 2019-11-13 | 2020-11-13 | Yingli Green Energy | YL315D-30b | Solar Panels |  | 0.315 | 13 | 128 | 30 |  | Fixed | Roof
Solar Registration Program | NJSRRE1543063620 | Plainfield | 7062 | 10 | 4.1 | Residential | No | Behind the Meter | Suntuity Solar LLC | PSE&G | Accepted | 2019-11-09 | 2019-11-13 | 2020-11-13 | Enphase Energy | IQ7-60-2-US | Inverters | 240 |  | 13 |  |  | 0.97 |  | Outdoor | Behind the PV Modules
Solar Registration Program | NJSRRE1543065524 | Clifton | 7011 | 6 | 4.1 | Residential | Yes | Behind the Meter | Trinity Solar | PSE&G | Accepted | 2019-11-11 | 2019-11-13 | 2020-11-13 | Hanwha | Q.PEAK DUO BLK-G5 315 | Solar Panels |  | 0.315 | 13 | 166 | 18 |  | Fixed | Roof
Solar Registration Program | NJSRRE1543065524 | Clifton | 7011 | 6 | 4.1 | Residential | Yes | Behind the Meter | Trinity Solar | PSE&G | Accepted | 2019-11-11 | 2019-11-13 | 2020-11-13 | Solar Edge | SE3800 | Inverters | 3800 |  | 1 |  |  | 0.97 |  | Outside | side of home
Solar Registration Program | NJSRRE1543066062 | Manuela Camacho | 8110 | 14 | 4.1 | Residential | Yes | Behind the Meter | Vivint Solar Developer, LLC | PSE&G | Accepted | 2019-11-12 | 2019-11-13 | 2020-11-13 | Hanwha | Q.PEAK BLK-G5 315 | Solar Panels |  | 0.315 | 13 | 201 | 41 |  | Fixed | Roof
Solar Registration Program | NJSRRE1543066062 | Manuela Camacho | 8110 | 14 | 4.1 | Residential | Yes | Behind the Meter | Vivint Solar Developer, LLC | PSE&G | Accepted | 2019-11-12 | 2019-11-13 | 2020-11-13 | Solar Edge | SE3800H-US000BNC4 | Inverters | 3800 |  | 1 |  |  | 0.992 |  | Outdoor | Near the utility meter
Solar Registration Program | NJSRRE1543150861 | Bridgewater Township | 8807 | 5 | 4.1 | Residential | No | Behind the Meter | Suntuity Solar LLC | PSE&G | Accepted | 2019-11-13 | 2019-11-15 | 2020-11-15 | Yingli Green Energy | YL315D-30b | Solar Panels |  | 0.315 | 13 | 195 | 24 |  | Fixed | Roof
Solar Registration Program | NJSRRE1543150861 | Bridgewater Township | 8807 | 5 | 4.1 | Residential | No | Behind the Meter | Suntuity Solar LLC | PSE&G | Accepted | 2019-11-13 | 2019-11-15 | 2020-11-15 | Enphase Energy | IQ7-60-2-US | Inverters | 240 |  | 13 |  |  | 0.97 |  | Outdoor | Behind the PV Modules
Solar Registration Program | NJSRRE1543248819 | MICKLETON | 8056 | 15 | 4.1 | Residential | Yes | Behind the Meter | Vivint Solar Developer, LLC | AC Electric | Accepted | 2019-11-15 | 2019-11-19 | 2020-11-19 | HANWHA SOLAR | Q.PEAK BLK-G5 315 | Solar Panels |  | 0.315 | 7 | 141 | 22 |  | Fixed | Roof
Solar Registration Program | NJSRRE1543248819 | MICKLETON | 8056 | 15 | 4.1 | Residential | Yes | Behind the Meter | Vivint Solar Developer, LLC | AC Electric | Accepted | 2019-11-15 | 2019-11-19 | 2020-11-19 | HANWHA SOLAR | Q.PEAK BLK-G5 315 | Solar Panels |  | 0.315 | 6 | 141 | 22 |  | Fixed | Roof
Solar Registration Program | NJSRRE1543248819 | MICKLETON | 8056 | 15 | 4.1 | Residential | Yes | Behind the Meter | Vivint Solar Developer, LLC | AC Electric | Accepted | 2019-11-15 | 2019-11-19 | 2020-11-19 | solar edge | SE3800H-US000BNC4 | Inverters | 3800 |  | 1 |  |  | 0.992 |  | Outdoor | near utility meter
Solar Registration Program | NJSRRE1543384155 | Pennsauken | 8110 | 14 | 4.1 | Residential | Yes | Behind the Meter | Trinity Solar | PSE&G | Accepted | 2019-11-15 | 2019-11-20 | 2020-11-20 | HANWHA | Q.PEAK DUO BLK-G5 315 | Solar Panels |  | 0.315 | 13 | 216 | 34 |  | Fixed | Roof
Solar Registration Program | NJSRRE1543384155 | Pennsauken | 8110 | 14 | 4.1 | Residential | Yes | Behind the Meter | Trinity Solar | PSE&G | Accepted | 2019-11-15 | 2019-11-20 | 2020-11-20 | Solar Edge | SE3800H-US000BNC4 | Inverters | 3800 |  | 1 |  |  | 0.97 |  | Outdoor | side of home
Solar Registration Program | NJSRRE1543418155 | MAPLE SHADE | 8052 | 13 | 4.1 | Residential | Yes | Behind the Meter | Vivint Solar Developer, LLC | PSE&G | Accepted | 2019-11-20 | 2019-11-21 | 2020-11-21 | Hanwha | Q.PEAK BLK-G5 315 | Solar Panels |  | 0.315 | 8 | 217 | 39 |  | Fixed | Roof
Solar Registration Program | NJSRRE1543418155 | MAPLE SHADE | 8052 | 13 | 4.1 | Residential | Yes | Behind the Meter | Vivint Solar Developer, LLC | PSE&G | Accepted | 2019-11-20 | 2019-11-21 | 2020-11-21 | Hanwha | Q.PEAK BLK-G5 315 | Solar Panels |  | 0.315 | 5 | 37 | 39 |  | Fixed | Roof
Solar Registration Program | NJSRRE1543418155 | MAPLE SHADE | 8052 | 13 | 4.1 | Residential | Yes | Behind the Meter | Vivint Solar Developer, LLC | PSE&G | Accepted | 2019-11-20 | 2019-11-21 | 2020-11-21 | Solar Edge | SE3800H-US000BNC4 | Inverters | 3800 |  | 1 |  |  | 0.992 |  | Outdoor | Near the utility meter
Solar Registration Program | NJSRRE1543421134 | Pennsville | 8070 | 16 | 4.1 | Residential | Yes | Behind the Meter | Suntuity Solar LLC | AC Electric | Accepted | 2019-11-19 | 2019-11-21 | 2020-11-21 | Yingli Green Energy | YL315D-30b | Solar Panels |  | 0.315 | 13 | 222 | 19 |  | Fixed | Roof
Solar Registration Program | NJSRRE1543421134 | Pennsville | 8070 | 16 | 4.1 | Residential | Yes | Behind the Meter | Suntuity Solar LLC | AC Electric | Accepted | 2019-11-19 | 2019-11-21 | 2020-11-21 | Enphase Energy | IQ7-60-2-US | Inverters | 240 |  | 13 |  |  | 0.97 |  | Outdoor | Behind the PV Modules
Solar Registration Program | NJSRRE1543425593 | Clifton | 7011 | 6 | 4.1 | Residential | Yes | Behind the Meter | Pro Custom Solar dba Momentum Solar | PSE&G | Accepted | 2019-11-20 | 2019-11-25 | 2020-11-25 | Hanwha | Q.Peak DUO BLK-G5 315 | Solar Panels |  | 0.315 | 13 | 167 | 22 |  | Fixed | Roof
Solar Registration Program | NJSRRE1543425593 | Clifton | 7011 | 6 | 4.1 | Residential | Yes | Behind the Meter | Pro Custom Solar dba Momentum Solar | PSE&G | Accepted | 2019-11-20 | 2019-11-25 | 2020-11-25 | Enphase Energy | IQ6-60-2-US | Inverters | 240 |  | 13 |  |  | 0.97 |  | Outdoor | Roof
Solar Registration Program | NJSRRE1543425613 | CHERRY HILL | 8002 | 14 | 4.1 | Residential | Yes | Behind the Meter | Vivint Solar Developer, LLC | PSE&G | Accepted | 2019-11-20 | 2019-11-25 | 2020-11-25 | Hanwha Solar | Q.PEAK BLK G5 315 | Solar Panels |  | 0.315 | 13 | 294 | 18 |  | Fixed | Roof
Solar Registration Program | NJSRRE1543425613 | CHERRY HILL | 8002 | 14 | 4.1 | Residential | Yes | Behind the Meter | Vivint Solar Developer, LLC | PSE&G | Accepted | 2019-11-20 | 2019-11-25 | 2020-11-25 | Solar Edge | SE3800H-US | Inverters | 3800 |  | 1 |  |  | 0.992 |  | Outdoor | Near the Utility Meter
Solar Registration Program | NJSRRE1543434175 | Wildwood Crest | 8260 | 21 | 4.1 | Residential | Yes | Behind the Meter | Trinity Solar | AC Electric | Accepted | 2019-11-21 | 2019-11-25 | 2020-11-25 | Hanwha | Q.PEAK DUO BLK-G5 315 | Solar Panels |  | 0.315 | 7 | 227 | 21 |  | Fixed | Roof
Solar Registration Program | NJSRRE1543434175 | Wildwood Crest | 8260 | 21 | 4.1 | Residential | Yes | Behind the Meter | Trinity Solar | AC Electric | Accepted | 2019-11-21 | 2019-11-25 | 2020-11-25 | Hanwha | Q.PEAK DUO BLK-G5 315 | Solar Panels |  | 0.315 | 6 | 47 | 9 |  | Fixed | Roof
Solar Registration Program | NJSRRE1543434175 | Wildwood Crest | 8260 | 21 | 4.1 | Residential | Yes | Behind the Meter | Trinity Solar | AC Electric | Accepted | 2019-11-21 | 2019-11-25 | 2020-11-25 | Solar Edge | SE3800 | Inverters | 3800 |  | 1 |  |  | 0.97 |  | Outside | side of home
Solar Registration Program | NJSRRE1543434177 | Paterson | 7513 | 6 | 4.1 | Residential | Yes | Behind the Meter | Vivint Solar Developer, LLC | PSE&G | Accepted | 2019-11-25 | 2019-11-25 | 2020-11-25 | Hanwha | Q.PEAK BLK-G5 315 | Solar Panels |  | 0.315 | 6 | 186 | 32 |  | Fixed | Roof
Solar Registration Program | NJSRRE1543434177 | Paterson | 7513 | 6 | 4.1 | Residential | Yes | Behind the Meter | Vivint Solar Developer, LLC | PSE&G | Accepted | 2019-11-25 | 2019-11-25 | 2020-11-25 | Hanwha | Q.PEAK BLK-G5 315 | Solar Panels |  | 0.315 | 7 | 6 | 32 |  | Fixed | Roof
Solar Registration Program | NJSRRE1543434177 | Paterson | 7513 | 6 | 4.1 | Residential | Yes | Behind the Meter | Vivint Solar Developer, LLC | PSE&G | Accepted | 2019-11-25 | 2019-11-25 | 2020-11-25 | Solar Edge | SE3800H-US000BNC4 | Inverters | 3800 |  | 1 |  |  | 0.992 |  | Outdoor | Near the utility meter
Solar Registration Program | NJSRRE1543436398 | MONTCLAIR | 7042 | 9 | 4.1 | Residential | Yes | Behind the Meter | Vivint Solar Developer, LLC | PSE&G | Accepted | 2019-11-25 | 2019-11-26 | 2020-11-26 | HANWHA SOLAR | Q.PEAK BLK-G5 315 | Solar Panels |  | 0.315 | 10 | 20 | 27 |  | Fixed | Roof
Solar Registration Program | NJSRRE1543436398 | MONTCLAIR | 7042 | 9 | 4.1 | Residential | Yes | Behind the Meter | Vivint Solar Developer, LLC | PSE&G | Accepted | 2019-11-25 | 2019-11-26 | 2020-11-26 | HANWHA SOLAR | Q.PEAK BLK-G5 315 | Solar Panels |  | 0.315 | 3 | 20 | 27 |  | Fixed | Roof
Solar Registration Program | NJSRRE1543436398 | MONTCLAIR | 7042 | 9 | 4.1 | Residential | Yes | Behind the Meter | Vivint Solar Developer, LLC | PSE&G | Accepted | 2019-11-25 | 2019-11-26 | 2020-11-26 | SOLAREDGE | SE3800H-US | Inverters | 3800 |  | 1 |  |  | 0.992 |  | Outdoor | Near the Utility Meter
Solar Registration Program | NJSRRE1543436884 | Collinswood | 8108 | 14 | 4.1 | Residential | Yes | Behind the Meter | Trinity Solar | PSE&G | Accepted | 2019-11-22 | 2019-11-26 | 2020-11-26 | Hanwha 315 | Q.PEAK DUO BLK-G5 315 | Solar Panels |  | 0.315 | 8 | 112 | 26 |  | Fixed | Roof
Solar Registration Program | NJSRRE1543436884 | Collinswood | 8108 | 14 | 4.1 | Residential | Yes | Behind the Meter | Trinity Solar | PSE&G | Accepted | 2019-11-22 | 2019-11-26 | 2020-11-26 | Hanwha 315 | Q.PEAK DUO BLK-G5 315 | Solar Panels |  | 0.315 | 5 | 202 | 27 |  | Fixed | Roof
Solar Registration Program | NJSRRE1543436884 | Collinswood | 8108 | 14 | 4.1 | Residential | Yes | Behind the Meter | Trinity Solar | PSE&G | Accepted | 2019-11-22 | 2019-11-26 | 2020-11-26 | Solar Edge | SE3800H-US | Inverters | 3800 |  | 1 |  |  | 0.97 |  | Outside | side of home
Solar Registration Program | NJSRRE1543441723 | Atlantic Highlands | 7716 | 17 | 4.1 | Residential | Yes | Behind the Meter | Vivint Solar Developer, LLC | JCP&L | Accepted | 2019-11-25 | 2019-11-27 | 2020-11-27 | Hanwha | Q.PEAK BLK-G5 315 | Solar Panels |  | 0.315 | 9 | 288 | 9 |  | Fixed | Roof
Solar Registration Program | NJSRRE1543441723 | Atlantic Highlands | 7716 | 17 | 4.1 | Residential | Yes | Behind the Meter | Vivint Solar Developer, LLC | JCP&L | Accepted | 2019-11-25 | 2019-11-27 | 2020-11-27 | Hanwha | Q.PEAK BLK-G5 315 | Solar Panels |  | 0.315 | 4 | 108 | 9 |  | Fixed | Roof
Solar Registration Program | NJSRRE1543441723 | Atlantic Highlands | 7716 | 17 | 4.1 | Residential | Yes | Behind the Meter | Vivint Solar Developer, LLC | JCP&L | Accepted | 2019-11-25 | 2019-11-27 | 2020-11-27 | Solar Edge | SE3800H-US | Inverters | 3800 |  | 1 |  |  | 0.992 |  | Outdoor | Near the utility meter
Solar Registration Program | NJSRRE1543443412 | HACKETTSTOWN | 7840 | 2 | 4.1 | Residential | Yes | Behind the Meter | Vivint Solar Developer, LLC | JCP&L | Accepted | 2019-11-26 | 2019-11-27 | 2020-11-27 | HANWHA SOLAR | Q.PEAK BLK-G5 315 | Solar Panels |  | 0.315 | 13 | 121 | 34 |  | Fixed | Roof
Solar Registration Program | NJSRRE1543443412 | HACKETTSTOWN | 7840 | 2 | 4.1 | Residential | Yes | Behind the Meter | Vivint Solar Developer, LLC | JCP&L | Accepted | 2019-11-26 | 2019-11-27 | 2020-11-27 | SOLAREDGE | SE3800H-US | Inverters | 3800 |  | 1 |  |  | 0.992 |  | Outdoor | Near the Utility Meter
Solar Registration Program | NJSRRE1543452915 | Keyport | 7735 | 17 | 4.1 | Residential | Yes | Behind the Meter | Vivint Solar Developer, LLC | JCP&L | Accepted | 2019-11-29 | 2019-12-03 | 2020-12-03 | Solar Edge | SE3800H-US | Inverters | 3800 |  | 1 |  |  | 0.992 |  | Outdoor | Near the utility meter
Solar Registration Program | NJSRRE1543452915 | Keyport | 7735 | 17 | 4.1 | Residential | Yes | Behind the Meter | Vivint Solar Developer, LLC | JCP&L | Accepted | 2019-11-29 | 2019-12-03 | 2020-12-03 | Hanwha | Q.PEAK BLK-G5 315 | Solar Panels |  | 0.315 | 13 | 165 | 18 |  | Fixed | Roof
Solar Registration Program | NJSRRE1543464407 | Bloomfield | 7003 | 9 | 4.1 | Residential | Yes | Behind the Meter | Trinity Solar | PSE&G | Accepted | 2019-12-02 | 2019-12-04 | 2020-12-04 | Hanwha 315 | Q.PEAK DUO BLK-G5 315 | Solar Panels |  | 0.315 | 13 | 126 | 23 |  | Fixed | Roof
Solar Registration Program | NJSRRE1543464407 | Bloomfield | 7003 | 9 | 4.1 | Residential | Yes | Behind the Meter | Trinity Solar | PSE&G | Accepted | 2019-12-02 | 2019-12-04 | 2020-12-04 | Solar Edge | SE3800H-US | Inverters | 3800 |  | 1 |  |  | 0.97 |  | Outside | side of home
Solar Registration Program | NJSRRE1543478562 | Bound Brook | 8805 | 5 | 4.1 | Residential | Yes | Behind the Meter | Pro Custom Solar dba Momentum Solar | PSE&G | Accepted | 2019-12-04 | 2019-12-09 | 2020-12-09 | HANWHA | Q.PEAK DUO BLK-G5 315 | Solar Panels |  | 0.315 | 4 | 195 | 43 |  | Fixed | Roof
Solar Registration Program | NJSRRE1543478562 | Bound Brook | 8805 | 5 | 4.1 | Residential | Yes | Behind the Meter | Pro Custom Solar dba Momentum Solar | PSE&G | Accepted | 2019-12-04 | 2019-12-09 | 2020-12-09 | HANWHA | Q.PEAK DUO BLK-G5 315 | Solar Panels |  | 0.315 | 9 | 15 | 13 |  | Fixed | Roof
Solar Registration Program | NJSRRE1543478562 | Bound Brook | 8805 | 5 | 4.1 | Residential | Yes | Behind the Meter | Pro Custom Solar dba Momentum Solar | PSE&G | Accepted | 2019-12-04 | 2019-12-09 | 2020-12-09 | Enphase Energy | IQ6-60-2-US | Inverters | 240 |  | 13 |  |  | 0.97 |  | Outdoor | Roof
Solar Registration Program | NJSRRE1543481085 | Edison | 8817 | 11 | 4.1 | Residential | Yes | Behind the Meter | Suntuity Solar LLC | PSE&G | Accepted | 2019-12-05 | 2019-12-09 | 2020-12-09 | Yingli Green Energy | YL315D-30b | Solar Panels |  | 0.315 | 13 | 100 | 22 |  | Fixed | Roof
Solar Registration Program | NJSRRE1543481085 | Edison | 8817 | 11 | 4.1 | Residential | Yes | Behind the Meter | Suntuity Solar LLC | PSE&G | Accepted | 2019-12-05 | 2019-12-09 | 2020-12-09 | Enphase Energy | IQ7-60-2-US | Inverters | 240 |  | 13 |  |  | 0.97 |  | Outdoor | Behind the PV Modules
Solar Registration Program | NJSRRE1543481113 | Sewell | 8080 | 15 | 4.1 | Residential | Yes | Behind the Meter | Trinity Solar | AC Electric | Accepted | 2019-12-05 | 2019-12-09 | 2020-12-09 | Hanwha | Q.PEAK DUO BLK-G5 315 | Solar Panels |  | 0.315 | 13 | 157 | 23 |  | Fixed | Roof
Solar Registration Program | NJSRRE1543481113 | Sewell | 8080 | 15 | 4.1 | Residential | Yes | Behind the Meter | Trinity Solar | AC Electric | Accepted | 2019-12-05 | 2019-12-09 | 2020-12-09 | Solar Edge | SE3800 | Inverters | 3800 |  | 1 |  |  | 0.97 |  | Outside | side of home
Solar Registration Program | NJSRRE1543495814 | Belmawr | 8031 | 14 | 4.1 | Residential | Yes | Behind the Meter | Trinity Solar | PSE&G | Accepted | 2019-12-06 | 2019-12-10 | 2020-12-10 | HANWHA | Q.PEAK DUO BLK-G5 315 | Solar Panels |  | 0.315 | 13 | 162 | 45 |  | Fixed | Roof
Solar Registration Program | NJSRRE1543495814 | Belmawr | 8031 | 14 | 4.1 | Residential | Yes | Behind the Meter | Trinity Solar | PSE&G | Accepted | 2019-12-06 | 2019-12-10 | 2020-12-10 | Solar Edge | SE3800H-US000BNC4 | Inverters | 3800 |  | 1 |  |  | 0.97 |  | Outdoor | side of home
Solar Registration Program | NJSRRE1543500269 | WESTAMPTON | 8060 | 13 | 4.1 | Residential | Yes | Behind the Meter | Vivint Solar Developer, LLC | PSE&G | Accepted | 2019-12-07 | 2019-12-11 | 2020-12-11 | HANWHA SOLAR | Q.PEAK BLK-G5 315 | Solar Panels |  | 0.315 | 13 | 210 | 27 |  | Fixed | Roof
Solar Registration Program | NJSRRE1543500269 | WESTAMPTON | 8060 | 13 | 4.1 | Residential | Yes | Behind the Meter | Vivint Solar Developer, LLC | PSE&G | Accepted | 2019-12-07 | 2019-12-11 | 2020-12-11 | Solar Edge | SE3800H-US | Inverters | 3800 |  | 1 |  |  | 0.992 |  | Outdoor | Near the Utility Meter
Solar Registration Program | NJSRRE1543501552 | East Orange | 7017 | 9 | 4.1 | Residential | Yes | Behind the Meter | Trinity Solar | PSE&G | Accepted | 2019-12-09 | 2019-12-11 | 2020-12-11 | Hanwha 315 | Q.PEAK DUO BLK-G5 315 | Solar Panels |  | 0.315 | 8 | 116 | 5 |  | Fixed | Roof
Solar Registration Program | NJSRRE1543501552 | East Orange | 7017 | 9 | 4.1 | Residential | Yes | Behind the Meter | Trinity Solar | PSE&G | Accepted | 2019-12-09 | 2019-12-11 | 2020-12-11 | Hanwha 315 | Q.PEAK DUO BLK-G5 315 | Solar Panels |  | 0.315 | 5 | 116 | 43 |  | Fixed | Roof
Solar Registration Program | NJSRRE1543501552 | East Orange | 7017 | 9 | 4.1 | Residential | Yes | Behind the Meter | Trinity Solar | PSE&G | Accepted | 2019-12-09 | 2019-12-11 | 2020-12-11 | Solar Edge | SE3800H-US | Inverters | 3800 |  | 1 |  |  | 0.97 |  | Outside | side of home
Solar Registration Program | NJSRRE1543505564 | North Arlington | 7031 | 7 | 4.1 | Residential | Yes | Behind the Meter | Suntuity Solar LLC | PSE&G | Accepted | 2019-12-10 | 2019-12-12 | 2020-12-12 | Yingli Green Energy | YL315D-30b | Solar Panels |  | 0.315 | 13 | 123 | 23 |  | Fixed | Roof
Solar Registration Program | NJSRRE1543505564 | North Arlington | 7031 | 7 | 4.1 | Residential | Yes | Behind the Meter | Suntuity Solar LLC | PSE&G | Accepted | 2019-12-10 | 2019-12-12 | 2020-12-12 | Enphase Energy | IQ7-60-2-US | Inverters | 240 |  | 13 |  |  | 0.97 |  | Outdoor | Behind the PV Modules
Solar Registration Program | NJSRRE1543505602 | Rahway | 7065 | 10 | 4.1 | Residential | Yes | Behind the Meter | Trinity Solar | PSE&G | Accepted | 2019-12-10 | 2019-12-12 | 2020-12-12 | Solar Edge | SE3800H-US | Inverters | 3800 |  | 1 |  |  | 0.97 |  | Outside | side of home
Solar Registration Program | NJSRRE1543505602 | Rahway | 7065 | 10 | 4.1 | Residential | Yes | Behind the Meter | Trinity Solar | PSE&G | Accepted | 2019-12-10 | 2019-12-12 | 2020-12-12 | Hanwha 315 | Q.PEAK DUO BLK-G5 315 | Solar Panels |  | 0.315 | 13 | 191 | 43 |  | Fixed | Roof
Solar Registration Program | NJSRRE1543547790 | Englewood | 7631 | 7 | 4.1 | Residential | Yes | Behind the Meter | Trinity Solar | PSE&G | Accepted | 2019-12-13 | 2019-12-18 | 2020-12-18 | Hanwha | Q.PEAK DUO BLK-G5 315 | Solar Panels |  | 0.315 | 13 | 173 | 34 |  | Fixed | Roof
Solar Registration Program | NJSRRE1543547790 | Englewood | 7631 | 7 | 4.1 | Residential | Yes | Behind the Meter | Trinity Solar | PSE&G | Accepted | 2019-12-13 | 2019-12-18 | 2020-12-18 | Solar Edge | SE3800 | Inverters | 3800 |  | 1 |  |  | 0.97 |  | Outside | side of home
Solar Registration Program | NJSRRE1543552501 | Wenonah | 8090 | 15 | 4.1 | Residential | No | Behind the Meter | Trinity Solar | AC Electric | Accepted | 2019-12-16 | 2019-12-20 | 2020-12-20 | Hanwha | Q.PEAK DUO BLK-G5 315 | Solar Panels |  | 0.315 | 4 | 118 | 18 |  | Fixed | Roof
Solar Registration Program | NJSRRE1543552501 | Wenonah | 8090 | 15 | 4.1 | Residential | No | Behind the Meter | Trinity Solar | AC Electric | Accepted | 2019-12-16 | 2019-12-20 | 2020-12-20 | Hanwha | Q.PEAK DUO BLK-G5 315 | Solar Panels |  | 0.315 | 3 | 28 | 18 |  | Fixed | Roof
Solar Registration Program | NJSRRE1543552501 | Wenonah | 8090 | 15 | 4.1 | Residential | No | Behind the Meter | Trinity Solar | AC Electric | Accepted | 2019-12-16 | 2019-12-20 | 2020-12-20 | Hanwha | Q.PEAK DUO BLK-G5 315 | Solar Panels |  | 0.315 | 3 | 208 | 18 |  | Fixed | Roof
Solar Registration Program | NJSRRE1543552501 | Wenonah | 8090 | 15 | 4.1 | Residential | No | Behind the Meter | Trinity Solar | AC Electric | Accepted | 2019-12-16 | 2019-12-20 | 2020-12-20 | Hanwha | Q.PEAK DUO BLK-G5 315 | Solar Panels |  | 0.315 | 3 | 208 | 18 |  | Fixed | Roof
Solar Registration Program | NJSRRE1543552501 | Wenonah | 8090 | 15 | 4.1 | Residential | No | Behind the Meter | Trinity Solar | AC Electric | Accepted | 2019-12-16 | 2019-12-20 | 2020-12-20 | Solar Edge | SE3800 | Inverters | 3800 |  | 1 |  |  | 0.97 |  | Outside | side of home
Solar Registration Program | NJSRRE1543553021 | Passaic | 7055 | 6 | 4.1 | Residential | Yes | Behind the Meter | Trinity Solar | PSE&G | Accepted | 2019-12-16 | 2019-12-19 | 2020-12-19 | HANWHA | Q.PEAK DUO BLK-G5 315 | Solar Panels |  | 0.315 | 13 | 126 | 45 |  | Fixed | Roof
Solar Registration Program | NJSRRE1543553021 | Passaic | 7055 | 6 | 4.1 | Residential | Yes | Behind the Meter | Trinity Solar | PSE&G | Accepted | 2019-12-16 | 2019-12-19 | 2020-12-19 | SOLAR EDGE | SE3800H-US | Inverters | 3800 |  | 1 |  |  | 0.97 |  | Outside | SIDE OF HOME
Solar Registration Program | NJSRRE1543555626 | Secaucus | 7094 | 8 | 4.1 | Residential | No | Behind the Meter | Trinity Solar | PSE&G | Accepted | 2019-12-17 | 2019-12-20 | 2020-12-20 | Hanwha 315 | Q.PEAK DUO BLK-G5 315 | Solar Panels |  | 0.315 | 4 | 119 | 18 |  | Fixed | Roof
Solar Registration Program | NJSRRE1543555626 | Secaucus | 7094 | 8 | 4.1 | Residential | No | Behind the Meter | Trinity Solar | PSE&G | Accepted | 2019-12-17 | 2019-12-20 | 2020-12-20 | Hanwha 315 | Q.PEAK DUO BLK-G5 315 | Solar Panels |  | 0.315 | 5 | 209 | 18 |  | Fixed | Roof
Solar Registration Program | NJSRRE1543555626 | Secaucus | 7094 | 8 | 4.1 | Residential | No | Behind the Meter | Trinity Solar | PSE&G | Accepted | 2019-12-17 | 2019-12-20 | 2020-12-20 | Hanwha 315 | Q.PEAK DUO BLK-G5 315 | Solar Panels |  | 0.315 | 4 | 209 | 18 |  | Fixed | Roof
Solar Registration Program | NJSRRE1543555626 | Secaucus | 7094 | 8 | 4.1 | Residential | No | Behind the Meter | Trinity Solar | PSE&G | Accepted | 2019-12-17 | 2019-12-20 | 2020-12-20 | Solar Edge | SE3800H-US | Inverters | 3800 |  | 1 |  |  | 0.97 |  | Outside | side of home
Solar Registration Program | NJSRRE1543555735 | Freehold | 7728 | 17 | 4.1 | Residential | Yes | Behind the Meter | Trinity Solar | JCP&L | Accepted | 2019-12-17 | 2019-12-20 | 2020-12-20 | HANWHA | Q.PEAK DUO BLK-G5 315 | Solar Panels |  | 0.315 | 13 | 110 | 40 |  | Fixed | Roof
Solar Registration Program | NJSRRE1543555735 | Freehold | 7728 | 17 | 4.1 | Residential | Yes | Behind the Meter | Trinity Solar | JCP&L | Accepted | 2019-12-17 | 2019-12-20 | 2020-12-20 | SOLAR EDGE | SE3800H-US | Inverters | 3800 |  | 1 |  |  | 0.97 |  | Outside | SIDE OF HOME
Solar Registration Program | NJSRRE1543555754 | Somers Point | 8244 | 19 | 4.1 | Residential | Yes | Behind the Meter | Trinity Solar | AC Electric | Accepted | 2019-12-17 | 2019-12-20 | 2020-12-20 | Hanwha | Q.PEAK DUO BLK-G5 315 | Solar Panels |  | 0.315 | 8 | 270 | 34 |  | Fixed | Roof
Solar Registration Program | NJSRRE1543555754 | Somers Point | 8244 | 19 | 4.1 | Residential | Yes | Behind the Meter | Trinity Solar | AC Electric | Accepted | 2019-12-17 | 2019-12-20 | 2020-12-20 | Hanwha | Q.PEAK DUO BLK-G5 315 | Solar Panels |  | 0.315 | 5 | 90 | 34 |  | Fixed | Roof
Solar Registration Program | NJSRRE1543555754 | Somers Point | 8244 | 19 | 4.1 | Residential | Yes | Behind the Meter | Trinity Solar | AC Electric | Accepted | 2019-12-17 | 2019-12-20 | 2020-12-20 | Solar Edge | SE3800 | Inverters | 3800 |  | 1 |  |  | 0.97 |  | Outside | side of home
Solar Registration Program | NJSRRE1543555932 | Bayonne | 7002 | 8 | 4.1 | Residential | Yes | Behind the Meter | Pro Custom Solar dba Momentum Solar | PSE&G | Accepted | 2019-12-17 | 2019-12-20 | 2020-12-20 | HANWHA | Q.PEAK DUO BLK-G5 315 | Solar Panels |  | 0.315 | 13 | 122 | 42 |  | Fixed | Roof
Solar Registration Program | NJSRRE1543555932 | Bayonne | 7002 | 8 | 4.1 | Residential | Yes | Behind the Meter | Pro Custom Solar dba Momentum Solar | PSE&G | Accepted | 2019-12-17 | 2019-12-20 | 2020-12-20 | Enphase Energy | IQ6-60-2-US | Inverters | 230 |  | 13 |  |  | 0.97 |  | Outdoor | Roof
Solar Registration Program | NJSRRE1543565227 | Brick | 8724 | 18 | 4.1 | Residential | No | Behind the Meter | Trinity Solar | JCP&L | Accepted | 2019-12-18 | 2019-12-23 | 2020-12-23 | HANWHA | Q.PEAK DUO BLK-G5 315 | Solar Panels |  | 0.315 | 13 | 161 | 18 |  | Fixed | Roof
Solar Registration Program | NJSRRE1543565227 | Brick | 8724 | 18 | 4.1 | Residential | No | Behind the Meter | Trinity Solar | JCP&L | Accepted | 2019-12-18 | 2019-12-23 | 2020-12-23 | SOLAR EDGE | SE3800H-US | Inverters | 3800 |  | 1 |  |  | 0.97 |  | Outside | SIDE OF HOME
Solar Registration Program | NJSRRE1543570719 | Bergenfield | 7621 | 7 | 4.1 | Residential | Yes | Behind the Meter | Pro Custom Solar dba Momentum Solar | PSE&G | Accepted | 2019-12-19 | 2019-12-23 | 2020-12-23 | Hanwha | Q.Peak DUO BLK-G5 315 | Solar Panels |  | 0.315 | 3 | 268 | 27 |  | Fixed | Roof
Solar Registration Program | NJSRRE1543570719 | Bergenfield | 7621 | 7 | 4.1 | Residential | Yes | Behind the Meter | Pro Custom Solar dba Momentum Solar | PSE&G | Accepted | 2019-12-19 | 2019-12-23 | 2020-12-23 | Hanwha | Q.Peak DUO BLK-G5 315 | Solar Panels |  | 0.315 | 2 | 88 | 24 |  | Fixed | Roof
Solar Registration Program | NJSRRE1543570719 | Bergenfield | 7621 | 7 | 4.1 | Residential | Yes | Behind the Meter | Pro Custom Solar dba Momentum Solar | PSE&G | Accepted | 2019-12-19 | 2019-12-23 | 2020-12-23 | Enphase Energy | IQ6-60-2-US | Inverters | 240 |  | 13 |  |  | 0.97 |  | Outdoor | Roof
Solar Registration Program | NJSRRE1543570719 | Bergenfield | 7621 | 7 | 4.1 | Residential | Yes | Behind the Meter | Pro Custom Solar dba Momentum Solar | PSE&G | Accepted | 2019-12-19 | 2019-12-23 | 2020-12-23 | Hanwha | Q.Peak DUO BLK-G5 315 | Solar Panels |  | 0.315 | 8 | 178 | 25 |  | Fixed | Roof
Solar Registration Program | NJSRRE1543574993 | North Arlington | 7031 | 7 | 4.1 | Residential | Yes | Behind the Meter | Trinity Solar | PSE&G | Accepted | 2019-12-20 | 2019-12-26 | 2020-12-26 | HANWHA | Q.PEAK DUO BLK-G5 315 | Solar Panels |  | 0.315 | 9 | 203 | 40 |  | Fixed | Roof
Solar Registration Program | NJSRRE1543574993 | North Arlington | 7031 | 7 | 4.1 | Residential | Yes | Behind the Meter | Trinity Solar | PSE&G | Accepted | 2019-12-20 | 2019-12-26 | 2020-12-26 | HANWHA | Q.PEAK DUO BLK-G5 315 | Solar Panels |  | 0.315 | 4 | 203 | 12 |  | Fixed | Roof
Solar Registration Program | NJSRRE1543574993 | North Arlington | 7031 | 7 | 4.1 | Residential | Yes | Behind the Meter | Trinity Solar | PSE&G | Accepted | 2019-12-20 | 2019-12-26 | 2020-12-26 | Solar Edge | SE3800H-US000BNC4 | Inverters | 3800 |  | 1 |  |  | 0.97 |  | Outdoor | side of home
Solar Registration Program | NJSRRE1543586464 | Hammonton | 8037 | 19 | 4.1 | Residential | Yes | Behind the Meter | Vision Solar LLC | AC Electric | Accepted | 2019-12-20 | 2019-12-26 | 2020-12-26 | hanwa qcells | q.peak duo-g5 315 | Solar Panels |  | 0.315 | 13 | 262 | 23 |  | Fixed | Roof
Solar Registration Program | NJSRRE1543586464 | Hammonton | 8037 | 19 | 4.1 | Residential | Yes | Behind the Meter | Vision Solar LLC | AC Electric | Accepted | 2019-12-20 | 2019-12-26 | 2020-12-26 | enphase | iq7-60-2-us | Inverters | 0.25 |  | 13 |  |  | 0.96 |  | Other | behindd panels
Solar Registration Program | NJSRRE1543651678 | Bergenfield | 7621 | 7 | 4.1 | Residential | Yes | Behind the Meter | Trinity Solar | PSE&G | Accepted | 2019-12-23 | 2019-12-27 | 2020-12-27 | Hanwha | Q.PEAK DUO BLK-G5 315 | Solar Panels |  | 0.315 | 13 | 179 | 23 |  | Fixed | Roof
Solar Registration Program | NJSRRE1543651678 | Bergenfield | 7621 | 7 | 4.1 | Residential | Yes | Behind the Meter | Trinity Solar | PSE&G | Accepted | 2019-12-23 | 2019-12-27 | 2020-12-27 | Solar Edge | SE3800 | Inverters | 3800 |  | 1 |  |  | 0.97 |  | Outside | side of home
Solar Registration Program | NJSRRE1540298194 | Hillside | 7205 | 10 | 4.13 | Residential | Yes | Behind the Meter | Pro Custom Solar dba Momentum Solar | PSE&G | Accepted | 2019-01-30 | 2019-01-31 | 2020-01-31 | HANWHA Q-CELLS | Q.PEAK BLK-G4.1 295 | Solar Panels |  | 0.295 | 14 | 179 | 36 |  | Fixed | Roof
Solar Registration Program | NJSRRE1540298194 | Hillside | 7205 | 10 | 4.13 | Residential | Yes | Behind the Meter | Pro Custom Solar dba Momentum Solar | PSE&G | Accepted | 2019-01-30 | 2019-01-31 | 2020-01-31 | ENPHASE | IQ7-60-2-US | Inverters | 250 |  | 14 |  |  | 0.97 |  | Outdoor | ROOF
Solar Registration Program | NJSRRE1540894560 | Atlantic City | 8401 | 19 | 4.13 | Residential | Yes | Behind the Meter | Pro Custom Solar dba Momentum Solar | AC Electric | Accepted | 2019-04-25 | 2019-04-26 | 2020-04-26 | HANWHA Q-CELLS | Q.PEAK BLK-G4.1 295 | Solar Panels |  | 0.295 | 7 | 243 | 26 |  | Fixed | Roof
Solar Registration Program | NJSRRE1540894560 | Atlantic City | 8401 | 19 | 4.13 | Residential | Yes | Behind the Meter | Pro Custom Solar dba Momentum Solar | AC Electric | Accepted | 2019-04-25 | 2019-04-26 | 2020-04-26 | HANWHA Q-CELLS | Q.PEAK BLK-G4.1 295 | Solar Panels |  | 0.295 | 7 | 63 | 26 |  | Fixed | Roof
Solar Registration Program | NJSRRE1540894560 | Atlantic City | 8401 | 19 | 4.13 | Residential | Yes | Behind the Meter | Pro Custom Solar dba Momentum Solar | AC Electric | Accepted | 2019-04-25 | 2019-04-26 | 2020-04-26 | ENPHASE | IQ7-60-2-US | Inverters | 250 |  | 14 |  |  | 0.97 |  | Outdoor | ROOF
Solar Registration Program | NJSRRE1541888017 | Roselle | 7203 | 10 | 4.13 | Residential | Yes | Behind the Meter | Trinity Solar | PSE&G | Accepted | 2019-08-27 | 2019-08-29 | 2020-08-29 | Hanwha | Q.PEAK-BLK G4.1 295 | Solar Panels |  | 0.295 | 14 | 170 | 23 |  | Fixed | Roof
Solar Registration Program | NJSRRE1541888017 | Roselle | 7203 | 10 | 4.13 | Residential | Yes | Behind the Meter | Trinity Solar | PSE&G | Accepted | 2019-08-27 | 2019-08-29 | 2020-08-29 | Solar Edge | SE3800 | Inverters | 3800 |  | 1 |  |  | 0.97 |  | Outside | side of home
Solar Registration Program | NJSRRE1542527831 | East Brunswick | 8816 | 11 | 4.14 | Residential | Yes | Behind the Meter | Pro Custom Solar dba Momentum Solar | PSE&G | Accepted | 2019-10-11 | 2019-10-15 | 2020-10-15 | LG Electronics | LG 345N1C-V5 | Solar Panels |  | 0.345 | 9 | 262 | 17 |  | Fixed | Roof
Solar Registration Program | NJSRRE1542527831 | East Brunswick | 8816 | 11 | 4.14 | Residential | Yes | Behind the Meter | Pro Custom Solar dba Momentum Solar | PSE&G | Accepted | 2019-10-11 | 2019-10-15 | 2020-10-15 | LG Electronics | LG 345N1C-V5 | Solar Panels |  | 0.345 | 3 | 262 | 17 |  | Fixed | Roof
Solar Registration Program | NJSRRE1542527831 | East Brunswick | 8816 | 11 | 4.14 | Residential | Yes | Behind the Meter | Pro Custom Solar dba Momentum Solar | PSE&G | Accepted | 2019-10-11 | 2019-10-15 | 2020-10-15 | Enphase Energy | IQ7-60-2-US | Inverters | 250 |  | 12 |  |  | 0.97 |  | Outdoor | Roof
Solar Registration Program | NJSRRE1542548417 | Old Bridge | 8857 | 11 | 4.14 | Residential | No | Behind the Meter | Pro Custom Solar dba Momentum Solar | JCP&L | Accepted | 2019-10-16 | 2019-12-16 | 2020-12-16 | LG ELECTRONICS | LG 345N1C-V5 | Solar Panels |  | 0.345 | 12 | 281 | 30 |  | Fixed | Roof
Solar Registration Program | NJSRRE1542548417 | Old Bridge | 8857 | 11 | 4.14 | Residential | No | Behind the Meter | Pro Custom Solar dba Momentum Solar | JCP&L | Accepted | 2019-10-16 | 2019-12-16 | 2020-12-16 | Enphase Energy | IQ7-60-2-US | Inverters | 250 |  | 12 |  |  | 0.97 |  | Outdoor | Roof
Solar Registration Program | NJSRRE1542568580 | Cliffside Park | 7010 | 7 | 4.14 | Residential | Yes | Behind the Meter | Pro Custom Solar dba Momentum Solar | PSE&G | Accepted | 2019-10-21 | 2019-10-23 | 2020-10-23 | LG Electronics | LG 345N1C-V5 | Solar Panels |  | 0.345 | 12 | 211 | 21 |  | Fixed | Roof
Solar Registration Program | NJSRRE1542568580 | Cliffside Park | 7010 | 7 | 4.14 | Residential | Yes | Behind the Meter | Pro Custom Solar dba Momentum Solar | PSE&G | Accepted | 2019-10-21 | 2019-10-23 | 2020-10-23 | Enphase Energy | IQ7-60-2-US | Inverters | 250 |  | 12 |  |  | 0.97 |  | Outdoor | Roof
Solar Registration Program | NJSRRE1542572999 | Jersey City | 7305 | 8 | 4.14 | Residential | Yes | Behind the Meter | Pro Custom Solar dba Momentum Solar | PSE&G | Accepted | 2019-10-21 | 2019-10-23 | 2020-10-23 | LG Electronics | LG 345N1C-V5 | Solar Panels |  | 0.345 | 5 | 206 | 17 |  | Fixed | Roof
Solar Registration Program | NJSRRE1542572999 | Jersey City | 7305 | 8 | 4.14 | Residential | Yes | Behind the Meter | Pro Custom Solar dba Momentum Solar | PSE&G | Accepted | 2019-10-21 | 2019-10-23 | 2020-10-23 | LG Electronics | LG 345N1C-V5 | Solar Panels |  | 0.345 | 7 | 26 | 18 |  | Fixed | Roof
Solar Registration Program | NJSRRE1542572999 | Jersey City | 7305 | 8 | 4.14 | Residential | Yes | Behind the Meter | Pro Custom Solar dba Momentum Solar | PSE&G | Accepted | 2019-10-21 | 2019-10-23 | 2020-10-23 | Enphase Energy | IQ7-60-2-US | Inverters | 250 |  | 12 |  |  | 0.97 |  | Outdoor | Roof
Solar Registration Program | NJSRRE1543474282 | Irvington | 7111 | 9 | 4.14 | Residential | Yes | Behind the Meter | Pro Custom Solar dba Momentum Solar | PSE&G | Accepted | 2019-12-03 | 2019-12-05 | 2020-12-05 | LG Electronics | LG 345N1C-V5 | Solar Panels |  | 0.345 | 10 | 208 | 35 |  | Fixed | Roof
Solar Registration Program | NJSRRE1543474282 | Irvington | 7111 | 9 | 4.14 | Residential | Yes | Behind the Meter | Pro Custom Solar dba Momentum Solar | PSE&G | Accepted | 2019-12-03 | 2019-12-05 | 2020-12-05 | LG Electronics | LG 345N1C-V5 | Solar Panels |  | 0.345 | 2 | 208 | 8 |  | Fixed | Roof
Solar Registration Program | NJSRRE1543474282 | Irvington | 7111 | 9 | 4.14 | Residential | Yes | Behind the Meter | Pro Custom Solar dba Momentum Solar | PSE&G | Accepted | 2019-12-03 | 2019-12-05 | 2020-12-05 | Enphase Energy | IQ7PLUS-72-2-US | Inverters | 295 |  | 12 |  |  | 0.97 |  | Outdoor | Roof
Solar Registration Program | NJSRRE1543478449 | Edison | 8817 | 11 | 4.14 | Residential | No | Behind the Meter | Pro Custom Solar dba Momentum Solar | PSE&G | Accepted | 2019-12-04 | 2019-12-09 | 2020-12-09 | LG Electronics | LG 345N1C-V5 | Solar Panels |  | 0.345 | 12 | 186 | 35 |  | Fixed | Roof
Solar Registration Program | NJSRRE1543478449 | Edison | 8817 | 11 | 4.14 | Residential | No | Behind the Meter | Pro Custom Solar dba Momentum Solar | PSE&G | Accepted | 2019-12-04 | 2019-12-09 | 2020-12-09 | Enphase Energy | IQ7PLUS-72-2-US | Inverters | 295 |  | 12 |  |  | 0.97 |  | Outdoor | Roof
Solar Registration Program | NJSRRE1543566416 | East Brunswick | 8816 | 11 | 4.14 | Residential | No | Behind the Meter | Pro Custom Solar dba Momentum Solar | JCP&L | Accepted | 2019-12-18 | 2019-12-23 | 2020-12-23 | LG ELECTRONICS | LG 345N1C-V5 | Solar Panels |  | 0.345 | 6 | 221 | 32 |  | Fixed | Roof
Solar Registration Program | NJSRRE1543566416 | East Brunswick | 8816 | 11 | 4.14 | Residential | No | Behind the Meter | Pro Custom Solar dba Momentum Solar | JCP&L | Accepted | 2019-12-18 | 2019-12-23 | 2020-12-23 | LG ELECTRONICS | LG 345N1C-V5 | Solar Panels |  | 0.345 | 6 | 41 | 30 |  | Fixed | Roof
Solar Registration Program | NJSRRE1543566416 | East Brunswick | 8816 | 11 | 4.14 | Residential | No | Behind the Meter | Pro Custom Solar dba Momentum Solar | JCP&L | Accepted | 2019-12-18 | 2019-12-23 | 2020-12-23 | Enphase Energy | IQ7Plus-72-2-US | Inverters | 290 |  | 12 |  |  | 0.97 |  | Outdoor | Roof
Solar Registration Program | NJSRRE1543464325 | TEANECK | 7666 | 7 | 4.15 | Residential | No | Behind the Meter | SEA BRIGHT SOLAR, LLC | PSE&G | Accepted | 2019-12-02 | 2019-12-04 | 2020-12-04 | SUNPOWER | SPR415-G-AC | Solar Panels |  | 0.415 | 10 | 202 | 34 |  | Fixed | Roof | SW
Solar Registration Program | NJSRRE1543464325 | TEANECK | 7666 | 7 | 4.15 | Residential | No | Behind the Meter | SEA BRIGHT SOLAR, LLC | PSE&G | Accepted | 2019-12-02 | 2019-12-04 | 2020-12-04 | SUNPOWER | SPWR-A4 | Inverters | 349 |  | 10 |  |  | 0.97 |  | Other | BENEATH ARRAY
Solar Registration Program | NJSRRE1541073872 | Petersburg | 8270 | 21 | 4.16 | Residential | No | Behind the Meter | SunPower Capital LLC | AC Electric | Accepted | 2019-06-04 | 2019-06-06 | 2020-06-06 | sunpower | e20-327-e-ac | Solar Panels |  | 0.32 | 13 | 180 | 30 |  | Fixed | Ground
Solar Registration Program | NJSRRE1541073872 | Petersburg | 8270 | 21 | 4.16 | Residential | No | Behind the Meter | SunPower Capital LLC | AC Electric | Accepted | 2019-06-04 | 2019-06-06 | 2020-06-06 | sunpower | e20-327-e-ac | Inverters | 0.32 |  | 13 |  |  | 0.96 |  | Outside | behind panels
Solar Registration Program | NJSRRE1543019087 | Pleasantville | 8232 | 19 | 4.16 | Residential | No | Behind the Meter | Castle Energy, LLC | AC Electric | Accepted | 2019-11-05 | 2019-11-07 | 2020-11-07 | Hanwha Q-Cells | Q.Peak DUO-G5 320 | Solar Panels |  | 0.32 | 13 | 115 | 19 |  | Fixed | Roof
Solar Registration Program | NJSRRE1543019087 | Pleasantville | 8232 | 19 | 4.16 | Residential | No | Behind the Meter | Castle Energy, LLC | AC Electric | Accepted | 2019-11-05 | 2019-11-07 | 2020-11-07 | Enphase Energy | IQ7-60-2-US | Inverters | 240 |  | 13 |  |  | 0.967 |  | Outside | on the rooftop under each solar panel
Solar Registration Program | NJSRRE1540301270 | Maywood | 7607 | 7 | 4.2 | Residential | No | Behind the Meter | Empire Solar Solutions LLC | PSE&G | Accepted | 2019-01-30 | 2019-02-01 | 2020-02-01 | HYUNDAI | HiS-S300RG | Solar Panels |  | 0.3 | 2 | 197 | 35 |  | Fixed | Roof
Solar Registration Program | NJSRRE1540301270 | Maywood | 7607 | 7 | 4.2 | Residential | No | Behind the Meter | Empire Solar Solutions LLC | PSE&G | Accepted | 2019-01-30 | 2019-02-01 | 2020-02-01 | HYUNDAI | HiS-S300RG | Solar Panels |  | 0.3 | 2 | 287 | 35 |  | Fixed | Roof
Solar Registration Program | NJSRRE1540301270 | Maywood | 7607 | 7 | 4.2 | Residential | No | Behind the Meter | Empire Solar Solutions LLC | PSE&G | Accepted | 2019-01-30 | 2019-02-01 | 2020-02-01 | HYUNDAI | HiS-S300RG | Solar Panels |  | 0.3 | 2 | 197 | 35 |  | Fixed | Roof
Solar Registration Program | NJSRRE1540301270 | Maywood | 7607 | 7 | 4.2 | Residential | No | Behind the Meter | Empire Solar Solutions LLC | PSE&G | Accepted | 2019-01-30 | 2019-02-01 | 2020-02-01 | HYUNDAI | HiS-S300RG | Solar Panels |  | 0.3 | 2 | 107 | 35 |  | Fixed | Roof
Solar Registration Program | NJSRRE1540301270 | Maywood | 7607 | 7 | 4.2 | Residential | No | Behind the Meter | Empire Solar Solutions LLC | PSE&G | Accepted | 2019-01-30 | 2019-02-01 | 2020-02-01 | HYUNDAI | HiS-S300RG | Solar Panels |  | 0.3 | 6 | 287 | 35 |  | Fixed | Roof
Solar Registration Program | NJSRRE1540301270 | Maywood | 7607 | 7 | 4.2 | Residential | No | Behind the Meter | Empire Solar Solutions LLC | PSE&G | Accepted | 2019-01-30 | 2019-02-01 | 2020-02-01 | SOLAREDGE | SE3800H-US | Inverters | 3800 |  | 1 |  |  | 0.98 |  | Outdoor | NEXT TO UTILITY METER
Solar Registration Program | NJSRRE1540346032 | Newark City | 7106 | 9 | 4.2 | Residential | Yes | Behind the Meter | Palmetto Solar | PSE&G | Accepted | 2019-02-20 | 2019-02-25 | 2020-02-25 | Silfab Solar | SILFAB SLA-M 300W | Solar Panels |  | 0.3 | 14 | 212 | 45 |  | Fixed | Roof
Solar Registration Program | NJSRRE1540346032 | Newark City | 7106 | 9 | 4.2 | Residential | Yes | Behind the Meter | Palmetto Solar | PSE&G | Accepted | 2019-02-20 | 2019-02-25 | 2020-02-25 | Solaredge Technologies LTD. | SE3800H-US | Inverters | 3800 |  | 1 |  |  | 0.99 |  | Outdoor | Side of home
Solar Registration Program | NJSRRE1540378477 | Northfield | 8225 | 19 | 4.2 | Residential | Yes | Behind the Meter | Acos Energy, LLC | AC Electric | Accepted | 2019-02-19 | 2019-02-21 | 2020-02-21 | Trina | TSM DD05A.05II 300W | Solar Panels |  | 0.3 | 14 | 172 | 30 |  | Fixed | Roof
Solar Registration Program | NJSRRE1540378477 | Northfield | 8225 | 19 | 4.2 | Residential | Yes | Behind the Meter | Acos Energy, LLC | AC Electric | Accepted | 2019-02-19 | 2019-02-21 | 2020-02-21 | Enphase | IQ7 | Inverters | 0.24 |  | 14 |  |  | 0.97 |  | Outside | Roof
Solar Registration Program | NJSRRE1540453836 | Lawrence Twp | 8648 | 12 | 4.2 | Residential | Yes | Behind the Meter | 1st Light Energy Inc | PSE&G | Accepted | 2019-03-05 | 2019-03-06 | 2020-03-06 | Longi Solar | LR6-60PB-300M | Solar Panels |  | 0.3 | 14 | 137 | 27 |  | Fixed | Roof
Solar Registration Program | NJSRRE1540453836 | Lawrence Twp | 8648 | 12 | 4.2 | Residential | Yes | Behind the Meter | 1st Light Energy Inc | PSE&G | Accepted | 2019-03-05 | 2019-03-06 | 2020-03-06 | SolarEdge | SE3800H-USRGM | Inverters | 3800 |  | 1 |  |  | 0.99 |  | Outside | Within 10 feet of Meter
Solar Registration Program | NJSRRE1540458751 | Somerset | 8873 | 5 | 4.2 | Residential | Yes | Behind the Meter | Pro Custom Solar dba Momentum Solar | PSE&G | Accepted | 2019-03-07 | 2019-03-08 | 2020-03-08 | ENPHASE | TSM280-DD05A.05(II) | Solar Panels |  | 0.28 | 15 | 219 | 27 |  | Fixed | Roof
Solar Registration Program | NJSRRE1540458751 | Somerset | 8873 | 5 | 4.2 | Residential | Yes | Behind the Meter | Pro Custom Solar dba Momentum Solar | PSE&G | Accepted | 2019-03-07 | 2019-03-08 | 2020-03-08 | ENPHASE | IQ6-60-2-US | Inverters | 240 |  | 15 |  |  | 0.97 |  | Outdoor | ROOF
Solar Registration Program | NJSRRE1541442826 | Merchantville | 8109 | 14 | 4.2 | Residential | No | Behind the Meter | Advanced Solar & Energy Solutions, LLC | PSE&G | Accepted | 2019-06-21 | 2019-06-25 | 2020-06-25 | Trina Solar | TSM 300w | Solar Panels |  | 0.3 | 2 | 280 | 10 |  | Fixed | Roof
Solar Registration Program | NJSRRE1541442826 | Merchantville | 8109 | 14 | 4.2 | Residential | No | Behind the Meter | Advanced Solar & Energy Solutions, LLC | PSE&G | Accepted | 2019-06-21 | 2019-06-25 | 2020-06-25 | Trina Solar | TSM 300w | Solar Panels |  | 0.3 | 12 | 100 | 19 |  | Fixed | Roof
Solar Registration Program | NJSRRE1541442826 | Merchantville | 8109 | 14 | 4.2 | Residential | No | Behind the Meter | Advanced Solar & Energy Solutions, LLC | PSE&G | Accepted | 2019-06-21 | 2019-06-25 | 2020-06-25 | Solar Edge | SE3800a-US | Inverters | 3800 |  | 1 |  |  | 0.97 |  | Indoor | Garage
Solar Registration Program | NJSRRE1542141637 | Mantua Township | 8051 | 15 | 4.2 | Residential | No | Behind the Meter | Bright Planet Solar | AC Electric | Accepted | 2019-09-04 | 2019-09-06 | 2020-09-06 | Trina Solar | TSM-DD05A.18(II) 300WQ | Solar Panels |  | 0.3 | 14 | 130 | 26 |  | Fixed | Roof
Solar Registration Program | NJSRRE1542141637 | Mantua Township | 8051 | 15 | 4.2 | Residential | No | Behind the Meter | Bright Planet Solar | AC Electric | Accepted | 2019-09-04 | 2019-09-06 | 2020-09-06 | Solar Edge | SE3000H-USRGM | Inverters | 3000 |  | 1 |  |  | 0.98 |  | Outdoor | Next to Meter
Solar Registration Program | NJSRRE1542376961 | Tuckerton | 8087 | 18 | 4.2 | Residential | No | Behind the Meter | Bright Planet Solar | AC Electric | Accepted | 2019-09-10 | 2019-09-12 | 2020-09-12 | TRINA SOLAR | TSM-DD05A.05(II) 300W | Solar Panels |  | 0.3 | 14 | 31 | 18 |  | Fixed | Roof
Solar Registration Program | NJSRRE1542376961 | Tuckerton | 8087 | 18 | 4.2 | Residential | No | Behind the Meter | Bright Planet Solar | AC Electric | Accepted | 2019-09-10 | 2019-09-12 | 2020-09-12 | SOLAR EDGE | SE3800H-USRGM | Inverters | 3800 |  | 1 |  |  | 0.98 |  | Outdoor | NEXT TO METER
Solar Registration Program | NJSRRE1543040932 | Somerset | 8873 | 5 | 4.2 | Residential | No | Behind the Meter | Power Home Remodeling Group | PSE&G | Accepted | 2019-11-06 | 2019-11-08 | 2020-11-08 | Hyundai | HiS-S300RG | Solar Panels |  | 0.3 | 12 | 153 | 44 |  | Fixed | Roof
Solar Registration Program | NJSRRE1543040932 | Somerset | 8873 | 5 | 4.2 | Residential | No | Behind the Meter | Power Home Remodeling Group | PSE&G | Accepted | 2019-11-06 | 2019-11-08 | 2020-11-08 | Hyundai | HiS-S300RG | Solar Panels |  | 0.3 | 2 | 153 | 18 |  | Fixed | Roof
Solar Registration Program | NJSRRE1543040932 | Somerset | 8873 | 5 | 4.2 | Residential | No | Behind the Meter | Power Home Remodeling Group | PSE&G | Accepted | 2019-11-06 | 2019-11-08 | 2020-11-08 | Solar Edge | SE3000H-US | Inverters | 3000 |  | 1 |  |  | 0.99 |  | Outdoor | Near meter
Solar Registration Program | NJSRRE1543040932 | Somerset | 8873 | 5 | 4.2 | Residential | No | Behind the Meter | Power Home Remodeling Group | PSE&G | Accepted | 2019-11-06 | 2019-11-08 | 2020-11-08 | Solar Edge | Revenue Grade Data Ansi C12.20 | Meters |  |  | 1 |  |  |  | Yes | Outdoor
Solar Registration Program | NJSRRE1543465319 | Paramus | 7653 | 7 | 4.2 | Residential | No | Behind the Meter | Pro Custom Solar dba Momentum Solar | PSE&G | Accepted | 2019-12-02 | 2019-12-05 | 2020-12-05 | LG Electronics | LG 350N1C-V5 | Solar Panels |  | 0.35 | 5 | 202 | 9 |  | Fixed | Roof
Solar Registration Program | NJSRRE1543465319 | Paramus | 7653 | 7 | 4.2 | Residential | No | Behind the Meter | Pro Custom Solar dba Momentum Solar | PSE&G | Accepted | 2019-12-02 | 2019-12-05 | 2020-12-05 | LG Electronics | LG 350N1C-V5 | Solar Panels |  | 0.35 | 7 | 202 | 22 |  | Fixed | Roof
Solar Registration Program | NJSRRE1543465319 | Paramus | 7653 | 7 | 4.2 | Residential | No | Behind the Meter | Pro Custom Solar dba Momentum Solar | PSE&G | Accepted | 2019-12-02 | 2019-12-05 | 2020-12-05 | Enphase Energy | IQ7PLUS-72-2-US | Inverters | 295 |  | 12 |  |  | 0.97 |  | Outdoor | Roof
Solar Registration Program | NJSRRE1541125020 | Cinnaminson | 8077 | 13 | 4.23 | Residential | No | Behind the Meter | Green Power Energy | PSE&G | Final As-Built Received | 2019-06-07 | 2019-06-12 | 2020-06-12 | Hanwha | Q.PEAK DUO-G5 325 | Solar Panels |  | 0.325 | 13 | 180 | 23 |  | Fixed | Roof
Solar Registration Program | NJSRRE1541125020 | Cinnaminson | 8077 | 13 | 4.23 | Residential | No | Behind the Meter | Green Power Energy | PSE&G | Final As-Built Received | 2019-06-07 | 2019-06-12 | 2020-06-12 | Solar Edge | SE3800H-US | Inverters | 3800 |  | 1 |  |  | 0.97 |  | Outside | next to meter
Solar Registration Program | NJSRRE1541125020 | Cinnaminson | 8077 | 13 | 4.23 | Residential | No | Behind the Meter | Green Power Energy | PSE&G | Final As-Built Received | 2019-06-07 | 2019-06-12 | 2020-06-12 | Vision | CL200 | Meters |  |  | 1 |  |  |  | Yes | Outdoor
Solar Registration Program | NJSRRE1539557000 | Glassboro | 8028 | 15 | 4.25 | Residential | No | Behind the Meter | Green Cities Energy, LLC | AC Electric | Accepted | 2018-10-07 | 2018-10-10 | 2020-04-10 | Talesun | TP660P 250W | Solar Panels |  | 0.25 | 17 | 38 | 31 |  | Fixed | Roof
Solar Registration Program | NJSRRE1539557000 | Glassboro | 8028 | 15 | 4.25 | Residential | No | Behind the Meter | Green Cities Energy, LLC | AC Electric | Accepted | 2018-10-07 | 2018-10-10 | 2020-04-10 | Enphase Energy | M215 | Inverters | 0.215 |  | 17 |  |  | 0.95 |  | Outdoor | under modules
Solar Registration Program | NJSRRE1541627628 | Jersey City | 7305 | 8 | 4.25 | Residential | No | Behind the Meter | Sunpower Capital LLC | PSE&G | Accepted | 2019-07-10 | 2019-07-12 | 2020-07-12 | SunPower | 327W | Solar Panels |  | 0.327 | 13 | 147 | 0 |  | Fixed | Roof
Solar Registration Program | NJSRRE1541627628 | Jersey City | 7305 | 8 | 4.25 | Residential | No | Behind the Meter | Sunpower Capital LLC | PSE&G | Accepted | 2019-07-10 | 2019-07-12 | 2020-07-12 | SunPower | Type E | Inverters | 320 |  | 13 |  |  | 0.98 |  | Outside | NA
Solar Registration Program | NJSRRE1542335154 | Lodi | 7644 | 7 | 4.25 | Residential | Yes | Behind the Meter | SunPower Corporation, Systems | PSE&G | Accepted | 2019-09-06 | 2019-09-11 | 2020-09-11 | SUNPOWER | SPR-E20-327-E-AC | Solar Panels |  | 0.327 | 7 | 38 | 18 |  | Fixed | Roof
Solar Registration Program | NJSRRE1542335154 | Lodi | 7644 | 7 | 4.25 | Residential | Yes | Behind the Meter | SunPower Corporation, Systems | PSE&G | Accepted | 2019-09-06 | 2019-09-11 | 2020-09-11 | SUNPOWER | SPR-E20-327-E-AC | Solar Panels |  | 0.327 | 6 | 218 | 4 |  | Fixed | Roof
Solar Registration Program | NJSRRE1542335154 | Lodi | 7644 | 7 | 4.25 | Residential | Yes | Behind the Meter | SunPower Corporation, Systems | PSE&G | Accepted | 2019-09-06 | 2019-09-11 | 2020-09-11 | SUNPOWER | SPR-E20-327-E-AC | Inverters | 320 |  | 13 |  |  | 0.96 |  | Other | under each panel
Solar Registration Program | NJSRRE1542341101 | Lodi | 7644 | 7 | 4.25 | Residential | Yes | Behind the Meter | SunPower Corporation, Systems | PSE&G | Accepted | 2019-09-06 | 2019-09-11 | 2020-09-11 | SUNPOWER | SPR-E20-327-E-AC | Solar Panels |  | 0.327 | 6 | 38 | 18 |  | Fixed | Roof
Solar Registration Program | NJSRRE1542341101 | Lodi | 7644 | 7 | 4.25 | Residential | Yes | Behind the Meter | SunPower Corporation, Systems | PSE&G | Accepted | 2019-09-06 | 2019-09-11 | 2020-09-11 | SUNPOWER | SPR-E20-327-E-AC | Solar Panels |  | 0.327 | 7 | 218 | 4 |  | Fixed | Roof
Solar Registration Program | NJSRRE1542341101 | Lodi | 7644 | 7 | 4.25 | Residential | Yes | Behind the Meter | SunPower Corporation, Systems | PSE&G | Accepted | 2019-09-06 | 2019-09-11 | 2020-09-11 | SUNPOWER | SPR-E20-327-E-AC | Inverters | 320 |  | 13 |  |  | 0.96 |  | Other | under each panel
Solar Registration Program | NJSRRE1542376725 | Pleasantville | 8232 | 19 | 4.25 | Residential | Yes | Behind the Meter | Castle Energy, LLC | AC Electric | Accepted | 2019-09-10 | 2019-09-12 | 2020-09-12 | SunPower | SPR-E20-327-E-AC | Solar Panels |  | 0.327 | 13 | 163 | 22 |  | Fixed | Roof
Solar Registration Program | NJSRRE1542376725 | Pleasantville | 8232 | 19 | 4.25 | Residential | Yes | Behind the Meter | Castle Energy, LLC | AC Electric | Accepted | 2019-09-10 | 2019-09-12 | 2020-09-12 | SunPower | SPR-E20-327-E-AC Type E | Inverters | 320 |  | 13 |  |  | 0.975 |  | Outside | on the rooftop under each solar panel
Solar Registration Program | NJSRRE1542461719 | Mt Laurel | 8054 | 13 | 4.25 | Residential | Yes | Behind the Meter | Vision Solar LLC | PSE&G | Accepted | 2019-10-02 | 2019-10-02 | 2020-10-02 | sunpower | e20-327-e-ac | Solar Panels |  | 0.327 | 11 | 263 | 30 |  | Fixed | Roof
Solar Registration Program | NJSRRE1542461719 | Mt Laurel | 8054 | 13 | 4.25 | Residential | Yes | Behind the Meter | Vision Solar LLC | PSE&G | Accepted | 2019-10-02 | 2019-10-02 | 2020-10-02 | sunpower | e20-327-e-ac | Solar Panels |  | 0.327 | 2 | 83 | 30 |  | Fixed | Roof
Solar Registration Program | NJSRRE1542461719 | Mt Laurel | 8054 | 13 | 4.25 | Residential | Yes | Behind the Meter | Vision Solar LLC | PSE&G | Accepted | 2019-10-02 | 2019-10-02 | 2020-10-02 | sunpower | e20-327-e-ac | Inverters | 0.32 |  | 13 |  |  | 0.96 |  | Other | behind panels
Solar Registration Program | NJSRRE1542562124 | Rio Grande | 8242 | 21 | 4.25 | Residential | No | Behind the Meter | SunnyMac LLC | AC Electric | Accepted | 2019-10-21 | 2019-10-23 | 2020-10-23 | SunPower | SPR-E20-327 | Solar Panels |  | 0.327 | 13 | 212 | 26 |  | Fixed | Roof
Solar Registration Program | NJSRRE1542562124 | Rio Grande | 8242 | 21 | 4.25 | Residential | No | Behind the Meter | SunnyMac LLC | AC Electric | Accepted | 2019-10-21 | 2019-10-23 | 2020-10-23 | Enphase | IQ7XS-96-ACM-US | Inverters | 0.315 |  | 13 |  |  | 0.99 |  | Outdoor | roof
Solar Registration Program | NJSRRE1543065529 | Whippany | 7981 | 3 | 4.25 | Residential | No | Behind the Meter | SunnyMac LLC | JCP&L | Accepted | 2019-11-21 | 2019-12-03 | 2020-12-03 | SunPower | SPR-E20-327 | Solar Panels |  | 0.327 | 13 | 224 | 23 |  | Fixed | Roof
Solar Registration Program | NJSRRE1543065529 | Whippany | 7981 | 3 | 4.25 | Residential | No | Behind the Meter | SunnyMac LLC | JCP&L | Accepted | 2019-11-21 | 2019-12-03 | 2020-12-03 | Enphase | IQ7XS-96-ACM-US | Inverters | 0.315 |  | 13 |  |  | 0.99 |  | Outdoor | roof
Solar Registration Program | NJSRRE1543353838 | Sicklerville | 8081 | 14 | 4.25 | Residential | No | Behind the Meter | SunPower Corporation, Systems | AC Electric | Accepted | 2019-11-15 | 2019-11-19 | 2020-11-19 | SUNPOWER | SPR-E20-327-E-AC | Solar Panels |  | 0.327 | 6 | 49 | 45 |  | Fixed | Roof
Solar Registration Program | NJSRRE1543353838 | Sicklerville | 8081 | 14 | 4.25 | Residential | No | Behind the Meter | SunPower Corporation, Systems | AC Electric | Accepted | 2019-11-15 | 2019-11-19 | 2020-11-19 | SUNPOWER | SPR-E20-327-E-AC | Solar Panels |  | 0.327 | 5 | 139 | 30 |  | Fixed | Roof
Solar Registration Program | NJSRRE1543353838 | Sicklerville | 8081 | 14 | 4.25 | Residential | No | Behind the Meter | SunPower Corporation, Systems | AC Electric | Accepted | 2019-11-15 | 2019-11-19 | 2020-11-19 | SUNPOWER | SPR-E20-327-E-AC | Solar Panels |  | 0.327 | 2 | 319 | 30 |  | Fixed | Roof
Solar Registration Program | NJSRRE1543353838 | Sicklerville | 8081 | 14 | 4.25 | Residential | No | Behind the Meter | SunPower Corporation, Systems | AC Electric | Accepted | 2019-11-15 | 2019-11-19 | 2020-11-19 | SUNPOWER | SPR-E20-327-E-AC | Inverters | 320 |  | 13 |  |  | 0.96 |  | Other | under each panel
Solar Registration Program | NJSRRE1543465316 | Vineland | 8360 | 20 | 4.25 | Residential | Yes | Behind the Meter | Castle Energy, LLC | Vineland Muni Electric | Accepted | 2019-12-02 | 2019-12-05 | 2020-12-05 | SunPower | SPR-E20-327-C-AC | Inverters | 320 |  | 13 |  |  | 0.975 |  | Outside | on the rooftop under each solar panel
Solar Registration Program | NJSRRE1543465316 | Vineland | 8360 | 20 | 4.25 | Residential | Yes | Behind the Meter | Castle Energy, LLC | Vineland Muni Electric | Accepted | 2019-12-02 | 2019-12-05 | 2020-12-05 | SunPower | SPR-E20-327-C-AC | Solar Panels |  | 0.327 | 13 | 183 | 27 |  | Fixed | Roof
Solar Registration Program | NJSRRE1540177542 | Dumont Boro | 7628 | 7 | 4.27 | Residential | No | Behind the Meter | Envirosolar | PSE&G | Accepted | 2019-01-02 | 2019-01-07 | 2020-01-07 | Hanwha Q Cells 305W | Q.PEAK-G4.1 | Solar Panels |  | 0.305 | 14 | 270 | 18 |  | Fixed | Roof
Solar Registration Program | NJSRRE1540177542 | Dumont Boro | 7628 | 7 | 4.27 | Residential | No | Behind the Meter | Envirosolar | PSE&G | Accepted | 2019-01-02 | 2019-01-07 | 2020-01-07 | SolarEdge | SE5000A-US | Inverters | 5000 |  | 1 |  |  | 0.98 |  | Outdoor | Roof Mount
Solar Registration Program | NJSRRE1540177542 | Dumont Boro | 7628 | 7 | 4.27 | Residential | No | Behind the Meter | Envirosolar | PSE&G | Accepted | 2019-01-02 | 2019-01-07 | 2020-01-07 | Sangamo | S-02S-20023E | Meters | 3W |  | 1 |  |  |  |  | Outdoor
Solar Registration Program | NJSRRE1541117674 | Nutley | 7110 | 9 | 4.27 | Residential | Yes | Behind the Meter | Pro Custom Solar dba Momentum Solar | PSE&G | Accepted | 2019-06-05 | 2019-06-10 | 2020-06-10 | HANWHA | Q.PEAK DUO BLK-G5 305 | Solar Panels |  | 0.305 | 14 | 209 | 20 |  | Fixed | Roof
Solar Registration Program | NJSRRE1541117674 | Nutley | 7110 | 9 | 4.27 | Residential | Yes | Behind the Meter | Pro Custom Solar dba Momentum Solar | PSE&G | Accepted | 2019-06-05 | 2019-06-10 | 2020-06-10 | ENPHASE | IQ7 | Inverters | 240 |  | 14 |  |  | 0.97 |  | Outside | ROOF
Solar Registration Program | NJSRRE1541858564 | Barnegat Light | 8006 | 18 | 4.27 | Residential | Yes | Behind the Meter | Reliable Power and Solar | AC Electric | Accepted | 2019-08-19 | 2019-08-23 | 2020-08-23 | Trina | tsmdd05 | Solar Panels |  | 0.305 | 14 | 115 | 14 |  | Fixed | Roof | roof
Solar Registration Program | NJSRRE1541858564 | Barnegat Light | 8006 | 18 | 4.27 | Residential | Yes | Behind the Meter | Reliable Power and Solar | AC Electric | Accepted | 2019-08-19 | 2019-08-23 | 2020-08-23 | enphase | IQ7 | Inverters | 240 |  | 14 |  |  | 0.97 |  | Outdoor | roof
Solar Registration Program | NJSRRE1541883918 | Collingswood Boro | 8107 | 14 | 4.27 | Residential | Yes | Behind the Meter | 1st Light Energy Inc | PSE&G | Accepted | 2019-08-26 | 2019-08-28 | 2020-08-28 | Longi | LR6-60PB-305M | Solar Panels |  | 0.305 | 9 | 155 | 34 |  | Fixed | Roof
Solar Registration Program | NJSRRE1541883918 | Collingswood Boro | 8107 | 14 | 4.27 | Residential | Yes | Behind the Meter | 1st Light Energy Inc | PSE&G | Accepted | 2019-08-26 | 2019-08-28 | 2020-08-28 | Longi | LR6-60PB-305M | Solar Panels |  | 0.305 | 4 | 244 | 34 |  | Fixed | Roof
Solar Registration Program | NJSRRE1541883918 | Collingswood Boro | 8107 | 14 | 4.27 | Residential | Yes | Behind the Meter | 1st Light Energy Inc | PSE&G | Accepted | 2019-08-26 | 2019-08-28 | 2020-08-28 | Longi | LR6-60PB-305M | Solar Panels |  | 0.305 | 1 | 63 | 34 |  | Fixed | Roof
Solar Registration Program | NJSRRE1541883918 | Collingswood Boro | 8107 | 14 | 4.27 | Residential | Yes | Behind the Meter | 1st Light Energy Inc | PSE&G | Accepted | 2019-08-26 | 2019-08-28 | 2020-08-28 | Solaredge | SE3800H-USRGM | Inverters | 3800 |  | 1 |  |  | 0.99 |  | Outside | within 10 feet of meter
Solar Registration Program | NJSRRE1541945891 | Hillside | 7205 | 10 | 4.27 | Residential | No | Behind the Meter | Whitman Construction, LLC | PSE&G | Accepted | 2019-08-30 | 2019-09-04 | 2020-09-04 | Trina Solar | TSM-305DD05A | Solar Panels |  | 0.305 | 14 | 163 | 32 |  | Fixed | Roof
Solar Registration Program | NJSRRE1541945891 | Hillside | 7205 | 10 | 4.27 | Residential | No | Behind the Meter | Whitman Construction, LLC | PSE&G | Accepted | 2019-08-30 | 2019-09-04 | 2020-09-04 | Enphase Energy | IQ7-60-2-US | Inverters | 0.24 |  | 14 |  |  | 0.976 |  | Outside | roof
Solar Registration Program | NJSRRE1542523828 | WOODBRIDGE | 7001 | 11 | 4.27 | Residential | No | Behind the Meter | Infinity Solar Systems | PSE&G | Accepted | 2019-10-10 | 2019-10-14 | 2020-10-14 | TRINA | TSM-305DD05A.05 | Solar Panels |  | 0.305 | 14 | 190 | 23 |  | Fixed | Roof
Solar Registration Program | NJSRRE1542523828 | WOODBRIDGE | 7001 | 11 | 4.27 | Residential | No | Behind the Meter | Infinity Solar Systems | PSE&G | Accepted | 2019-10-10 | 2019-10-14 | 2020-10-14 | ENPHASE | IQ7-60-X-US | Inverters | 240 |  | 14 |  |  | 0.97 |  | Other | MICROINVERTERS
Solar Registration Program | NJSRRE1542579868 | Pleasantville | 8232 | 19 | 4.27 | Residential | Yes | Behind the Meter | Bright Planet Solar | AC Electric | Accepted | 2019-10-23 | 2019-10-28 | 2020-10-28 | LONGI | LR6-60PB-305M | Solar Panels |  | 0.305 | 14 | 112 | 30 |  | Fixed | Roof
Solar Registration Program | NJSRRE1542579868 | Pleasantville | 8232 | 19 | 4.27 | Residential | Yes | Behind the Meter | Bright Planet Solar | AC Electric | Accepted | 2019-10-23 | 2019-10-28 | 2020-10-28 | SOLAR EDGE | SE3800H-USRGM | Inverters | 3800 |  | 1 |  |  | 0.98 |  | Outdoor | NEXT TO METER
Solar Registration Program | NJSRRE1543651193 | West Tuckerton | 8087 | 18 | 4.27 | Residential | No | Behind the Meter | Bright Planet Solar | AC Electric | Accepted | 2019-12-22 | 2019-12-26 | 2020-12-26 | Trina Solar | TSM-DD05A.18(II) 305W | Solar Panels |  | 0.305 | 14 | 261 | 30 |  | Fixed | Roof
Solar Registration Program | NJSRRE1543651193 | West Tuckerton | 8087 | 18 | 4.27 | Residential | No | Behind the Meter | Bright Planet Solar | AC Electric | Accepted | 2019-12-22 | 2019-12-26 | 2020-12-26 | Solar Edge | SE3800H-USRGM | Inverters | 3800 |  | 1 |  |  | 0.98 |  | Outdoor | Next to meter
Solar Registration Program | NJSRRE1542832874 | Atlantic City | 8401 | 19 | 4.28 | Residential | Yes | Behind the Meter | Trinity Solar | AC Electric | Accepted | 2019-10-30 | 2019-11-01 | 2020-11-01 | HANWHA | Q.PEAK-BLK G4.1 285 | Solar Panels |  | 0.285 | 15 | 200 | 27 |  | Fixed | Roof
Solar Registration Program | NJSRRE1542832874 | Atlantic City | 8401 | 19 | 4.28 | Residential | Yes | Behind the Meter | Trinity Solar | AC Electric | Accepted | 2019-10-30 | 2019-11-01 | 2020-11-01 | Solar Edge | SE3800A-US | Inverters | 3800 |  | 1 |  |  | 0.97 |  | Outdoor | side of home
Solar Registration Program | NJSRRE1541118129 | Collingswood | 8108 | 14 | 4.29 | Residential | No | Behind the Meter | Sunrun Installation Services, Inc. | PSE&G | Accepted | 2019-06-05 | 2019-06-17 | 2020-06-17 | LG Electronics | LG330N1C-A5 | Solar Panels |  | 0.33 | 2 | 114 | 30 |  | Fixed | Roof
Solar Registration Program | NJSRRE1541118129 | Collingswood | 8108 | 14 | 4.29 | Residential | No | Behind the Meter | Sunrun Installation Services, Inc. | PSE&G | Accepted | 2019-06-05 | 2019-06-17 | 2020-06-17 | LG Electronics | LG330N1C-A5 | Solar Panels |  | 0.33 | 5 | 203 | 45 |  | Fixed | Roof
Solar Registration Program | NJSRRE1541118129 | Collingswood | 8108 | 14 | 4.29 | Residential | No | Behind the Meter | Sunrun Installation Services, Inc. | PSE&G | Accepted | 2019-06-05 | 2019-06-17 | 2020-06-17 | LG Electronics | LG330N1C-A5 | Solar Panels |  | 0.33 | 6 | 294 | 45 |  | Fixed | Roof
Solar Registration Program | NJSRRE1541118129 | Collingswood | 8108 | 14 | 4.29 | Residential | No | Behind the Meter | Sunrun Installation Services, Inc. | PSE&G | Accepted | 2019-06-05 | 2019-06-17 | 2020-06-17 | SolarEdge Technologies | SE3800H-USRGM | Inverters | 3800 |  | 1 |  |  | 0.96 |  | Outdoor | Next To Meter
Solar Registration Program | NJSRRE1541480671 | ATLANTIC CITY | 8401 | 19 | 4.29 | Residential | Yes | Behind the Meter | Pro Custom Solar dba Momentum Solar | AC Electric | Accepted | 2019-06-25 | 2019-06-27 | 2020-06-27 | HANWHA | Q.PEAK DUO-G5 330 | Solar Panels |  | 0.33 | 13 | 329 | 1 |  | Fixed | Roof
Solar Registration Program | NJSRRE1541480671 | ATLANTIC CITY | 8401 | 19 | 4.29 | Residential | Yes | Behind the Meter | Pro Custom Solar dba Momentum Solar | AC Electric | Accepted | 2019-06-25 | 2019-06-27 | 2020-06-27 | ENPHASE | IQ7-60-2-US | Inverters | 250 |  | 13 |  |  | 0.97 |  | Outdoor | Roof
Solar Registration Program | NJSRRE1541621059 | MARLTON | 8053 | 13 | 4.29 | Residential | Yes | Behind the Meter | Pro Custom Solar dba Momentum Solar | PSE&G | Accepted | 2019-07-08 | 2019-07-10 | 2020-07-10 | HANWHA | Q.PEAK DUO-G5 330 | Solar Panels |  | 0.33 | 13 | 98 | 31 |  | Fixed | Roof
Solar Registration Program | NJSRRE1541621059 | MARLTON | 8053 | 13 | 4.29 | Residential | Yes | Behind the Meter | Pro Custom Solar dba Momentum Solar | PSE&G | Accepted | 2019-07-08 | 2019-07-10 | 2020-07-10 | ENPHASE | IQ7-60-2-US | Inverters | 250 |  | 13 |  |  | 0.97 |  | Outdoor | Roof
Solar Registration Program | NJSRRE1541621087 | HILLSIDE | 7205 | 10 | 4.29 | Residential | Yes | Behind the Meter | Pro Custom Solar dba Momentum Solar | PSE&G | Accepted | 2019-07-08 | 2019-07-10 | 2020-07-10 | HANWHA | Q.PEAK DUO-G5 330 | Solar Panels |  | 0.33 | 13 | 253 | 33 |  | Fixed | Roof
Solar Registration Program | NJSRRE1541621087 | HILLSIDE | 7205 | 10 | 4.29 | Residential | Yes | Behind the Meter | Pro Custom Solar dba Momentum Solar | PSE&G | Accepted | 2019-07-08 | 2019-07-10 | 2020-07-10 | ENPHASE | IQ7-60-2-US | Inverters | 250 |  | 13 |  |  | 0.97 |  | Outdoor | Roof
Solar Registration Program | NJSRRE1541820584 | Rutherford | 7070 | 7 | 4.29 | Residential | No | Behind the Meter | Bahamian Solar Management Group LLC. | PSE&G | Accepted | 2019-08-13 | 2019-08-23 | 2020-08-23 | Panasonic | HIT VBHN330SA17 | Solar Panels |  | 0.33 | 13 | 128 | 28 |  | Fixed | Roof
Solar Registration Program | NJSRRE1541820584 | Rutherford | 7070 | 7 | 4.29 | Residential | No | Behind the Meter | Bahamian Solar Management Group LLC. | PSE&G | Accepted | 2019-08-13 | 2019-08-23 | 2020-08-23 | Hialeah | CL200 | Meters |  |  | 1 |  |  |  |  | Outdoor
Solar Registration Program | NJSRRE1541820584 | Rutherford | 7070 | 7 | 4.29 | Residential | No | Behind the Meter | Bahamian Solar Management Group LLC. | PSE&G | Accepted | 2019-08-13 | 2019-08-23 | 2020-08-23 | Enphase | IQ7X-96-2-US | Inverters | 4.095 |  | 13 |  |  | 0.975 |  | Outside | Roof
Solar Registration Program | NJSRRE1542397041 | PARSIPPANY | 7054 | 3 | 4.29 | Residential | No | Behind the Meter | Tesla Energy Operations Inc | JCP&L | Accepted | 2019-09-13 | 2019-09-17 | 2020-09-17 | SolarCity Standard | SC330 | Solar Panels |  | 0.33 | 13 | 171 | 30 |  | Fixed | Roof
Solar Registration Program | NJSRRE1542397041 | PARSIPPANY | 7054 | 3 | 4.29 | Residential | No | Behind the Meter | Tesla Energy Operations Inc | JCP&L | Accepted | 2019-09-13 | 2019-09-17 | 2020-09-17 | SOLAREDGE | SE3800H-US000SNC2 | Inverters | 3800 |  | 1 |  |  | 0.99 |  | Outdoor | Outdoor
Solar Registration Program | NJSRRE1542397041 | PARSIPPANY | 7054 | 3 | 4.29 | Residential | No | Behind the Meter | Tesla Energy Operations Inc | JCP&L | Accepted | 2019-09-13 | 2019-09-17 | 2020-09-17 | Tesla | AC Powerwall 2.0 | Electric Storage Battery |  |  | 1 |  |  |  | Lithium Ion |  | Outdoor
Solar Registration Program | NJSRRE1542518881 | Bay Head | 8742 | 18 | 4.29 | Residential | No | Behind the Meter | Whitman Construction, LLC | JCP&L | Accepted | 2019-10-15 | 2019-10-15 | 2020-10-15 | Panasonic | VBHN330SA16 | Solar Panels |  | 0.33 | 10 | 191 | 34 |  | Fixed | Roof
Solar Registration Program | NJSRRE1542518881 | Bay Head | 8742 | 18 | 4.29 | Residential | No | Behind the Meter | Whitman Construction, LLC | JCP&L | Accepted | 2019-10-15 | 2019-10-15 | 2020-10-15 | Panasonic | VBHN330SA16 | Solar Panels |  | 0.33 | 3 | 101 | 34 |  | Fixed | Roof
Solar Registration Program | NJSRRE1542518881 | Bay Head | 8742 | 18 | 4.29 | Residential | No | Behind the Meter | Whitman Construction, LLC | JCP&L | Accepted | 2019-10-15 | 2019-10-15 | 2020-10-15 | Panasonic (built in Enphase) | N330E (IQ7X-96-2-US) | Inverters | 0.24 |  | 13 |  |  | 0.975 |  | Outside | roof
Solar Registration Program | NJSRRE1542684825 | Garfield | 7026 | 7 | 4.29 | Residential | No | Behind the Meter | Ecological Systems LLC | PSE&G | Accepted | 2019-10-28 | 2019-10-30 | 2020-10-30 | Blue Sun | BSM 330M | Solar Panels |  | 0.33 | 13 | 270 | 40 |  | Fixed | Roof
Solar Registration Program | NJSRRE1542684825 | Garfield | 7026 | 7 | 4.29 | Residential | No | Behind the Meter | Ecological Systems LLC | PSE&G | Accepted | 2019-10-28 | 2019-10-30 | 2020-10-30 | Fronius | IG Plus Advanced | Inverters | 4000 |  | 1 |  |  | 0.962 |  | Outside | at meter
Solar Registration Program | NJSRRE1542684825 | Garfield | 7026 | 7 | 4.29 | Residential | No | Behind the Meter | Ecological Systems LLC | PSE&G | Accepted | 2019-10-28 | 2019-10-30 | 2020-10-30 | Solar Log | CL200 | Meters |  |  | 1 |  |  |  | Yes | Outdoor
Solar Registration Program | NJSRRE1542443486 | Long Beach Twp | 8008 | 18 | 4.32 | Residential | No | Behind the Meter | Green Power Energy | AC Electric | Accepted | 2019-09-26 | 2019-09-27 | 2020-09-27 | S-Energy | SN360M-10 | Solar Panels |  | 0.36 | 12 | 208 | 18 |  | Fixed | Roof
Solar Registration Program | NJSRRE1542443486 | Long Beach Twp | 8008 | 18 | 4.32 | Residential | No | Behind the Meter | Green Power Energy | AC Electric | Accepted | 2019-09-26 | 2019-09-27 | 2020-09-27 | Solar Edge | SE3800H-US | Inverters | 3800 |  | 1 |  |  | 0.97 |  | Outside | next to meter
Solar Registration Program | NJSRRE1542575600 | RAHWAY | 7065 | 10 | 4.32 | Residential | No | Behind the Meter | SEA BRIGHT SOLAR, LLC | PSE&G | Final As-Built Received | 2019-10-22 | 2019-10-24 | 2020-10-24 | SUNPOWER | SPR-X22-360-E-AC | Solar Panels |  | 0.36 | 8 | 117 | 34 |  | Fixed | Roof | SE
Solar Registration Program | NJSRRE1542575600 | RAHWAY | 7065 | 10 | 4.32 | Residential | No | Behind the Meter | SEA BRIGHT SOLAR, LLC | PSE&G | Final As-Built Received | 2019-10-22 | 2019-10-24 | 2020-10-24 | SUNPOWER | SPR-X22-360-E-AC | Solar Panels |  | 0.36 | 4 | 117 | 17 |  | Fixed | Roof | SE
Solar Registration Program | NJSRRE1542575600 | RAHWAY | 7065 | 10 | 4.32 | Residential | No | Behind the Meter | SEA BRIGHT SOLAR, LLC | PSE&G | Final As-Built Received | 2019-10-22 | 2019-10-24 | 2020-10-24 | SUNPOWER | SPR-X22-360-E-AC | Inverters | 320 |  | 12 |  |  | 0.96 |  | Outside | BENEATH ARRAY
Solar Registration Program | NJSRRE1542575600 | RAHWAY | 7065 | 10 | 4.32 | Residential | No | Behind the Meter | SEA BRIGHT SOLAR, LLC | PSE&G | Final As-Built Received | 2019-10-22 | 2019-10-24 | 2020-10-24 | SUNPOWER | PVS6 | Meters |  |  | 1 |  |  |  | Yes | Indoor
Solar Registration Program | NJSRRE1542575986 | Lawrence Township | 8648 | 12 | 4.32 | Residential | No | Behind the Meter | Green Power Energy | PSE&G | Accepted | 2019-10-22 | 2019-10-24 | 2020-10-24 | S-ENERGY | SN360M-10 | Solar Panels |  | 0.36 | 12 | 202 | 23 |  | Fixed | Roof
Solar Registration Program | NJSRRE1542575986 | Lawrence Township | 8648 | 12 | 4.32 | Residential | No | Behind the Meter | Green Power Energy | PSE&G | Accepted | 2019-10-22 | 2019-10-24 | 2020-10-24 | SolarEdge | SE3800H-US | Inverters | 3800 |  | 1 |  |  | 0.97 |  | Outside | Next to meter
Solar Registration Program | NJSRRE1540245037 | Kearny | 7032 | 8 | 4.34 | Residential | No | Behind the Meter | Green Power Energy | PSE&G | Extension Requested | 2019-01-15 | 2019-01-18 | 2020-01-18 | Silfab | SLA-M 310 | Solar Panels |  | 0.31 | 2 | 105 | 35 |  | Fixed | Roof
Solar Registration Program | NJSRRE1540245037 | Kearny | 7032 | 8 | 4.34 | Residential | No | Behind the Meter | Green Power Energy | PSE&G | Extension Requested | 2019-01-15 | 2019-01-18 | 2020-01-18 | Silfab | SLA-M 310 | Solar Panels |  | 0.31 | 4 | 105 | 7 |  | Fixed | Roof
Solar Registration Program | NJSRRE1540245037 | Kearny | 7032 | 8 | 4.34 | Residential | No | Behind the Meter | Green Power Energy | PSE&G | Extension Requested | 2019-01-15 | 2019-01-18 | 2020-01-18 | Silfab | SLA-M 310 | Solar Panels |  | 0.31 | 6 | 195 | 35 |  | Fixed | Roof
Solar Registration Program | NJSRRE1540245037 | Kearny | 7032 | 8 | 4.34 | Residential | No | Behind the Meter | Green Power Energy | PSE&G | Extension Requested | 2019-01-15 | 2019-01-18 | 2020-01-18 | Silfab | SLA-M 310 | Solar Panels |  | 0.31 | 2 | 285 | 35 |  | Fixed | Pole
Solar Registration Program | NJSRRE1540245037 | Kearny | 7032 | 8 | 4.34 | Residential | No | Behind the Meter | Green Power Energy | PSE&G | Extension Requested | 2019-01-15 | 2019-01-18 | 2020-01-18 | Solar Edge | SE3800H-US | Inverters | 3800 |  | 1 |  |  | 0.97 |  | Outside | next to meter
Solar Registration Program | NJSRRE1540829038 | Vineland | 8360 | 20 | 4.34 | Residential | Yes | Behind the Meter | Suntuity Solar LLC | Vineland Muni Electric | Accepted | 2019-04-08 | 2019-04-09 | 2020-04-09 | Yingli Green Energy | YL310D-30b | Solar Panels |  | 0.31 | 10 | 174 | 34 |  | Fixed | Roof
Solar Registration Program | NJSRRE1540829038 | Vineland | 8360 | 20 | 4.34 | Residential | Yes | Behind the Meter | Suntuity Solar LLC | Vineland Muni Electric | Accepted | 2019-04-08 | 2019-04-09 | 2020-04-09 | Yingli Green Energy | YL310D-30b | Solar Panels |  | 0.31 | 4 | 264 | 21 |  | Fixed | Roof
Solar Registration Program | NJSRRE1540829038 | Vineland | 8360 | 20 | 4.34 | Residential | Yes | Behind the Meter | Suntuity Solar LLC | Vineland Muni Electric | Accepted | 2019-04-08 | 2019-04-09 | 2020-04-09 | Enphase Energy | IQ7-60-2-US | Inverters | 240 |  | 14 |  |  | 0.97 |  | Outside | Behind the PV modules
Solar Registration Program | NJSRRE1541046707 | Port Republic | 8241 | 19 | 4.34 | Residential | Yes | Behind the Meter | Suntuity Solar LLC | AC Electric | Accepted | 2019-05-28 | 2019-05-30 | 2020-05-30 | Yingli Green Energy | YL310D-30b | Solar Panels |  | 0.31 | 14 | 189 | 44 |  | Fixed | Roof
Solar Registration Program | NJSRRE1541046707 | Port Republic | 8241 | 19 | 4.34 | Residential | Yes | Behind the Meter | Suntuity Solar LLC | AC Electric | Accepted | 2019-05-28 | 2019-05-30 | 2020-05-30 | Enphase Energy | IQ7-60-2-US | Inverters | 240 |  | 14 |  |  | 0.97 |  | Outdoor | Behind the PV modules
Solar Registration Program | NJSRRE1541631399 | Cape May | 8204 | 21 | 4.34 | Residential | Yes | Behind the Meter | Suntuity Solar LLC | AC Electric | Accepted | 2019-07-11 | 2019-07-15 | 2020-07-15 | Yingli Green Energy | YL310D-30b | Solar Panels |  | 0.31 | 8 | 205 | 36 |  | Fixed | Roof
Solar Registration Program | NJSRRE1541631399 | Cape May | 8204 | 21 | 4.34 | Residential | Yes | Behind the Meter | Suntuity Solar LLC | AC Electric | Accepted | 2019-07-11 | 2019-07-15 | 2020-07-15 | Yingli Green Energy | YL310D-30b | Solar Panels |  | 0.31 | 3 | 205 | 20 |  | Fixed | Roof
Solar Registration Program | NJSRRE1541631399 | Cape May | 8204 | 21 | 4.34 | Residential | Yes | Behind the Meter | Suntuity Solar LLC | AC Electric | Accepted | 2019-07-11 | 2019-07-15 | 2020-07-15 | Yingli Green Energy | YL310D-30b | Solar Panels |  | 0.31 | 3 | 115 | 27 |  | Fixed | Roof
Solar Registration Program | NJSRRE1541631399 | Cape May | 8204 | 21 | 4.34 | Residential | Yes | Behind the Meter | Suntuity Solar LLC | AC Electric | Accepted | 2019-07-11 | 2019-07-15 | 2020-07-15 | Enphase Energy | IQ7-60-2-US | Inverters | 240 |  | 14 |  |  | 0.97 |  | Outdoor | Behind the PV Modules
Solar Registration Program | NJSRRE1541637143 | Bayville | 8721 | 18 | 4.34 | Residential | No | Behind the Meter | Suntuity Solar LLC | JCP&L | Accepted | 2019-07-12 | 2019-07-16 | 2020-07-16 | Yingli Green Energy | YL310D-30b | Solar Panels |  | 0.31 | 14 | 109 | 20 |  | Fixed | Roof
Solar Registration Program | NJSRRE1541637143 | Bayville | 8721 | 18 | 4.34 | Residential | No | Behind the Meter | Suntuity Solar LLC | JCP&L | Accepted | 2019-07-12 | 2019-07-16 | 2020-07-16 | Enphase Energy | IQ7-60-2-US | Inverters | 240 |  | 14 |  |  | 0.97 |  | Outdoor | Behind the PV Modules
Solar Registration Program | NJSRRE1541791193 | Somers Point | 8244 | 19 | 4.34 | Residential | Yes | Behind the Meter | Solar Energy World | AC Electric | Accepted | 2019-08-06 | 2019-08-09 | 2020-08-09 | LONGi Green Energy Technology | LR6-60PE-310M | Solar Panels |  | 0.31 | 14 | 211 | 36 |  | Fixed | Roof
Solar Registration Program | NJSRRE1541791193 | Somers Point | 8244 | 19 | 4.34 | Residential | Yes | Behind the Meter | Solar Energy World | AC Electric | Accepted | 2019-08-06 | 2019-08-09 | 2020-08-09 | Solar Edge | SE3800H-USRGM | Inverters | 3800 |  | 1 |  |  | 0.982 |  | Outside | near meter
Solar Registration Program | NJSRRE1541976830 | Sewell | 8080 | 15 | 4.34 | Residential | No | Behind the Meter | Orbit Energy & Power, LLC | AC Electric | Final As-Built Received | 2019-08-30 | 2019-09-04 | 2020-09-04 | trina | tsm | Solar Panels |  | 0.31 | 14 | 141 | 20 |  | Fixed | Roof
Solar Registration Program | NJSRRE1541976830 | Sewell | 8080 | 15 | 4.34 | Residential | No | Behind the Meter | Orbit Energy & Power, LLC | AC Electric | Final As-Built Received | 2019-08-30 | 2019-09-04 | 2020-09-04 | enphase | iq7 | Inverters | 240 |  | 14 |  |  | 0.986 |  | Outside | panel
Solar Registration Program | NJSRRE1541976830 | Sewell | 8080 | 15 | 4.34 | Residential | No | Behind the Meter | Orbit Energy & Power, LLC | AC Electric | Final As-Built Received | 2019-08-30 | 2019-09-04 | 2020-09-04 | enphase | envoy | Meters |  |  | 1 |  |  |  | Yes | Outdoor
Solar Registration Program | NJSRRE1542540412 | Waterford | 8089 | 14 | 4.34 | Residential | Yes | Behind the Meter | Orbit Energy & Power, LLC | AC Electric | Final As-Built Received | 2019-10-14 | 2019-10-16 | 2020-10-16 | trina | tsm 310 | Solar Panels |  | 0.31 | 14 | 108 | 20 |  | Fixed | Roof
Solar Registration Program | NJSRRE1542540412 | Waterford | 8089 | 14 | 4.34 | Residential | Yes | Behind the Meter | Orbit Energy & Power, LLC | AC Electric | Final As-Built Received | 2019-10-14 | 2019-10-16 | 2020-10-16 | enphase | iq7 | Inverters | 240 |  | 14 |  |  | 0.986 |  | Outside | panel
Solar Registration Program | NJSRRE1542540412 | Waterford | 8089 | 14 | 4.34 | Residential | Yes | Behind the Meter | Orbit Energy & Power, LLC | AC Electric | Final As-Built Received | 2019-10-14 | 2019-10-16 | 2020-10-16 | enphase | envoy | Meters |  |  | 1 |  |  |  | Yes | Outdoor
Solar Registration Program | NJSRRE1542684799 | Toms River | 8757 | 18 | 4.34 | Residential | Yes | Behind the Meter | Reliable Power and Solar | JCP&L | Accepted | 2019-10-28 | 2019-10-30 | 2020-10-30 | trina | tsmdd05 | Solar Panels |  | 0.31 | 14 | 196 | 16 |  | Fixed | Roof | roof
Solar Registration Program | NJSRRE1542684799 | Toms River | 8757 | 18 | 4.34 | Residential | Yes | Behind the Meter | Reliable Power and Solar | JCP&L | Accepted | 2019-10-28 | 2019-10-30 | 2020-10-30 | enphase | IQ7 | Inverters | 240 |  | 14 |  |  | 0.97 |  | Outdoor | roof
Solar Registration Program | NJSRRE1542712803 | Hillsborough TWP | 8844 | 5 | 4.34 | Residential | No | Behind the Meter | 1st Light Energy Inc | PSE&G | Accepted | 2019-10-29 | 2019-10-31 | 2020-10-31 | Longi | LR6-60HPB-310M | Solar Panels |  | 0.31 | 14 | 230 | 27 |  | Fixed | Roof
Solar Registration Program | NJSRRE1542712803 | Hillsborough TWP | 8844 | 5 | 4.34 | Residential | No | Behind the Meter | 1st Light Energy Inc | PSE&G | Accepted | 2019-10-29 | 2019-10-31 | 2020-10-31 | SMA | SB 3.8-1SP-US-41 (240V) | Inverters | 3800 |  | 1 |  |  | 0.97 |  | Outside | within 10 feet of meter
Solar Registration Program | NJSRRE1543040953 | IRVINGTON | 7111 | 9 | 4.34 | Residential | No | Behind the Meter | Solar Home NJ LLC | PSE&G | Accepted | 2019-11-21 | 2019-11-21 | 2020-11-21 | AXITEC | AC-310M/156-60S | Solar Panels |  | 0.31 | 14 | 0.21 | 25 |  | Fixed | Roof | OUTSIDE
Solar Registration Program | NJSRRE1543040953 | IRVINGTON | 7111 | 9 | 4.34 | Residential | No | Behind the Meter | Solar Home NJ LLC | PSE&G | Accepted | 2019-11-21 | 2019-11-21 | 2020-11-21 | APS | YC600 | Inverters | 548 |  | 7 |  |  | 0.97 |  | Outside | OUTSIDE
Solar Registration Program | NJSRRE1543046656 | Wenonah | 8090 | 15 | 4.34 | Residential | No | Behind the Meter | Orbit Energy & Power, LLC | AC Electric | Accepted | 2019-11-07 | 2019-11-12 | 2020-11-12 | axitec | axitec 310 | Solar Panels |  | 0.31 | 14 | 87 | 20 |  | Fixed | Roof
Solar Registration Program | NJSRRE1543046656 | Wenonah | 8090 | 15 | 4.34 | Residential | No | Behind the Meter | Orbit Energy & Power, LLC | AC Electric | Accepted | 2019-11-07 | 2019-11-12 | 2020-11-12 | enphase | iq7 | Inverters | 240 |  | 14 |  |  | 0.986 |  | Outside | panel
Solar Registration Program | NJSRRE1543417211 | Hillsborough | 8844 | 5 | 4.34 | Residential | No | Behind the Meter | Trinity Solar | PSE&G | Accepted | 2019-11-18 | 2019-11-20 | 2020-11-20 | LG 310 | LG310N1C-G4 | Solar Panels |  | 0.31 | 14 | 98 | 40 |  | Fixed | Roof
Solar Registration Program | NJSRRE1543417211 | Hillsborough | 8844 | 5 | 4.34 | Residential | No | Behind the Meter | Trinity Solar | PSE&G | Accepted | 2019-11-18 | 2019-11-20 | 2020-11-20 | Solar Edge | SE3800 | Inverters | 3800 |  | 1 |  |  | 0.97 |  | Outside | side of home
Solar Registration Program | NJSRRE1543421175 | Barnegat | 8005 | 18 | 4.34 | Residential | Yes | Behind the Meter | Reliable Power and Solar | AC Electric | Accepted | 2019-11-19 | 2019-11-21 | 2020-11-21 | Trina | Tsmdd05 | Solar Panels |  | 0.31 | 14 | 163 | 25 |  | Fixed | Roof | roof
Solar Registration Program | NJSRRE1543421175 | Barnegat | 8005 | 18 | 4.34 | Residential | Yes | Behind the Meter | Reliable Power and Solar | AC Electric | Accepted | 2019-11-19 | 2019-11-21 | 2020-11-21 | Enphase | IQ7 | Inverters | 240 |  | 14 |  |  | 0.97 |  | Outside | roof
Solar Registration Program | NJSRRE1543441671 | Barnegat | 8005 | 18 | 4.34 | Residential | Yes | Behind the Meter | Whitman Construction, LLC | AC Electric | Accepted | 2019-11-25 | 2019-11-27 | 2020-11-27 | Trina Solar | TSM-310DD05A | Solar Panels |  | 0.31 | 4 | 140 | 25 |  | Fixed | Roof
Solar Registration Program | NJSRRE1543441671 | Barnegat | 8005 | 18 | 4.34 | Residential | Yes | Behind the Meter | Whitman Construction, LLC | AC Electric | Accepted | 2019-11-25 | 2019-11-27 | 2020-11-27 | Trina Solar | TSM-310DD05A | Solar Panels |  | 0.31 | 4 | 140 | 25 |  | Fixed | Roof
Solar Registration Program | NJSRRE1543441671 | Barnegat | 8005 | 18 | 4.34 | Residential | Yes | Behind the Meter | Whitman Construction, LLC | AC Electric | Accepted | 2019-11-25 | 2019-11-27 | 2020-11-27 | Trina Solar | TSM-310DD05A | Solar Panels |  | 0.31 | 4 | 140 | 25 |  | Fixed | Roof
Solar Registration Program | NJSRRE1543441671 | Barnegat | 8005 | 18 | 4.34 | Residential | Yes | Behind the Meter | Whitman Construction, LLC | AC Electric | Accepted | 2019-11-25 | 2019-11-27 | 2020-11-27 | Trina Solar | TSM-310DD05A | Solar Panels |  | 0.31 | 4 | 140 | 25 |  | Fixed | Roof
Solar Registration Program | NJSRRE1543441671 | Barnegat | 8005 | 18 | 4.34 | Residential | Yes | Behind the Meter | Whitman Construction, LLC | AC Electric | Accepted | 2019-11-25 | 2019-11-27 | 2020-11-27 | Trina Solar | TSM-310DD05A | Solar Panels |  | 0.31 | 10 | 140 | 25 |  | Fixed | Roof
Solar Registration Program | NJSRRE1543441671 | Barnegat | 8005 | 18 | 4.34 | Residential | Yes | Behind the Meter | Whitman Construction, LLC | AC Electric | Accepted | 2019-11-25 | 2019-11-27 | 2020-11-27 | Trina Solar | TSM-310DD05A | Solar Panels |  | 0.31 | 10 | 140 | 25 |  | Fixed | Roof
Solar Registration Program | NJSRRE1543441671 | Barnegat | 8005 | 18 | 4.34 | Residential | Yes | Behind the Meter | Whitman Construction, LLC | AC Electric | Accepted | 2019-11-25 | 2019-11-27 | 2020-11-27 | Trina Solar | TSM-310DD05A | Solar Panels |  | 0.31 | 10 | 140 | 25 |  | Fixed | Roof
Solar Registration Program | NJSRRE1543441671 | Barnegat | 8005 | 18 | 4.34 | Residential | Yes | Behind the Meter | Whitman Construction, LLC | AC Electric | Accepted | 2019-11-25 | 2019-11-27 | 2020-11-27 | Trina Solar | TSM-310DD05A | Solar Panels |  | 0.31 | 10 | 140 | 25 |  | Fixed | Roof
Solar Registration Program | NJSRRE1543441671 | Barnegat | 8005 | 18 | 4.34 | Residential | Yes | Behind the Meter | Whitman Construction, LLC | AC Electric | Accepted | 2019-11-25 | 2019-11-27 | 2020-11-27 | Enphase Energy | IQ7-60-2-US | Inverters | 0.24 |  | 14 |  |  | 0.976 |  | Outside | roof
Solar Registration Program | NJSRRE1543441671 | Barnegat | 8005 | 18 | 4.34 | Residential | Yes | Behind the Meter | Whitman Construction, LLC | AC Electric | Accepted | 2019-11-25 | 2019-11-27 | 2020-11-27 | Enphase Energy | IQ7-60-2-US | Inverters | 0.24 |  | 14 |  |  | 0.976 |  | Outside | roof
Solar Registration Program | NJSRRE1543441671 | Barnegat | 8005 | 18 | 4.34 | Residential | Yes | Behind the Meter | Whitman Construction, LLC | AC Electric | Accepted | 2019-11-25 | 2019-11-27 | 2020-11-27 | Enphase Energy | IQ7-60-2-US | Inverters | 0.24 |  | 14 |  |  | 0.976 |  | Outside | roof
Solar Registration Program | NJSRRE1543441671 | Barnegat | 8005 | 18 | 4.34 | Residential | Yes | Behind the Meter | Whitman Construction, LLC | AC Electric | Accepted | 2019-11-25 | 2019-11-27 | 2020-11-27 | Enphase Energy | IQ7-60-2-US | Inverters | 0.24 |  | 14 |  |  | 0.976 |  | Outside | roof
Solar Registration Program | NJSRRE1543446454 | Brooklawn | 8030 | 14 | 4.34 | Residential | No | Behind the Meter | Whitman Construction, LLC | PSE&G | Accepted | 2019-11-26 | 2019-12-02 | 2020-12-02 | Trina Solar | TSM-310DD05A | Solar Panels |  | 0.31 | 14 | 121 | 40 |  | Fixed | Roof
Solar Registration Program | NJSRRE1543446454 | Brooklawn | 8030 | 14 | 4.34 | Residential | No | Behind the Meter | Whitman Construction, LLC | PSE&G | Accepted | 2019-11-26 | 2019-12-02 | 2020-12-02 | Trina Solar | TSM-310DD05A | Solar Panels |  | 0.31 | 14 | 121 | 40 |  | Fixed | Roof
Solar Registration Program | NJSRRE1543446454 | Brooklawn | 8030 | 14 | 4.34 | Residential | No | Behind the Meter | Whitman Construction, LLC | PSE&G | Accepted | 2019-11-26 | 2019-12-02 | 2020-12-02 | Trina Solar | TSM-310DD05A | Solar Panels |  | 0.31 | 14 | 121 | 40 |  | Fixed | Roof
Solar Registration Program | NJSRRE1543446454 | Brooklawn | 8030 | 14 | 4.34 | Residential | No | Behind the Meter | Whitman Construction, LLC | PSE&G | Accepted | 2019-11-26 | 2019-12-02 | 2020-12-02 | Trina Solar | TSM-310DD05A | Solar Panels |  | 0.31 | 14 | 121 | 40 |  | Fixed | Roof
Solar Registration Program | NJSRRE1543446454 | Brooklawn | 8030 | 14 | 4.34 | Residential | No | Behind the Meter | Whitman Construction, LLC | PSE&G | Accepted | 2019-11-26 | 2019-12-02 | 2020-12-02 | Enphase Energy | IQ7-60-2-US | Inverters | 0.24 |  | 14 |  |  | 0.976 |  | Outside | roof
Solar Registration Program | NJSRRE1543446454 | Brooklawn | 8030 | 14 | 4.34 | Residential | No | Behind the Meter | Whitman Construction, LLC | PSE&G | Accepted | 2019-11-26 | 2019-12-02 | 2020-12-02 | Enphase Energy | IQ7-60-2-US | Inverters | 0.24 |  | 14 |  |  | 0.976 |  | Outside | roof
Solar Registration Program | NJSRRE1543446454 | Brooklawn | 8030 | 14 | 4.34 | Residential | No | Behind the Meter | Whitman Construction, LLC | PSE&G | Accepted | 2019-11-26 | 2019-12-02 | 2020-12-02 | Enphase Energy | IQ7-60-2-US | Inverters | 0.24 |  | 14 |  |  | 0.976 |  | Outside | roof
Solar Registration Program | NJSRRE1543446454 | Brooklawn | 8030 | 14 | 4.34 | Residential | No | Behind the Meter | Whitman Construction, LLC | PSE&G | Accepted | 2019-11-26 | 2019-12-02 | 2020-12-02 | Enphase Energy | IQ7-60-2-US | Inverters | 0.24 |  | 14 |  |  | 0.976 |  | Outside | roof
Solar Registration Program | NJSRRE1540212607 | Union Twp | 7083 | 10 | 4.35 | Residential | Yes | Behind the Meter | Sunrun Installation Services, Inc. | PSE&G | Accepted | 2019-01-07 | 2019-01-10 | 2020-01-10 | REC Solar | REC290TP2 BLK | Solar Panels |  | 0.29 | 3 | 126 | 30 |  | Fixed | Roof
Solar Registration Program | NJSRRE1540212607 | Union Twp | 7083 | 10 | 4.35 | Residential | Yes | Behind the Meter | Sunrun Installation Services, Inc. | PSE&G | Accepted | 2019-01-07 | 2019-01-10 | 2020-01-10 | REC Solar | REC290TP2 BLK | Solar Panels |  | 0.29 | 12 | 126 | 40 |  | Fixed | Roof
Solar Registration Program | NJSRRE1540212607 | Union Twp | 7083 | 10 | 4.35 | Residential | Yes | Behind the Meter | Sunrun Installation Services, Inc. | PSE&G | Accepted | 2019-01-07 | 2019-01-10 | 2020-01-10 | SolarEdge Technologies | SE3800H-USRGM | Inverters | 3800 |  | 1 |  |  | 0.96 |  | Outdoor | Next To Meter
Solar Registration Program | NJSRRE1540212664 | Toms River | 8757 | 18 | 4.35 | Residential | Yes | Behind the Meter | Sunrun Installation Services, Inc. | JCP&L | Accepted | 2019-01-07 | 2019-01-10 | 2020-01-10 | REC Solar | REC290TP2 BLK | Solar Panels |  | 0.29 | 7 | 76 | 22 |  | Fixed | Roof
Solar Registration Program | NJSRRE1540212664 | Toms River | 8757 | 18 | 4.35 | Residential | Yes | Behind the Meter | Sunrun Installation Services, Inc. | JCP&L | Accepted | 2019-01-07 | 2019-01-10 | 2020-01-10 | REC Solar | REC290TP2 BLK | Solar Panels |  | 0.29 | 8 | 167 | 22 |  | Fixed | Roof
Solar Registration Program | NJSRRE1540212664 | Toms River | 8757 | 18 | 4.35 | Residential | Yes | Behind the Meter | Sunrun Installation Services, Inc. | JCP&L | Accepted | 2019-01-07 | 2019-01-10 | 2020-01-10 | SMA America | SB3.8-1SP-US-40 | Inverters | 3800 |  | 1 |  |  | 0.96 |  | Outdoor | Next To Meter
Solar Registration Program | NJSRRE1540239432 | Avenel | 7001 | 11 | 4.35 | Residential | Yes | Behind the Meter | Pro Custom Solar dba Momentum Solar | PSE&G | Accepted | 2019-01-14 | 2019-01-28 | 2020-01-28 | RECOM | RCM-290-6MB | Solar Panels |  | 0.29 | 12 | 122 | 30 |  | Fixed | Roof
Solar Registration Program | NJSRRE1540239432 | Avenel | 7001 | 11 | 4.35 | Residential | Yes | Behind the Meter | Pro Custom Solar dba Momentum Solar | PSE&G | Accepted | 2019-01-14 | 2019-01-28 | 2020-01-28 | RECOM | RCM-290-6MB | Solar Panels |  | 0.29 | 3 | 302 | 10 |  | Fixed | Roof
Solar Registration Program | NJSRRE1540239432 | Avenel | 7001 | 11 | 4.35 | Residential | Yes | Behind the Meter | Pro Custom Solar dba Momentum Solar | PSE&G | Accepted | 2019-01-14 | 2019-01-28 | 2020-01-28 | ENPHASE | IQ7-60-2-US | Inverters | 250 |  | 15 |  |  | 0.97 |  | Outdoor | ROOF
Solar Registration Program | NJSRRE1540254509 | Franklin Twp Som | 8873 | 5 | 4.35 | Residential | Yes | Behind the Meter | Sunrun Installation Services, Inc. | PSE&G | Accepted | 2019-01-17 | 2019-01-21 | 2020-01-21 | REC Solar | REC290TP2 BLK | Solar Panels |  | 0.29 | 4 | 218 | 38 |  | Fixed | Roof
Solar Registration Program | NJSRRE1540254509 | Franklin Twp Som | 8873 | 5 | 4.35 | Residential | Yes | Behind the Meter | Sunrun Installation Services, Inc. | PSE&G | Accepted | 2019-01-17 | 2019-01-21 | 2020-01-21 | REC Solar | REC290TP2 BLK | Solar Panels |  | 0.29 | 10 | 128 | 27 |  | Fixed | Roof
Solar Registration Program | NJSRRE1540254509 | Franklin Twp Som | 8873 | 5 | 4.35 | Residential | Yes | Behind the Meter | Sunrun Installation Services, Inc. | PSE&G | Accepted | 2019-01-17 | 2019-01-21 | 2020-01-21 | REC Solar | REC290TP2 BLK | Solar Panels |  | 0.29 | 1 | 308 | 27 |  | Fixed | Roof
Solar Registration Program | NJSRRE1540254509 | Franklin Twp Som | 8873 | 5 | 4.35 | Residential | Yes | Behind the Meter | Sunrun Installation Services, Inc. | PSE&G | Accepted | 2019-01-17 | 2019-01-21 | 2020-01-21 | SolarEdge Technologies | SE3800H-USRGM | Inverters | 3800 |  | 1 |  |  | 0.96 |  | Outdoor | Next To Meter
Solar Registration Program | NJSRRE1540387919 | Jersey City | 7305 | 8 | 4.35 | Residential | No | Behind the Meter | Sunrun Installation Services, Inc. | PSE&G | Accepted | 2019-02-22 | 2019-02-26 | 2020-02-26 | REC Solar | REC290TP2 BLK | Solar Panels |  | 0.29 | 15 | 131 | 24 |  | Fixed | Roof
Solar Registration Program | NJSRRE1540387919 | Jersey City | 7305 | 8 | 4.35 | Residential | No | Behind the Meter | Sunrun Installation Services, Inc. | PSE&G | Accepted | 2019-02-22 | 2019-02-26 | 2020-02-26 | SMA America | SB3.8-1SP-US-40 | Inverters | 3800 |  | 1 |  |  | 0.96 |  | Outdoor | Next To Meter
Solar Registration Program | NJSRRE1540388304 | Fair Lawn Boro | 7410 | 7 | 4.35 | Residential | Yes | Behind the Meter | Sunrun Installation Services, Inc. | PSE&G | Accepted | 2019-02-22 | 2019-02-26 | 2020-02-26 | REC Solar | REC290TP2 BLK | Solar Panels |  | 0.29 | 15 | 159 | 34 |  | Fixed | Roof
Solar Registration Program | NJSRRE1540388304 | Fair Lawn Boro | 7410 | 7 | 4.35 | Residential | Yes | Behind the Meter | Sunrun Installation Services, Inc. | PSE&G | Accepted | 2019-02-22 | 2019-02-26 | 2020-02-26 | SMA America | SB3.8-1SP-US-40 | Inverters | 3800 |  | 1 |  |  | 0.96 |  | Outdoor | Next To Meter
Solar Registration Program | NJSRRE1540397099 | New Milford Boro | 7646 | 7 | 4.35 | Residential | Yes | Behind the Meter | Sunrun Installation Services, Inc. | PSE&G | Accepted | 2019-02-26 | 2019-02-28 | 2020-02-28 | REC Solar | REC290TP2 BLK | Solar Panels |  | 0.29 | 4 | 149 | 27 |  | Fixed | Roof
Solar Registration Program | NJSRRE1540397099 | New Milford Boro | 7646 | 7 | 4.35 | Residential | Yes | Behind the Meter | Sunrun Installation Services, Inc. | PSE&G | Accepted | 2019-02-26 | 2019-02-28 | 2020-02-28 | REC Solar | REC290TP2 BLK | Solar Panels |  | 0.29 | 11 | 151 | 45 |  | Fixed | Roof
Solar Registration Program | NJSRRE1540397099 | New Milford Boro | 7646 | 7 | 4.35 | Residential | Yes | Behind the Meter | Sunrun Installation Services, Inc. | PSE&G | Accepted | 2019-02-26 | 2019-02-28 | 2020-02-28 | SolarEdge Technologies | SE3800H-USRGM | Inverters | 3800 |  | 1 |  |  | 0.96 |  | Outdoor | Next To Meter
Solar Registration Program | NJSRRE1540397123 | Ridgefield Park Village | 7660 | 7 | 4.35 | Residential | Yes | Behind the Meter | Sunrun Installation Services, Inc. | PSE&G | Accepted | 2019-02-26 | 2019-02-28 | 2020-02-28 | REC Solar | REC290TP2 BLK | Solar Panels |  | 0.29 | 7 | 101 | 45 |  | Fixed | Roof
Solar Registration Program | NJSRRE1540397123 | Ridgefield Park Village | 7660 | 7 | 4.35 | Residential | Yes | Behind the Meter | Sunrun Installation Services, Inc. | PSE&G | Accepted | 2019-02-26 | 2019-02-28 | 2020-02-28 | REC Solar | REC290TP2 BLK | Solar Panels |  | 0.29 | 8 | 190 | 45 |  | Fixed | Roof
Solar Registration Program | NJSRRE1540397123 | Ridgefield Park Village | 7660 | 7 | 4.35 | Residential | Yes | Behind the Meter | Sunrun Installation Services, Inc. | PSE&G | Accepted | 2019-02-26 | 2019-02-28 | 2020-02-28 | SMA America | SB3.8-1SP-US-40 | Inverters | 3800 |  | 1 |  |  | 0.96 |  | Outdoor | Next To Meter
Solar Registration Program | NJSRRE1540859165 | Cliffwood Beach | 7735 | 17 | 4.35 | Residential | Yes | Behind the Meter | Sunrun Installation Services, Inc. | JCP&L | Accepted | 2019-04-17 | 2019-04-18 | 2020-04-18 | REC Solar | REC290TP2 BLK | Solar Panels |  | 0.29 | 15 | 166 | 23 |  | Fixed | Roof
Solar Registration Program | NJSRRE1540859165 | Cliffwood Beach | 7735 | 17 | 4.35 | Residential | Yes | Behind the Meter | Sunrun Installation Services, Inc. | JCP&L | Accepted | 2019-04-17 | 2019-04-18 | 2020-04-18 | SMA America | SB3.8-1SP-US-40 | Inverters | 3800 |  | 1 |  |  | 0.96 |  | Outdoor | Next To Meter
Solar Registration Program | NJSRRE1540870695 | New Providence | 7974 | 10 | 4.35 | Residential | No | Behind the Meter | Sunrun Installation Services, Inc. | JCP&L | Accepted | 2019-04-22 | 2019-04-23 | 2020-04-23 | REC Solar | REC290TP2 BLK | Solar Panels |  | 0.29 | 4 | 352 | 23 |  | Fixed | Roof
Solar Registration Program | NJSRRE1540870695 | New Providence | 7974 | 10 | 4.35 | Residential | No | Behind the Meter | Sunrun Installation Services, Inc. | JCP&L | Accepted | 2019-04-22 | 2019-04-23 | 2020-04-23 | REC Solar | REC290TP2 BLK | Solar Panels |  | 0.29 | 11 | 172 | 23 |  | Fixed | Roof
Solar Registration Program | NJSRRE1540870695 | New Providence | 7974 | 10 | 4.35 | Residential | No | Behind the Meter | Sunrun Installation Services, Inc. | JCP&L | Accepted | 2019-04-22 | 2019-04-23 | 2020-04-23 | SolarEdge Technologies | SE3800H-USRGM | Inverters | 3800 |  | 1 |  |  | 0.96 |  | Outdoor | Next To Meter
Solar Registration Program | NJSRRE1540908668 | Bellmawr | 8031 | 14 | 4.35 | Residential | Yes | Behind the Meter | Vivint Solar Developer, LLC | PSE&G | Accepted | 2019-04-30 | 2019-05-02 | 2020-05-02 | Trina Solar | TSM-290DD05A(II) | Solar Panels |  | 0.29 | 15 | 25 | 16 |  | Fixed | Roof
Solar Registration Program | NJSRRE1540908668 | Bellmawr | 8031 | 14 | 4.35 | Residential | Yes | Behind the Meter | Vivint Solar Developer, LLC | PSE&G | Accepted | 2019-04-30 | 2019-05-02 | 2020-05-02 | Enphase Energy | S230-60-LL-2-US | Inverters | 220 |  | 15 |  |  | 0.972 |  | Other | Underneath each module.
Solar Registration Program | NJSRRE1541609500 | Collingswood Boro | 8108 | 14 | 4.35 | Residential | Yes | Behind the Meter | Sunrun Installation Services, Inc. | PSE&G | Accepted | 2019-07-03 | 2019-07-09 | 2020-07-09 | REC Solar | REC290TP2 BLK | Solar Panels |  | 0.29 | 9 | 109 | 9 |  | Fixed | Roof
Solar Registration Program | NJSRRE1541609500 | Collingswood Boro | 8108 | 14 | 4.35 | Residential | Yes | Behind the Meter | Sunrun Installation Services, Inc. | PSE&G | Accepted | 2019-07-03 | 2019-07-09 | 2020-07-09 | REC Solar | REC290TP2 BLK | Solar Panels |  | 0.29 | 6 | 290 | 9 |  | Fixed | Roof
Solar Registration Program | NJSRRE1541609500 | Collingswood Boro | 8108 | 14 | 4.35 | Residential | Yes | Behind the Meter | Sunrun Installation Services, Inc. | PSE&G | Accepted | 2019-07-03 | 2019-07-09 | 2020-07-09 | Ningbo Ginlong Technologies | Solis-1P3.6K-4G-US | Inverters | 3600 |  | 1 |  |  | 0.96 |  | Outdoor | Next To Meter
Solar Registration Program | NJSRRE1541620682 | Newark | 7105 | 9 | 4.35 | Residential | Yes | Behind the Meter | Pro Custom Solar dba Momentum Solar | PSE&G | Accepted | 2019-07-08 | 2019-07-10 | 2020-07-10 | TRINA SOLAR | TSM-290M-DD05A.05 | Solar Panels |  | 0.29 | 15 | 144 | 27 |  | Fixed | Roof
Solar Registration Program | NJSRRE1541620682 | Newark | 7105 | 9 | 4.35 | Residential | Yes | Behind the Meter | Pro Custom Solar dba Momentum Solar | PSE&G | Accepted | 2019-07-08 | 2019-07-10 | 2020-07-10 | ENPHASE | IQ6-60-2-US | Inverters | 240 |  | 15 |  |  | 0.97 |  | Outdoor | Roof
Solar Registration Program | NJSRRE1541727657 | Hopatcong | 7843 | 1 | 4.35 | Residential | Yes | Behind the Meter | Sunrun Installation Services, Inc. | JCP&L | Accepted | 2019-08-01 | 2019-08-06 | 2020-08-06 | REC Solar | REC290TP2 BLK | Solar Panels |  | 0.29 | 15 | 216 | 23 |  | Fixed | Roof
Solar Registration Program | NJSRRE1541727657 | Hopatcong | 7843 | 1 | 4.35 | Residential | Yes | Behind the Meter | Sunrun Installation Services, Inc. | JCP&L | Accepted | 2019-08-01 | 2019-08-06 | 2020-08-06 | Ningbo Ginlong Technologies | Solis-1P3.6K-4G-US | Inverters | 3600 |  | 1 |  |  | 0.96 |  | Outdoor | Next To Meter
Solar Registration Program | NJSRRE1541814649 | Plainsboro Twp | 8536 | 11 | 4.35 | Residential | No | Behind the Meter | Sunrun Installation Services, Inc. | PSE&G | Accepted | 2019-08-11 | 2019-08-23 | 2020-08-23 | REC Solar | REC290TP2 BLK | Solar Panels |  | 0.29 | 4 | 202 | 40 |  | Fixed | Roof
Solar Registration Program | NJSRRE1541814649 | Plainsboro Twp | 8536 | 11 | 4.35 | Residential | No | Behind the Meter | Sunrun Installation Services, Inc. | PSE&G | Accepted | 2019-08-11 | 2019-08-23 | 2020-08-23 | REC Solar | REC290TP2 BLK | Solar Panels |  | 0.29 | 11 | 202 | 18 |  | Fixed | Roof
Solar Registration Program | NJSRRE1541814649 | Plainsboro Twp | 8536 | 11 | 4.35 | Residential | No | Behind the Meter | Sunrun Installation Services, Inc. | PSE&G | Accepted | 2019-08-11 | 2019-08-23 | 2020-08-23 | SolarEdge Technologies | SE3800H-USRGM | Inverters | 3800 |  | 1 |  |  | 0.96 |  | Outdoor | Next To Meter
Solar Registration Program | NJSRRE1541835397 | Gloucester Twp | 8083 | 14 | 4.35 | Residential | Yes | Behind the Meter | Sunrun Installation Services, Inc. | PSE&G | Accepted | 2019-08-14 | 2019-08-23 | 2020-08-23 | REC Solar | REC290TP2 BLK | Solar Panels |  | 0.29 | 15 | 307 | 23 |  | Fixed | Roof
Solar Registration Program | NJSRRE1541835397 | Gloucester Twp | 8083 | 14 | 4.35 | Residential | Yes | Behind the Meter | Sunrun Installation Services, Inc. | PSE&G | Accepted | 2019-08-14 | 2019-08-23 | 2020-08-23 | Ningbo Ginlong Technologies | Solis-1P3.6K-4G-US | Inverters | 3600 |  | 1 |  |  | 0.96 |  | Outdoor | Next To Meter
Solar Registration Program | NJSRRE1541845132 | Hamilton Twp Mer | 8610 | 12 | 4.35 | Residential | No | Behind the Meter | Sunrun Installation Services, Inc. | PSE&G | Accepted | 2019-08-15 | 2019-08-23 | 2020-08-23 | REC Solar | REC290TP2 BLK | Solar Panels |  | 0.29 | 12 | 209 | 45 |  | Fixed | Roof
Solar Registration Program | NJSRRE1541845132 | Hamilton Twp Mer | 8610 | 12 | 4.35 | Residential | No | Behind the Meter | Sunrun Installation Services, Inc. | PSE&G | Accepted | 2019-08-15 | 2019-08-23 | 2020-08-23 | REC Solar | REC290TP2 BLK | Solar Panels |  | 0.29 | 3 | 118 | 45 |  | Fixed | Roof
Solar Registration Program | NJSRRE1541845132 | Hamilton Twp Mer | 8610 | 12 | 4.35 | Residential | No | Behind the Meter | Sunrun Installation Services, Inc. | PSE&G | Accepted | 2019-08-15 | 2019-08-23 | 2020-08-23 | SolarEdge Technologies | SE3800H-USRGM | Inverters | 3800 |  | 1 |  |  | 0.96 |  | Outdoor | Next To Meter
Solar Registration Program | NJSRRE1541895125 | Bay Head | 8742 | 18 | 4.35 | Residential | No | Behind the Meter | Sunrun Installation Services, Inc. | JCP&L | Accepted | 2019-08-28 | 2019-09-03 | 2020-09-03 | REC Solar | REC290TP2 BLK | Solar Panels |  | 0.29 | 12 | 284 | 9 |  | Fixed | Roof
Solar Registration Program | NJSRRE1541895125 | Bay Head | 8742 | 18 | 4.35 | Residential | No | Behind the Meter | Sunrun Installation Services, Inc. | JCP&L | Accepted | 2019-08-28 | 2019-09-03 | 2020-09-03 | REC Solar | REC290TP2 BLK | Solar Panels |  | 0.29 | 3 | 284 | 45 |  | Fixed | Roof
Solar Registration Program | NJSRRE1541895125 | Bay Head | 8742 | 18 | 4.35 | Residential | No | Behind the Meter | Sunrun Installation Services, Inc. | JCP&L | Accepted | 2019-08-28 | 2019-09-03 | 2020-09-03 | SolarEdge Technologies | SE3800H-USRGM | Inverters | 3800 |  | 1 |  |  | 0.96 |  | Outdoor | Next To Meter
Solar Registration Program | NJSRRE1542108125 | Union Twp Uni | 7083 | 10 | 4.35 | Residential | No | Behind the Meter | Sunrun Installation Services, Inc. | PSE&G | Accepted | 2019-09-03 | 2019-09-05 | 2020-09-05 | REC Solar | REC290TP2 BLK | Solar Panels |  | 0.29 | 15 | 269 | 13 |  | Fixed | Roof
Solar Registration Program | NJSRRE1542108125 | Union Twp Uni | 7083 | 10 | 4.35 | Residential | No | Behind the Meter | Sunrun Installation Services, Inc. | PSE&G | Accepted | 2019-09-03 | 2019-09-05 | 2020-09-05 | SolarEdge Technologies | SE3800H-USRGM | Inverters | 3800 |  | 1 |  |  | 0.96 |  | Outdoor | Next To Meter
Solar Registration Program | NJSRRE1542390577 | Paterson | 7522 | 6 | 4.35 | Residential | Yes | Behind the Meter | Sunrun Installation Services, Inc. | PSE&G | Accepted | 2019-09-11 | 2019-09-13 | 2020-09-13 | REC Solar | REC290TP2 BLK | Solar Panels |  | 0.29 | 15 | 138 | 23 |  | Fixed | Roof
Solar Registration Program | NJSRRE1542390577 | Paterson | 7522 | 6 | 4.35 | Residential | Yes | Behind the Meter | Sunrun Installation Services, Inc. | PSE&G | Accepted | 2019-09-11 | 2019-09-13 | 2020-09-13 | Ningbo Ginlong Technologies | Solis-1P3.6K-4G-US | Inverters | 3600 |  | 1 |  |  | 0.96 |  | Outdoor | Next To Meter
Solar Registration Program | NJSRRE1542397186 | Prospect Park | 7508 | 6 | 4.35 | Residential | No | Behind the Meter | Sunrun Installation Services, Inc. | PSE&G | Accepted | 2019-09-13 | 2019-09-17 | 2020-09-17 | REC Solar | REC290TP2 BLK | Solar Panels |  | 0.29 | 15 | 226 | 27 |  | Fixed | Roof
Solar Registration Program | NJSRRE1542397186 | Prospect Park | 7508 | 6 | 4.35 | Residential | No | Behind the Meter | Sunrun Installation Services, Inc. | PSE&G | Accepted | 2019-09-13 | 2019-09-17 | 2020-09-17 | Ningbo Ginlong Technologies | Solis-1P3.6K-4G-US | Inverters | 3600 |  | 1 |  |  | 0.96 |  | Outdoor | Next To Meter
Solar Registration Program | NJSRRE1542521460 | North Bergen | 7047 | 8 | 4.35 | Residential | Yes | Behind the Meter | Sunrun Installation Services, Inc. | PSE&G | Accepted | 2019-10-09 | 2019-10-11 | 2020-10-11 | REC Solar | REC290TP2 BLK | Solar Panels |  | 0.29 | 8 | 116 | 43 |  | Fixed | Roof
Solar Registration Program | NJSRRE1542521460 | North Bergen | 7047 | 8 | 4.35 | Residential | Yes | Behind the Meter | Sunrun Installation Services, Inc. | PSE&G | Accepted | 2019-10-09 | 2019-10-11 | 2020-10-11 | REC Solar | REC290TP2 BLK | Solar Panels |  | 0.29 | 7 | 206 | 40 |  | Fixed | Roof
Solar Registration Program | NJSRRE1542521460 | North Bergen | 7047 | 8 | 4.35 | Residential | Yes | Behind the Meter | Sunrun Installation Services, Inc. | PSE&G | Accepted | 2019-10-09 | 2019-10-11 | 2020-10-11 | Delta Electronics | M4-TL-US | Inverters | 3840 |  | 1 |  |  | 0.96 |  | Outside | outdoor
Solar Registration Program | NJSRRE1542548467 | PATERSON CITY | 7514 | 6 | 4.35 | Residential | No | Behind the Meter | Sunrun Installation Services, Inc. | PSE&G | Accepted | 2019-10-16 | 2019-10-18 | 2020-10-18 | REC Solar | REC290TP2 BLK | Solar Panels |  | 0.29 | 15 | 187 | 37 |  | Fixed | Roof
Solar Registration Program | NJSRRE1542548467 | PATERSON CITY | 7514 | 6 | 4.35 | Residential | No | Behind the Meter | Sunrun Installation Services, Inc. | PSE&G | Accepted | 2019-10-16 | 2019-10-18 | 2020-10-18 | Delta Electronics | M4-TL-US | Inverters | 3840 |  | 1 |  |  | 0.96 |  | Outdoor | Next To Meter
Solar Registration Program | NJSRRE1542575748 | Cherry Hill | 8002 | 14 | 4.35 | Residential | No | Behind the Meter | Sunrun Installation Services, Inc. | PSE&G | Accepted | 2019-10-22 | 2019-10-24 | 2020-10-24 | REC Solar | REC290TP2 BLK | Solar Panels |  | 0.29 | 15 | 190 | 18 |  | Fixed | Roof
Solar Registration Program | NJSRRE1542575748 | Cherry Hill | 8002 | 14 | 4.35 | Residential | No | Behind the Meter | Sunrun Installation Services, Inc. | PSE&G | Accepted | 2019-10-22 | 2019-10-24 | 2020-10-24 | Delta Electronics | M4-TL-US | Inverters | 3840 |  | 1 |  |  | 0.96 |  | Outdoor | Next To Meter
Solar Registration Program | NJSRRE1542685470 | Fair Lawn | 7410 | 7 | 4.35 | Residential | Yes | Behind the Meter | Sunrun Installation Services, Inc. | PSE&G | Accepted | 2019-10-28 | 2019-10-31 | 2020-10-31 | REC Solar | REC290TP2 BLK | Solar Panels |  | 0.29 | 15 | 69 | 23 |  | Fixed | Roof
Solar Registration Program | NJSRRE1542685470 | Fair Lawn | 7410 | 7 | 4.35 | Residential | Yes | Behind the Meter | Sunrun Installation Services, Inc. | PSE&G | Accepted | 2019-10-28 | 2019-10-31 | 2020-10-31 | Delta Electronics | M4-TL-US | Inverters | 3840 |  | 1 |  |  | 0.96 |  | Outdoor | Next To Meter
Solar Registration Program | NJSRRE1543041595 | Carteret | 7008 | 11 | 4.35 | Residential | Yes | Behind the Meter | Sunrun Installation Services, Inc. | PSE&G | Accepted | 2019-11-06 | 2019-11-11 | 2020-11-11 | REC Solar | REC290TP2 BLK | Solar Panels |  | 0.29 | 5 | 276 | 34 |  | Fixed | Roof
Solar Registration Program | NJSRRE1543041595 | Carteret | 7008 | 11 | 4.35 | Residential | Yes | Behind the Meter | Sunrun Installation Services, Inc. | PSE&G | Accepted | 2019-11-06 | 2019-11-11 | 2020-11-11 | REC Solar | REC290TP2 BLK | Solar Panels |  | 0.29 | 10 | 96 | 34 |  | Fixed | Roof
Solar Registration Program | NJSRRE1543041595 | Carteret | 7008 | 11 | 4.35 | Residential | Yes | Behind the Meter | Sunrun Installation Services, Inc. | PSE&G | Accepted | 2019-11-06 | 2019-11-11 | 2020-11-11 | Delta Electronics | M4-TL-US | Inverters | 3840 |  | 1 |  |  | 0.96 |  | Outdoor | Next To Meter
Solar Registration Program | NJSRRE1543066063 | North Haledon | 7508 | 6 | 4.35 | Residential | No | Behind the Meter | Sunrun Installation Services, Inc. | PSE&G | Accepted | 2019-11-11 | 2019-11-13 | 2020-11-13 | REC Solar | REC290TP2 BLK | Solar Panels |  | 0.29 | 15 | 193 | 27 |  | Fixed | Roof
Solar Registration Program | NJSRRE1543066063 | North Haledon | 7508 | 6 | 4.35 | Residential | No | Behind the Meter | Sunrun Installation Services, Inc. | PSE&G | Accepted | 2019-11-11 | 2019-11-13 | 2020-11-13 | Delta Electronics | M4-TL-US | Inverters | 3840 |  | 1 |  |  | 0.96 |  | Outdoor | Next To Meter
Solar Registration Program | NJSRRE1543182863 | Jersey City | 7305 | 8 | 4.35 | Residential | Yes | Behind the Meter | Sunrun Installation Services, Inc. | PSE&G | Accepted | 2019-11-13 | 2019-11-18 | 2020-11-18 | REC Solar | REC290TP2 BLK | Solar Panels |  | 0.29 | 15 | 325 | 23 |  | Fixed | Roof
Solar Registration Program | NJSRRE1543182863 | Jersey City | 7305 | 8 | 4.35 | Residential | Yes | Behind the Meter | Sunrun Installation Services, Inc. | PSE&G | Accepted | 2019-11-13 | 2019-11-18 | 2020-11-18 | Delta Electronics | M4-TL-US | Inverters | 3840 |  | 1 |  |  | 0.96 |  | Outdoor | Next To Meter
Solar Registration Program | NJSRRE1543426176 | Newton | 7860 | 1 | 4.35 | Residential | Yes | Behind the Meter | Sunrun Installation Services, Inc. | JCP&L | Accepted | 2019-11-20 | 2019-11-27 | 2020-11-27 | REC Solar | REC290TP2 BLK | Solar Panels |  | 0.29 | 15 | 276 | 18 |  | Fixed | Roof
Solar Registration Program | NJSRRE1543426176 | Newton | 7860 | 1 | 4.35 | Residential | Yes | Behind the Meter | Sunrun Installation Services, Inc. | JCP&L | Accepted | 2019-11-20 | 2019-11-27 | 2020-11-27 | Delta Electronics | M4-TL-US | Inverters | 3840 |  | 1 |  |  | 0.96 |  | Outdoor | Next To Meter
Solar Registration Program | NJSRRE1543426194 | Irvington Town | 7111 | 9 | 4.35 | Residential | No | Behind the Meter | Sunrun Installation Services, Inc. | PSE&G | Accepted | 2019-11-20 | 2019-11-25 | 2020-11-25 | REC Solar | REC290TP2 BLK | Solar Panels |  | 0.29 | 15 | 100 | 27 |  | Fixed | Roof
Solar Registration Program | NJSRRE1543426194 | Irvington Town | 7111 | 9 | 4.35 | Residential | No | Behind the Meter | Sunrun Installation Services, Inc. | PSE&G | Accepted | 2019-11-20 | 2019-11-25 | 2020-11-25 | Delta Electronics | M4-TL-US | Inverters | 3840 |  | 1 |  |  | 0.96 |  | Outdoor | Next To Meter
Solar Registration Program | NJSRRE1543552446 | Clifton | 7013 | 6 | 4.35 | Residential | Yes | Behind the Meter | Sunrun Installation Services, Inc. | PSE&G | Accepted | 2019-12-16 | 2019-12-19 | 2020-12-19 | REC Solar | REC290TP2 BLK | Solar Panels |  | 0.29 | 3 | 42 | 14 |  | Fixed | Roof
Solar Registration Program | NJSRRE1543552446 | Clifton | 7013 | 6 | 4.35 | Residential | Yes | Behind the Meter | Sunrun Installation Services, Inc. | PSE&G | Accepted | 2019-12-16 | 2019-12-19 | 2020-12-19 | REC Solar | REC290TP2 BLK | Solar Panels |  | 0.29 | 12 | 223 | 14 |  | Fixed | Roof
Solar Registration Program | NJSRRE1543552446 | Clifton | 7013 | 6 | 4.35 | Residential | Yes | Behind the Meter | Sunrun Installation Services, Inc. | PSE&G | Accepted | 2019-12-16 | 2019-12-19 | 2020-12-19 | Enphase Energy | IQ7-60-x-US (240V) | Inverters | 240 |  | 15 |  |  | 0.96 |  | Outdoor | Rooftop
Solar Registration Program | NJSRRE1543820174 | Barnegat Township | 8005 | 18 | 4.35 | Residential | Yes | Behind the Meter | Sunrun Installation Services, Inc. | AC Electric | Accepted | 2019-12-26 | 2019-12-31 | 2020-12-31 | REC Solar | REC290TP2 BLK | Solar Panels |  | 0.29 | 15 | 198 | 18 |  | Fixed | Roof
Solar Registration Program | NJSRRE1543820174 | Barnegat Township | 8005 | 18 | 4.35 | Residential | Yes | Behind the Meter | Sunrun Installation Services, Inc. | AC Electric | Accepted | 2019-12-26 | 2019-12-31 | 2020-12-31 | Delta Electronics | M4-TL-US | Inverters | 3840 |  | 1 |  |  | 0.96 |  | Outdoor | Next To Meter
Solar Registration Program | NJSRRE1541580214 | Perth Amboy | 8861 | 11 | 4.36 | Residential | Yes | Behind the Meter | Pro Custom Solar dba Momentum Solar | PSE&G | Accepted | 2019-07-03 | 2019-07-08 | 2020-07-08 | LG | LG 335N1C-A5 | Solar Panels |  | 0.335 | 13 | 107 | 10 |  | Fixed | Roof
Solar Registration Program | NJSRRE1541580214 | Perth Amboy | 8861 | 11 | 4.36 | Residential | Yes | Behind the Meter | Pro Custom Solar dba Momentum Solar | PSE&G | Accepted | 2019-07-03 | 2019-07-08 | 2020-07-08 | ENPHASE | IQ7PLUS-72-2-US | Inverters | 295 |  | 13 |  |  | 0.97 |  | Outdoor | ROOF
Solar Registration Program | NJSRRE1541609120 | Bergenfield | 7621 | 7 | 4.36 | Residential | Yes | Behind the Meter | Pro Custom Solar dba Momentum Solar | PSE&G | Accepted | 2019-07-03 | 2019-07-11 | 2020-07-11 | LG | LG 335N1C-A5 | Solar Panels |  | 0.335 | 13 | 184 | 46 |  | Fixed | Roof
Solar Registration Program | NJSRRE1541609120 | Bergenfield | 7621 | 7 | 4.36 | Residential | Yes | Behind the Meter | Pro Custom Solar dba Momentum Solar | PSE&G | Accepted | 2019-07-03 | 2019-07-11 | 2020-07-11 | ENPHASE | IQ7-60-2-US | Inverters | 250 |  | 13 |  |  | 0.97 |  | Outdoor | ROOF
Solar Registration Program | NJSRRE1541698962 | IRVINGTON | 7111 | 9 | 4.36 | Residential | Yes | Behind the Meter | Pro Custom Solar dba Momentum Solar | PSE&G | Accepted | 2019-07-24 | 2019-07-26 | 2020-07-26 | LG ELECTRONICS | LG 335N1C-A5 | Solar Panels |  | 0.335 | 13 | 214 | 9 |  | Fixed | Roof
Solar Registration Program | NJSRRE1541698962 | IRVINGTON | 7111 | 9 | 4.36 | Residential | Yes | Behind the Meter | Pro Custom Solar dba Momentum Solar | PSE&G | Accepted | 2019-07-24 | 2019-07-26 | 2020-07-26 | ENPHASE ENERGY | IQ7-60-2-US | Inverters | 250 |  | 13 |  |  | 0.97 |  | Outdoor | Roof
Solar Registration Program | NJSRRE1541873574 | PATERSON | 7504 | 6 | 4.36 | Residential | Yes | Behind the Meter | Pro Custom Solar dba Momentum Solar | PSE&G | Accepted | 2019-08-22 | 2019-08-26 | 2020-08-26 | LG ELECTRONICS | LG 335N1C-V5 | Solar Panels |  | 0.335 | 13 | 278 | 2 |  | Fixed | Roof
Solar Registration Program | NJSRRE1541873574 | PATERSON | 7504 | 6 | 4.36 | Residential | Yes | Behind the Meter | Pro Custom Solar dba Momentum Solar | PSE&G | Accepted | 2019-08-22 | 2019-08-26 | 2020-08-26 | Enphase Energy | IQ7-60-2-US | Inverters | 250 |  | 13 |  |  | 0.97 |  | Outdoor | Roof
Solar Registration Program | NJSRRE1542393344 | Rahway | 7065 | 10 | 4.36 | Residential | Yes | Behind the Meter | Pro Custom Solar dba Momentum Solar | PSE&G | Accepted | 2019-09-12 | 2019-09-16 | 2020-09-16 | LG ELECTRONICS | LG 335N1C-V5 | Solar Panels |  | 0.335 | 9 | 118 | 40 |  | Fixed | Roof
Solar Registration Program | NJSRRE1542393344 | Rahway | 7065 | 10 | 4.36 | Residential | Yes | Behind the Meter | Pro Custom Solar dba Momentum Solar | PSE&G | Accepted | 2019-09-12 | 2019-09-16 | 2020-09-16 | LG ELECTRONICS | LG 335N1C-V5 | Solar Panels |  | 0.335 | 4 | 298 | 40 |  | Fixed | Roof
Solar Registration Program | NJSRRE1542393344 | Rahway | 7065 | 10 | 4.36 | Residential | Yes | Behind the Meter | Pro Custom Solar dba Momentum Solar | PSE&G | Accepted | 2019-09-12 | 2019-09-16 | 2020-09-16 | Enphase Energy | IQ7-60-2-US | Inverters | 250 |  | 13 |  |  | 0.97 |  | Outdoor | Roof
Solar Registration Program | NJSRRE1542409425 | Mays Landing | 8330 | 19 | 4.36 | Residential | Yes | Behind the Meter | Pro Custom Solar dba Momentum Solar | AC Electric | Accepted | 2019-09-16 | 2019-09-18 | 2020-09-18 | LG ELECTRONICS | LG 335N1C-V5 | Solar Panels |  | 0.335 | 13 | 172 | 27 |  | Fixed | Roof
Solar Registration Program | NJSRRE1542409425 | Mays Landing | 8330 | 19 | 4.36 | Residential | Yes | Behind the Meter | Pro Custom Solar dba Momentum Solar | AC Electric | Accepted | 2019-09-16 | 2019-09-18 | 2020-09-18 | Enphase Energy | IQ7-60-2-US | Inverters | 250 |  | 13 |  |  | 0.97 |  | Outdoor | Roof
Solar Registration Program | NJSRRE1542423048 | Warren | 7059 | 5 | 4.36 | Residential | Yes | Behind the Meter | Pro Custom Solar dba Momentum Solar | JCP&L | Accepted | 2019-09-19 | 2019-09-24 | 2020-09-24 | LG ELECTRONICS | LG 335N1C-A5 | Solar Panels |  | 0.335 | 9 | 213 | 36 |  | Fixed | Roof
Solar Registration Program | NJSRRE1542423048 | Warren | 7059 | 5 | 4.36 | Residential | Yes | Behind the Meter | Pro Custom Solar dba Momentum Solar | JCP&L | Accepted | 2019-09-19 | 2019-09-24 | 2020-09-24 | LG ELECTRONICS | LG 335N1C-A5 | Solar Panels |  | 0.335 | 4 | 213 | 37 |  | Fixed | Roof
Solar Registration Program | NJSRRE1542423048 | Warren | 7059 | 5 | 4.36 | Residential | Yes | Behind the Meter | Pro Custom Solar dba Momentum Solar | JCP&L | Accepted | 2019-09-19 | 2019-09-24 | 2020-09-24 | Enphase Energy | IQ7Plus-72-2-US | Inverters | 250 |  | 13 |  |  | 0.97 |  | Outdoor | Roof
Solar Registration Program | NJSRRE1542507904 | Irvington | 7111 | 9 | 4.36 | Residential | Yes | Behind the Meter | Pro Custom Solar dba Momentum Solar | PSE&G | Accepted | 2019-10-04 | 2019-10-09 | 2020-10-09 | LG ELECTRONICS | LG 335N1C-V5 | Solar Panels |  | 0.335 | 13 | 227 | 29 |  | Fixed | Roof
Solar Registration Program | NJSRRE1542507904 | Irvington | 7111 | 9 | 4.36 | Residential | Yes | Behind the Meter | Pro Custom Solar dba Momentum Solar | PSE&G | Accepted | 2019-10-04 | 2019-10-09 | 2020-10-09 | Enphase Energy | IQ7-60-2-US | Inverters | 250 |  | 13 |  |  | 0.97 |  | Outdoor | Roof
Solar Registration Program | NJSRRE1542515002 | Trenton | 8619 | 12 | 4.36 | Residential | Yes | Behind the Meter | Pro Custom Solar dba Momentum Solar | PSE&G | Accepted | 2019-10-08 | 2019-10-10 | 2020-10-10 | LG ELECTRONICS | LG 335N1C-V5 | Solar Panels |  | 0.335 | 10 | 250 | 0.97 |  | Fixed | Roof
Solar Registration Program | NJSRRE1542515002 | Trenton | 8619 | 12 | 4.36 | Residential | Yes | Behind the Meter | Pro Custom Solar dba Momentum Solar | PSE&G | Accepted | 2019-10-08 | 2019-10-10 | 2020-10-10 | LG ELECTRONICS | LG 335N1C-V5 | Solar Panels |  | 0.335 | 3 | 175 | 17 |  | Fixed | Roof
Solar Registration Program | NJSRRE1542515002 | Trenton | 8619 | 12 | 4.36 | Residential | Yes | Behind the Meter | Pro Custom Solar dba Momentum Solar | PSE&G | Accepted | 2019-10-08 | 2019-10-10 | 2020-10-10 | Enpphase Energy | IQ7-60-2-US | Inverters | 250 |  | 13 |  |  | 0.97 |  | Outdoor | Roof
Solar Registration Program | NJSRRE1542581396 | Asbury Park | 7712 | 17 | 4.36 | Residential | No | Behind the Meter | Green Sun Energy Services, LLC | JCP&L | Accepted | 2019-10-24 | 2019-10-28 | 2020-10-28 | LG | 335N1K-V5 | Solar Panels |  | 0.335 | 13 | 194 | 43 |  | Fixed | Roof
Solar Registration Program | NJSRRE1542581396 | Asbury Park | 7712 | 17 | 4.36 | Residential | No | Behind the Meter | Green Sun Energy Services, LLC | JCP&L | Accepted | 2019-10-24 | 2019-10-28 | 2020-10-28 | SolarEdge | SE3800H-US | Inverters | 3800 |  | 1 |  |  | 0.99 |  | Indoor | Indoors (Next To Service Panel In Basement)
Solar Registration Program | NJSRRE1542581396 | Asbury Park | 7712 | 17 | 4.36 | Residential | No | Behind the Meter | Green Sun Energy Services, LLC | JCP&L | Accepted | 2019-10-24 | 2019-10-28 | 2020-10-28 | SolarEdge | SE3800H-US | Meters | 3800 |  | 1 |  |  |  | Yes
Solar Registration Program | NJSRRE1542911790 | BAYONNE | 7002 | 8 | 4.36 | Residential | No | Behind the Meter | Infinity Solar Systems | PSE&G | Accepted | 2019-11-05 | 2019-11-06 | 2020-11-06 | LG | LG335-N1K-V5 | Solar Panels |  | 0.335 | 7 | 124 | 15 |  | Fixed | Roof
Solar Registration Program | NJSRRE1542911790 | BAYONNE | 7002 | 8 | 4.36 | Residential | No | Behind the Meter | Infinity Solar Systems | PSE&G | Accepted | 2019-11-05 | 2019-11-06 | 2020-11-06 | LG | LG335-N1K-V5 | Solar Panels |  | 0.335 | 6 | 214 | 20 |  | Fixed | Roof
Solar Registration Program | NJSRRE1542911790 | BAYONNE | 7002 | 8 | 4.36 | Residential | No | Behind the Meter | Infinity Solar Systems | PSE&G | Accepted | 2019-11-05 | 2019-11-06 | 2020-11-06 | ENPHASE | IQ7-60-X-US | Inverters | 240 |  | 13 |  |  | 0.97 |  | Other | MICROINVERTERS
Solar Registration Program | NJSRRE1540216516 | North Bergen | 7047 | 8 | 4.41 | Residential | Yes | Behind the Meter | Trinity Solar | PSE&G | Accepted | 2019-01-08 | 2019-01-11 | 2020-01-11 | HANWHA | Q.PEAK DUO BLK-G5 315 | Solar Panels |  | 0.315 | 5 | 118 | 30 |  | Fixed | Roof
Solar Registration Program | NJSRRE1540216516 | North Bergen | 7047 | 8 | 4.41 | Residential | Yes | Behind the Meter | Trinity Solar | PSE&G | Accepted | 2019-01-08 | 2019-01-11 | 2020-01-11 | HANWHA | Q.PEAK DUO BLK-G5 315 | Solar Panels |  | 0.315 | 9 | 208 | 30 |  | Fixed | Roof
Solar Registration Program | NJSRRE1540216516 | North Bergen | 7047 | 8 | 4.41 | Residential | Yes | Behind the Meter | Trinity Solar | PSE&G | Accepted | 2019-01-08 | 2019-01-11 | 2020-01-11 | Solar Edge | SE3800 | Inverters | 3800 |  | 1 |  |  | 0.97 |  | Outside | Side of home
Solar Registration Program | NJSRRE1540216710 | South Amboy | 8879 | 11 | 4.41 | Residential | Yes | Behind the Meter | Vivint Solar Developer, LLC | JCP&L | Accepted | 2019-01-08 | 2019-01-11 | 2020-01-11 | Hanwha Solar | Q.Peak BLK-G5 315 | Solar Panels |  | 0.315 | 14 | 194 | 24 |  | Fixed | Roof
Solar Registration Program | NJSRRE1540216710 | South Amboy | 8879 | 11 | 4.41 | Residential | Yes | Behind the Meter | Vivint Solar Developer, LLC | JCP&L | Accepted | 2019-01-08 | 2019-01-11 | 2020-01-11 | Solar Edge | SE3800H-US | Inverters | 3800 |  | 1 |  |  | 0.992 |  | Outdoor | Near the Utility Meter.
Solar Registration Program | NJSRRE1540270562 | North Arlington | 7031 | 7 | 4.41 | Residential | Yes | Behind the Meter | Suntuity Solar LLC | PSE&G | Accepted | 2019-01-23 | 2019-01-25 | 2020-01-25 | Hanwha Solar | Q-Cells 315 Mono | Solar Panels |  | 0.315 | 6 | 213 | 29 |  | Fixed | Roof
Solar Registration Program | NJSRRE1540270562 | North Arlington | 7031 | 7 | 4.41 | Residential | Yes | Behind the Meter | Suntuity Solar LLC | PSE&G | Accepted | 2019-01-23 | 2019-01-25 | 2020-01-25 | Hanwha Solar | Q-Cells 315 Mono | Solar Panels |  | 0.315 | 3 | 303 | 21 |  | Fixed | Roof
Solar Registration Program | NJSRRE1540270562 | North Arlington | 7031 | 7 | 4.41 | Residential | Yes | Behind the Meter | Suntuity Solar LLC | PSE&G | Accepted | 2019-01-23 | 2019-01-25 | 2020-01-25 | Hanwha Solar | Q-Cells 315 Mono | Solar Panels |  | 0.315 | 5 | 123 | 21 |  | Fixed | Roof
Solar Registration Program | NJSRRE1540270562 | North Arlington | 7031 | 7 | 4.41 | Residential | Yes | Behind the Meter | Suntuity Solar LLC | PSE&G | Accepted | 2019-01-23 | 2019-01-25 | 2020-01-25 | SolarEdge | SE3800H-US | Inverters | 3800 |  | 1 |  |  | 0.99 |  | Outdoor | Besides the meter
Solar Registration Program | NJSRRE1540285667 | South Amboy | 8879 | 11 | 4.41 | Residential | Yes | Behind the Meter | Vivint Solar Developer, LLC | JCP&L | Accepted | 2019-01-25 | 2019-01-29 | 2020-01-29 | Hanwha Solar | Q.PEAK DUO BLK-G5 315w | Solar Panels |  | 0.315 | 9 | 122 | 42 |  | Fixed | Roof
Solar Registration Program | NJSRRE1540285667 | South Amboy | 8879 | 11 | 4.41 | Residential | Yes | Behind the Meter | Vivint Solar Developer, LLC | JCP&L | Accepted | 2019-01-25 | 2019-01-29 | 2020-01-29 | Hanwha Solar | Q.PEAK DUO BLK-G5 315w | Solar Panels |  | 0.315 | 5 | 302 | 42 |  | Fixed | Roof
Solar Registration Program | NJSRRE1540285667 | South Amboy | 8879 | 11 | 4.41 | Residential | Yes | Behind the Meter | Vivint Solar Developer, LLC | JCP&L | Accepted | 2019-01-25 | 2019-01-29 | 2020-01-29 | Solar Edge | SE3800H-US000NNC2 | Inverters | 3800 |  | 1 |  |  | 0.992 |  | Outdoor | Near the Utility Meter
Solar Registration Program | NJSRRE1540287206 | BELLMAWR | 8031 | 14 | 4.41 | Residential | Yes | Behind the Meter | Vivint Solar Developer, LLC | PSE&G | Accepted | 2019-01-28 | 2019-01-29 | 2020-01-29 | Hanwha Solar | Q.PEAK DUO BLK-G5 315 | Solar Panels |  | 0.315 | 8 | 160 | 40 |  | Fixed | Roof
Solar Registration Program | NJSRRE1540287206 | BELLMAWR | 8031 | 14 | 4.41 | Residential | Yes | Behind the Meter | Vivint Solar Developer, LLC | PSE&G | Accepted | 2019-01-28 | 2019-01-29 | 2020-01-29 | Hanwha Solar | Q.PEAK DUO BLK-G5 315 | Solar Panels |  | 0.315 | 6 | 160 | 45 |  | Fixed | Roof
Solar Registration Program | NJSRRE1540287206 | BELLMAWR | 8031 | 14 | 4.41 | Residential | Yes | Behind the Meter | Vivint Solar Developer, LLC | PSE&G | Accepted | 2019-01-28 | 2019-01-29 | 2020-01-29 | Solar Edge | SE3800H-US | Inverters | 3800 |  | 1 |  |  | 0.992 |  | Outdoor | Near the Utility Meter
Solar Registration Program | NJSRRE1540292355 | Camden | 8105 | 14 | 4.41 | Residential | Yes | Behind the Meter | Vivint Solar Developer, LLC | PSE&G | Accepted | 2019-01-29 | 2019-01-30 | 2020-01-30 | Hanwha Solar | Q.Peak BLK-G5 315 | Solar Panels |  | 0.315 | 14 | 173 | 3 |  | Fixed | Roof
Solar Registration Program | NJSRRE1540292355 | Camden | 8105 | 14 | 4.41 | Residential | Yes | Behind the Meter | Vivint Solar Developer, LLC | PSE&G | Accepted | 2019-01-29 | 2019-01-30 | 2020-01-30 | Solar Edge | SE3800H-US | Inverters | 3800 |  | 1 |  |  | 0.992 |  | Outdoor | Near the Utility Meter.
Solar Registration Program | NJSRRE1540298067 | Hammonton | 8037 | 19 | 4.41 | Residential | Yes | Behind the Meter | Trinity Solar | AC Electric | Accepted | 2019-01-30 | 2019-01-31 | 2020-01-31 | Hanwha 315 | Q.PEAK DUO BLK-G5 315 | Solar Panels |  | 0.315 | 14 | 222 | 18 |  | Fixed | Roof
Solar Registration Program | NJSRRE1540298067 | Hammonton | 8037 | 19 | 4.41 | Residential | Yes | Behind the Meter | Trinity Solar | AC Electric | Accepted | 2019-01-30 | 2019-01-31 | 2020-01-31 | Solar Edge | SE3800H-US000NNC2 | Inverters | 3800 |  | 1 |  |  | 0.97 |  | Outside | Side of home
Solar Registration Program | NJSRRE1540338008 | Jersey City | 7305 | 8 | 4.41 | Residential | Yes | Behind the Meter | Vivint Solar Developer, LLC | PSE&G | Accepted | 2019-02-08 | 2019-02-08 | 2020-02-08 | Hanwha Solar | Q.Peak BLK-G5 315 | Solar Panels |  | 0.315 | 14 | 236 | 2 |  | Fixed | Roof
Solar Registration Program | NJSRRE1540338008 | Jersey City | 7305 | 8 | 4.41 | Residential | Yes | Behind the Meter | Vivint Solar Developer, LLC | PSE&G | Accepted | 2019-02-08 | 2019-02-08 | 2020-02-08 | Solar Edge | SE3800H-US | Inverters | 3800 |  | 1 |  |  | 0.992 |  | Outdoor | Near the Utility Meter.
Solar Registration Program | NJSRRE1540365083 | Metuchen | 8840 | 11 | 4.41 | Residential | Yes | Behind the Meter | Vivint Solar Developer, LLC | PSE&G | Accepted | 2019-02-19 | 2019-02-20 | 2020-02-20 | Hanwha Solar | Q.PEAK DUO BLK-G5 315 | Solar Panels |  | 0.315 | 7 | 265 | 24 |  | Fixed | Roof
Solar Registration Program | NJSRRE1540365083 | Metuchen | 8840 | 11 | 4.41 | Residential | Yes | Behind the Meter | Vivint Solar Developer, LLC | PSE&G | Accepted | 2019-02-19 | 2019-02-20 | 2020-02-20 | Hanwha Solar | Q.PEAK DUO BLK-G5 315 | Solar Panels |  | 0.315 | 7 | 85 | 36 |  | Fixed | Roof
Solar Registration Program | NJSRRE1540365083 | Metuchen | 8840 | 11 | 4.41 | Residential | Yes | Behind the Meter | Vivint Solar Developer, LLC | PSE&G | Accepted | 2019-02-19 | 2019-02-20 | 2020-02-20 | Solar Edge | SE3800H-US | Inverters | 3800 |  | 1 |  |  | 0.992 |  | Outdoor | Near the Utility Meter
Solar Registration Program | NJSRRE1540384457 | Nutley | 7110 | 9 | 4.41 | Residential | Yes | Behind the Meter | Vivint Solar Developer, LLC | PSE&G | Accepted | 2019-02-25 | 2019-02-25 | 2020-02-25 | Hanwha Solar | Q.PEAK BLK-G5 315 | Solar Panels |  | 0.315 | 9 | 202 | 20 |  | Fixed | Roof
Solar Registration Program | NJSRRE1540384457 | Nutley | 7110 | 9 | 4.41 | Residential | Yes | Behind the Meter | Vivint Solar Developer, LLC | PSE&G | Accepted | 2019-02-25 | 2019-02-25 | 2020-02-25 | Hanwha Solar | Q.PEAK BLK-G5 315 | Solar Panels |  | 0.315 | 5 | 22 | 20 |  | Fixed | Roof
Solar Registration Program | NJSRRE1540384457 | Nutley | 7110 | 9 | 4.41 | Residential | Yes | Behind the Meter | Vivint Solar Developer, LLC | PSE&G | Accepted | 2019-02-25 | 2019-02-25 | 2020-02-25 | Solar Edge | SE3800H-US | Inverters | 3800 |  | 1 |  |  | 0.992 |  | Outdoor | Near the Utility Meter
Solar Registration Program | NJSRRE1540401448 | Linden | 7036 | 10 | 4.41 | Residential | Yes | Behind the Meter | Pro Custom Solar dba Momentum Solar | PSE&G | Accepted | 2019-02-27 | 2019-02-28 | 2020-02-28 | HANWHA | Q.PEAK DUO BLK-G5 315 | Solar Panels |  | 0.315 | 8 | 218 | 23 |  | Fixed | Roof
Solar Registration Program | NJSRRE1540401448 | Linden | 7036 | 10 | 4.41 | Residential | Yes | Behind the Meter | Pro Custom Solar dba Momentum Solar | PSE&G | Accepted | 2019-02-27 | 2019-02-28 | 2020-02-28 | HANWHA | Q.PEAK DUO BLK-G5 315 | Solar Panels |  | 0.315 | 3 | 128 | 23 |  | Fixed | Roof
Solar Registration Program | NJSRRE1540401448 | Linden | 7036 | 10 | 4.41 | Residential | Yes | Behind the Meter | Pro Custom Solar dba Momentum Solar | PSE&G | Accepted | 2019-02-27 | 2019-02-28 | 2020-02-28 | HANWHA | Q.PEAK DUO BLK-G5 315 | Solar Panels |  | 0.315 | 3 | 38 | 23 |  | Fixed | Roof
Solar Registration Program | NJSRRE1540401448 | Linden | 7036 | 10 | 4.41 | Residential | Yes | Behind the Meter | Pro Custom Solar dba Momentum Solar | PSE&G | Accepted | 2019-02-27 | 2019-02-28 | 2020-02-28 | ENPHASE | IQ6-60-2-US | Inverters | 240 |  | 14 |  |  | 0.97 |  | Outdoor | ROOF
Solar Registration Program | NJSRRE1540413299 | Dayton | 8810 | 11 | 4.41 | Residential | Yes | Behind the Meter | Vivint Solar Developer, LLC | PSE&G | Accepted | 2019-03-04 | 2019-03-05 | 2020-03-05 | Hanwha Solar | Q.Peak BLK-G5 315 | Solar Panels |  | 0.315 | 8 | 145 | 23 |  | Fixed | Roof
Solar Registration Program | NJSRRE1540413299 | Dayton | 8810 | 11 | 4.41 | Residential | Yes | Behind the Meter | Vivint Solar Developer, LLC | PSE&G | Accepted | 2019-03-04 | 2019-03-05 | 2020-03-05 | Hanwha Solar | Q.Peak BLK-G5 315 | Solar Panels |  | 0.315 | 6 | 145 | 23 |  | Fixed | Roof
Solar Registration Program | NJSRRE1540413299 | Dayton | 8810 | 11 | 4.41 | Residential | Yes | Behind the Meter | Vivint Solar Developer, LLC | PSE&G | Accepted | 2019-03-04 | 2019-03-05 | 2020-03-05 | Solar Edge | SE3800H-US | Inverters | 3800 |  | 1 |  |  | 0.992 |  | Outdoor | Near the Utility Meter.
Solar Registration Program | NJSRRE1540418487 | Ventnor City | 8406 | 19 | 4.41 | Residential | Yes | Behind the Meter | Trinity Solar | AC Electric | Accepted | 2019-03-04 | 2019-03-05 | 2020-03-05 | HANWHA | Q.PEAK DUO BLK-G5 315 | Solar Panels |  | 0.315 | 8 | 239 | 18 |  | Fixed | Roof
Solar Registration Program | NJSRRE1540418487 | Ventnor City | 8406 | 19 | 4.41 | Residential | Yes | Behind the Meter | Trinity Solar | AC Electric | Accepted | 2019-03-04 | 2019-03-05 | 2020-03-05 | HANWHA | Q.PEAK DUO BLK-G5 315 | Solar Panels |  | 0.315 | 6 | 149 | 21 |  | Fixed | Roof
Solar Registration Program | NJSRRE1540418487 | Ventnor City | 8406 | 19 | 4.41 | Residential | Yes | Behind the Meter | Trinity Solar | AC Electric | Accepted | 2019-03-04 | 2019-03-05 | 2020-03-05 | Solar Edge | SE3800H-US000NNC2 | Inverters | 3800 |  | 1 |  |  | 0.97 |  | Outdoor | side of home
Solar Registration Program | NJSRRE1540500375 | Piscataway | 8854 | 11 | 4.41 | Residential | Yes | Behind the Meter | Vivint Solar Developer, LLC | PSE&G | Accepted | 2019-03-19 | 2019-03-25 | 2020-03-25 | Hanwha Solar | Q.Peak BLK-G5 315 | Solar Panels |  | 0.315 | 5 | 152 | 11 |  | Fixed | Roof
Solar Registration Program | NJSRRE1540500375 | Piscataway | 8854 | 11 | 4.41 | Residential | Yes | Behind the Meter | Vivint Solar Developer, LLC | PSE&G | Accepted | 2019-03-19 | 2019-03-25 | 2020-03-25 | Hanwha Solar | Q.Peak BLK-G5 315 | Solar Panels |  | 0.315 | 5 | 332 | 11 |  | Fixed | Roof
Solar Registration Program | NJSRRE1540500375 | Piscataway | 8854 | 11 | 4.41 | Residential | Yes | Behind the Meter | Vivint Solar Developer, LLC | PSE&G | Accepted | 2019-03-19 | 2019-03-25 | 2020-03-25 | Hanwha Solar | Q.Peak BLK-G5 315 | Solar Panels |  | 0.315 | 2 | 62 | 32 |  | Fixed | Roof
Solar Registration Program | NJSRRE1540500375 | Piscataway | 8854 | 11 | 4.41 | Residential | Yes | Behind the Meter | Vivint Solar Developer, LLC | PSE&G | Accepted | 2019-03-19 | 2019-03-25 | 2020-03-25 | Hanwha Solar | Q.Peak BLK-G5 315 | Solar Panels |  | 0.315 | 2 | 242 | 32 |  | Fixed | Roof
Solar Registration Program | NJSRRE1540500375 | Piscataway | 8854 | 11 | 4.41 | Residential | Yes | Behind the Meter | Vivint Solar Developer, LLC | PSE&G | Accepted | 2019-03-19 | 2019-03-25 | 2020-03-25 | Solar Edge | SE3800H-US | Inverters | 3800 |  | 1 |  |  | 0.992 |  | Outdoor | Near the Utility Meter.
Solar Registration Program | NJSRRE1540502159 | Keyport | 7735 | 17 | 4.41 | Residential | Yes | Behind the Meter | Vivint Solar Developer, LLC | JCP&L | Accepted | 2019-03-20 | 2019-03-21 | 2020-03-21 | Hanwha Solar | Q.PEAK DUO BLK-G5 315 | Solar Panels |  | 0.315 | 5 | 327 | 37 |  | Fixed | Roof
Solar Registration Program | NJSRRE1540502159 | Keyport | 7735 | 17 | 4.41 | Residential | Yes | Behind the Meter | Vivint Solar Developer, LLC | JCP&L | Accepted | 2019-03-20 | 2019-03-21 | 2020-03-21 | Hanwha Solar | Q.PEAK DUO BLK-G5 315 | Solar Panels |  | 0.315 | 9 | 147 | 37 |  | Fixed | Roof
Solar Registration Program | NJSRRE1540502159 | Keyport | 7735 | 17 | 4.41 | Residential | Yes | Behind the Meter | Vivint Solar Developer, LLC | JCP&L | Accepted | 2019-03-20 | 2019-03-21 | 2020-03-21 | Solar Edge | SE3800H-US | Inverters | 3800 |  | 1 |  |  | 0.992 |  | Outdoor | Near the Utility Meter
Solar Registration Program | NJSRRE1540510790 | PORT MONMOUTH | 7758 | 17 | 4.41 | Residential | Yes | Behind the Meter | Vivint Solar Developer, LLC | JCP&L | Accepted | 2019-03-21 | 2019-03-22 | 2020-03-22 | Hanwha Solar | Q.PEAK DUO BLK-G5 315 | Solar Panels |  | 0.315 | 6 | 220 | 23 |  | Fixed | Roof
Solar Registration Program | NJSRRE1540510790 | PORT MONMOUTH | 7758 | 17 | 4.41 | Residential | Yes | Behind the Meter | Vivint Solar Developer, LLC | JCP&L | Accepted | 2019-03-21 | 2019-03-22 | 2020-03-22 | Hanwha Solar | Q.PEAK DUO BLK-G5 315 | Solar Panels |  | 0.315 | 8 | 40 | 23 |  | Fixed | Roof
Solar Registration Program | NJSRRE1540510790 | PORT MONMOUTH | 7758 | 17 | 4.41 | Residential | Yes | Behind the Meter | Vivint Solar Developer, LLC | JCP&L | Accepted | 2019-03-21 | 2019-03-22 | 2020-03-22 | Solar Edge | SE3800H-US | Inverters | 3800 |  | 1 |  |  | 0.992 |  | Outdoor | Near the Utility Meter
Solar Registration Program | NJSRRE1540848939 | Belleville | 7109 | 9 | 4.41 | Residential | Yes | Behind the Meter | Trinity Solar | PSE&G | Accepted | 2019-04-12 | 2019-04-15 | 2020-04-15 | Hanwha | Q.PEAK DUO BLK-G5 315 | Solar Panels |  | 0.315 | 14 | 199 | 40 |  | Fixed | Roof
Solar Registration Program | NJSRRE1540848939 | Belleville | 7109 | 9 | 4.41 | Residential | Yes | Behind the Meter | Trinity Solar | PSE&G | Accepted | 2019-04-12 | 2019-04-15 | 2020-04-15 | Solar Edge | SE3800 | Inverters | 3800 |  | 1 |  |  | 0.97 |  | Outside | side of home
Solar Registration Program | NJSRRE1540873577 | Cape May Court House | 8210 | 21 | 4.41 | Residential | Yes | Behind the Meter | Suntuity Solar LLC | AC Electric | Accepted | 2019-04-23 | 2019-04-24 | 2020-04-24 | Hanwha Solar | Q-Cells 315 Mono | Solar Panels |  | 0.315 | 14 | 216 | 18 |  | Fixed | Roof
Solar Registration Program | NJSRRE1540873577 | Cape May Court House | 8210 | 21 | 4.41 | Residential | Yes | Behind the Meter | Suntuity Solar LLC | AC Electric | Accepted | 2019-04-23 | 2019-04-24 | 2020-04-24 | Enphase Energy | IQ7-60-2-US | Inverters | 240 |  | 14 |  |  | 0.97 |  | Outdoor | Behind the PV Modules
Solar Registration Program | NJSRRE1540892554 | Millville | 8332 | 20 | 4.41 | Residential | Yes | Behind the Meter | Trinity Solar | AC Electric | Accepted | 2019-04-24 | 2019-04-26 | 2020-04-26 | Hanwha | Q.PEAK DUO BLK-G5 315 | Solar Panels |  | 0.315 | 14 | 162 | 23 |  | Fixed | Roof
Solar Registration Program | NJSRRE1540892554 | Millville | 8332 | 20 | 4.41 | Residential | Yes | Behind the Meter | Trinity Solar | AC Electric | Accepted | 2019-04-24 | 2019-04-26 | 2020-04-26 | Solar Edge | SE3800 | Inverters | 3800 |  | 1 |  |  | 0.97 |  | Outside | side of home
Solar Registration Program | NJSRRE1540957606 | Pennsauken | 8110 | 14 | 4.41 | Residential | Yes | Behind the Meter | Trinity Solar | PSE&G | Accepted | 2019-05-03 | 2019-05-08 | 2020-05-08 | HANWHA | Q.PEAK DUO BLK-G5 315 | Solar Panels |  | 0.315 | 3 | 231 | 21 |  | Fixed | Roof
Solar Registration Program | NJSRRE1540957606 | Pennsauken | 8110 | 14 | 4.41 | Residential | Yes | Behind the Meter | Trinity Solar | PSE&G | Accepted | 2019-05-03 | 2019-05-08 | 2020-05-08 | HANWHA | Q.PEAK DUO BLK-G5 315 | Solar Panels |  | 0.315 | 11 | 141 | 21 |  | Fixed | Roof
Solar Registration Program | NJSRRE1540957606 | Pennsauken | 8110 | 14 | 4.41 | Residential | Yes | Behind the Meter | Trinity Solar | PSE&G | Accepted | 2019-05-03 | 2019-05-08 | 2020-05-08 | Solar Edge | SE3800 | Inverters | 3800 |  | 1 |  |  | 0.97 |  | Outside | Side of home
Solar Registration Program | NJSRRE1541064390 | Nutley | 7110 | 9 | 4.41 | Residential | Yes | Behind the Meter | Vivint Solar Developer, LLC | PSE&G | Accepted | 2019-05-31 | 2019-06-05 | 2020-06-05 | HANWHA SOLAR | Q.PEAK BLK-G5 315 | Solar Panels |  | 0.315 | 12 | 127 | 22 |  | Fixed | Roof
Solar Registration Program | NJSRRE1541064390 | Nutley | 7110 | 9 | 4.41 | Residential | Yes | Behind the Meter | Vivint Solar Developer, LLC | PSE&G | Accepted | 2019-05-31 | 2019-06-05 | 2020-06-05 | HANWHA SOLAR | Q.PEAK BLK-G5 315 | Solar Panels |  | 0.315 | 2 | 172 | 23 |  | Fixed | Roof
Solar Registration Program | NJSRRE1541064390 | Nutley | 7110 | 9 | 4.41 | Residential | Yes | Behind the Meter | Vivint Solar Developer, LLC | PSE&G | Accepted | 2019-05-31 | 2019-06-05 | 2020-06-05 | SOLAR EDGE | SE3800H-US | Inverters | 3800 |  | 1 |  |  | 0.992 |  | Outdoor | Near the Utility meter
Solar Registration Program | NJSRRE1541128441 | Cranbury | 8512 | 11 | 4.41 | Residential | Yes | Behind the Meter | Vivint Solar Developer, LLC | PSE&G | Accepted | 2019-06-10 | 2019-06-13 | 2020-06-13 | Hanwha Solar | Q.PEAK BLK-G5 315 | Solar Panels |  | 0.315 | 14 | 253 | 29 |  | Fixed | Roof
Solar Registration Program | NJSRRE1541128441 | Cranbury | 8512 | 11 | 4.41 | Residential | Yes | Behind the Meter | Vivint Solar Developer, LLC | PSE&G | Accepted | 2019-06-10 | 2019-06-13 | 2020-06-13 | Solar Edge | SE3800H-US | Inverters | 3800 |  | 1 |  |  | 0.992 |  | Outdoor | Near the Utility Meter
Solar Registration Program | NJSRRE1541128575 | Paramus Boro | 7652 | 7 | 4.41 | Residential | No | Behind the Meter | Tesla Energy Operations Inc | PSE&G | Accepted | 2019-06-10 | 2019-06-13 | 2020-06-13 | Hanwha Q-Cells | Q.Peak DUO BLK-G5/SC315 | Solar Panels |  | 0.315 | 8 | 109 | 18 |  | Fixed | Roof
Solar Registration Program | NJSRRE1541128575 | Paramus Boro | 7652 | 7 | 4.41 | Residential | No | Behind the Meter | Tesla Energy Operations Inc | PSE&G | Accepted | 2019-06-10 | 2019-06-13 | 2020-06-13 | Hanwha Q-Cells | Q.Peak DUO BLK-G5/SC315 | Solar Panels |  | 0.315 | 6 | 199 | 18 |  | Fixed | Roof
Solar Registration Program | NJSRRE1541128575 | Paramus Boro | 7652 | 7 | 4.41 | Residential | No | Behind the Meter | Tesla Energy Operations Inc | PSE&G | Accepted | 2019-06-10 | 2019-06-13 | 2020-06-13 | SOLAREDGE | SE3800H-US000SNC2 | Inverters | 3800 |  | 1 |  |  | 0.99 |  | Indoor | Inside Garage
Solar Registration Program | NJSRRE1541676099 | Teaneck | 7666 | 7 | 4.41 | Residential | Yes | Behind the Meter | Trinity Solar | PSE&G | Accepted | 2019-07-17 | 2019-07-18 | 2020-07-18 | Hanwha 315 | Q.PEAK DUO BLK-G5 315 | Solar Panels |  | 0.315 | 12 | 206 | 34 |  | Fixed | Roof
Solar Registration Program | NJSRRE1541676099 | Teaneck | 7666 | 7 | 4.41 | Residential | Yes | Behind the Meter | Trinity Solar | PSE&G | Accepted | 2019-07-17 | 2019-07-18 | 2020-07-18 | Hanwha 315 | Q.PEAK DUO BLK-G5 315 | Solar Panels |  | 0.315 | 2 | 206 | 34 |  | Fixed | Roof
Solar Registration Program | NJSRRE1541676099 | Teaneck | 7666 | 7 | 4.41 | Residential | Yes | Behind the Meter | Trinity Solar | PSE&G | Accepted | 2019-07-17 | 2019-07-18 | 2020-07-18 | Solar Edge | SE3800H-US | Inverters | 3800 |  | 1 |  |  | 0.97 |  | Outside | Side of home
Solar Registration Program | NJSRRE1541703553 | Union | 7083 | 10 | 4.41 | Residential | Yes | Behind the Meter | Trinity Solar | PSE&G | Accepted | 2019-07-25 | 2019-07-30 | 2020-07-30 | Hanwha 315 | SE3800H-US000BNC4 | Solar Panels |  | 0.315 | 14 | 121 | 27 |  | Fixed | Roof
Solar Registration Program | NJSRRE1541703553 | Union | 7083 | 10 | 4.41 | Residential | Yes | Behind the Meter | Trinity Solar | PSE&G | Accepted | 2019-07-25 | 2019-07-30 | 2020-07-30 | Solar Edge | SE3800H-US000BNC4 | Inverters | 3800 |  | 1 |  |  | 0.97 |  | Outside | Side of home
Solar Registration Program | NJSRRE1541727562 | ELIZABETH | 7201 | 10 | 4.41 | Residential | Yes | Behind the Meter | Pro Custom Solar dba Momentum Solar | PSE&G | Accepted | 2019-08-01 | 2019-08-06 | 2020-08-06 | HANWHA | Q.PEAK DUO BLK-G5 315 | Solar Panels |  | 0.315 | 14 | 209 | 41 |  | Fixed | Roof
Solar Registration Program | NJSRRE1541727562 | ELIZABETH | 7201 | 10 | 4.41 | Residential | Yes | Behind the Meter | Pro Custom Solar dba Momentum Solar | PSE&G | Accepted | 2019-08-01 | 2019-08-06 | 2020-08-06 | ENPHASE ENERGY | IQ7-60-2-US | Inverters | 250 |  | 14 |  |  | 0.97 |  | Outdoor | Roof
Solar Registration Program | NJSRRE1541802231 | KEARNY | 7032 | 8 | 4.41 | Residential | Yes | Behind the Meter | Pro Custom Solar dba Momentum Solar | PSE&G | Accepted | 2019-08-07 | 2019-08-12 | 2020-08-12 | HANWHA | Q.PEAK DUO BLK-G5 315 | Solar Panels |  | 0.315 | 14 | 124 | 18 |  | Fixed | Roof
Solar Registration Program | NJSRRE1541802231 | KEARNY | 7032 | 8 | 4.41 | Residential | Yes | Behind the Meter | Pro Custom Solar dba Momentum Solar | PSE&G | Accepted | 2019-08-07 | 2019-08-12 | 2020-08-12 | Enphase Energy | IQ7-60-2-US | Inverters | 250 |  | 14 |  |  | 0.97 |  | Outdoor | Roof
Solar Registration Program | NJSRRE1541809537 | West Orange | 7052 | 9 | 4.41 | Residential | Yes | Behind the Meter | Trinity Solar | PSE&G | Accepted | 2019-08-09 | 2019-08-23 | 2020-08-23 | HANWHA | Q.PEAK DUO BLK-G5 315 | Solar Panels |  | 0.315 | 14 | 112 | 34 |  | Fixed | Roof
Solar Registration Program | NJSRRE1541809537 | West Orange | 7052 | 9 | 4.41 | Residential | Yes | Behind the Meter | Trinity Solar | PSE&G | Accepted | 2019-08-09 | 2019-08-23 | 2020-08-23 | Solar Edge | SE3800H-US | Inverters | 3800 |  | 1 |  |  | 0.97 |  | Outdoor | side of home
Solar Registration Program | NJSRRE1541844520 | Montgomery TWP | 8502 | 13 | 4.41 | Residential | No | Behind the Meter | Tesla Energy Operations Inc | PSE&G | Accepted | 2019-08-15 | 2019-08-23 | 2020-08-23 | Hanwha Q-Cells | Q.Peak DUO BLK-G5/SC315 | Solar Panels |  | 0.315 | 7 | 116 | 34 |  | Fixed | Roof
Solar Registration Program | NJSRRE1541844520 | Montgomery TWP | 8502 | 13 | 4.41 | Residential | No | Behind the Meter | Tesla Energy Operations Inc | PSE&G | Accepted | 2019-08-15 | 2019-08-23 | 2020-08-23 | Hanwha Q-Cells | Q.Peak DUO BLK-G5/SC315 | Solar Panels |  | 0.315 | 7 | 206 | 45 |  | Fixed | Roof
Solar Registration Program | NJSRRE1541844520 | Montgomery TWP | 8502 | 13 | 4.41 | Residential | No | Behind the Meter | Tesla Energy Operations Inc | PSE&G | Accepted | 2019-08-15 | 2019-08-23 | 2020-08-23 | Delta | Solivia 3.8 TL | Inverters | 3800 |  | 1 |  |  | 0.975 |  | Outdoor | Outdoor
Solar Registration Program | NJSRRE1541851398 | Englewood | 7631 | 7 | 4.41 | Residential | Yes | Behind the Meter | Trinity Solar | PSE&G | Accepted | 2019-08-16 | 2019-08-23 | 2020-08-23 | Hanwha | Q.PEAK DUO BLK-G5 315 | Solar Panels |  | 0.315 | 14 | 116 | 34 |  | Fixed | Roof
Solar Registration Program | NJSRRE1541851398 | Englewood | 7631 | 7 | 4.41 | Residential | Yes | Behind the Meter | Trinity Solar | PSE&G | Accepted | 2019-08-16 | 2019-08-23 | 2020-08-23 | Solar Edge | SE3800 | Inverters | 3800 |  | 1 |  |  | 0.97 |  | Outside | side of home
Solar Registration Program | NJSRRE1541880910 | UNION BEACH | 7735 | 17 | 4.41 | Residential | Yes | Behind the Meter | Vivint Solar Developer, LLC | JCP&L | Accepted | 2019-08-29 | 2019-08-29 | 2020-08-29 | Hanwha | Q.PEAK DUO BLK-G5 315w | Solar Panels |  | 0.315 | 7 | 87 | 26 |  | Fixed | Roof
Solar Registration Program | NJSRRE1541880910 | UNION BEACH | 7735 | 17 | 4.41 | Residential | Yes | Behind the Meter | Vivint Solar Developer, LLC | JCP&L | Accepted | 2019-08-29 | 2019-08-29 | 2020-08-29 | Hanwha | Q.PEAK DUO BLK-G5 315w | Solar Panels |  | 0.315 | 7 | 267 | 26 |  | Fixed | Roof
Solar Registration Program | NJSRRE1541880910 | UNION BEACH | 7735 | 17 | 4.41 | Residential | Yes | Behind the Meter | Vivint Solar Developer, LLC | JCP&L | Accepted | 2019-08-29 | 2019-08-29 | 2020-08-29 | Solar Edge | SE3800H-US | Inverters | 3800 |  | 1 |  |  | 0.992 |  | Outdoor | Near the Utility Meter
Solar Registration Program | NJSRRE1541883801 | KEYPORT | 7735 | 17 | 4.41 | Residential | Yes | Behind the Meter | Vivint Solar Developer, LLC | JCP&L | Accepted | 2019-08-29 | 2019-08-30 | 2020-08-30 | HANWHA SOLAR | Q.PEAK BLK-G5 315 | Solar Panels |  | 0.315 | 7 | 143 | 20 |  | Fixed | Roof
Solar Registration Program | NJSRRE1541883801 | KEYPORT | 7735 | 17 | 4.41 | Residential | Yes | Behind the Meter | Vivint Solar Developer, LLC | JCP&L | Accepted | 2019-08-29 | 2019-08-30 | 2020-08-30 | Hanwha Solar | Q.PEAK BLK-G5 315 | Solar Panels |  | 0.315 | 7 | 323 | 20 |  | Fixed | Roof
Solar Registration Program | NJSRRE1541883801 | KEYPORT | 7735 | 17 | 4.41 | Residential | Yes | Behind the Meter | Vivint Solar Developer, LLC | JCP&L | Accepted | 2019-08-29 | 2019-08-30 | 2020-08-30 | Solar Edge | SE3800H-US | Inverters | 3800 |  | 1 |  |  | 0.992 |  | Outdoor | Near the Utility Meter
Solar Registration Program | NJSRRE1541884105 | Lawnside Boro | 8045 | 14 | 4.41 | Residential | Yes | Behind the Meter | 1st Light Energy Inc | PSE&G | Accepted | 2019-08-26 | 2019-08-29 | 2020-08-29 | LG Solar | LG315N1C-G4 | Solar Panels |  | 0.315 | 14 | 168 | 18 |  | Fixed | Roof
Solar Registration Program | NJSRRE1541884105 | Lawnside Boro | 8045 | 14 | 4.41 | Residential | Yes | Behind the Meter | 1st Light Energy Inc | PSE&G | Accepted | 2019-08-26 | 2019-08-29 | 2020-08-29 | Solaredge | SE3800H-USRGM | Inverters | 3800 |  | 1 |  |  | 0.99 |  | Outside | within 10 feet from meter
Solar Registration Program | NJSRRE1541884548 | Roselle | 7203 | 10 | 4.41 | Residential | Yes | Behind the Meter | Vivint Solar Developer, LLC | PSE&G | Accepted | 2019-09-03 | 2019-09-04 | 2020-09-04 | Hanwha Solar | Q.PEAK BLK-G5 315 | Solar Panels |  | 0.315 | 14 | 134 | 35 |  | Fixed | Roof
Solar Registration Program | NJSRRE1541884548 | Roselle | 7203 | 10 | 4.41 | Residential | Yes | Behind the Meter | Vivint Solar Developer, LLC | PSE&G | Accepted | 2019-09-03 | 2019-09-04 | 2020-09-04 | SolarEdge Technologies | SE3800H | Inverters | 3800 |  | 1 |  |  | 0.992 |  | Outdoor | Near the Utility Meter
Solar Registration Program | NJSRRE1541989850 | CAPE MAY | 8204 | 21 | 4.41 | Residential | Yes | Behind the Meter | Vivint Solar Developer, LLC | AC Electric | Accepted | 2019-09-04 | 2019-09-05 | 2020-09-05 | Hanwha | Q.PEAK BLK-G5 315w | Solar Panels |  | 0.315 | 12 | 190 | 23 |  | Fixed | Roof
Solar Registration Program | NJSRRE1541989850 | CAPE MAY | 8204 | 21 | 4.41 | Residential | Yes | Behind the Meter | Vivint Solar Developer, LLC | AC Electric | Accepted | 2019-09-04 | 2019-09-05 | 2020-09-05 | Hanwha | Q.PEAK BLK-G5 315w | Solar Panels |  | 0.315 | 2 | 10 | 23 |  | Fixed | Roof
Solar Registration Program | NJSRRE1541989850 | CAPE MAY | 8204 | 21 | 4.41 | Residential | Yes | Behind the Meter | Vivint Solar Developer, LLC | AC Electric | Accepted | 2019-09-04 | 2019-09-05 | 2020-09-05 | SolarEdge | SE3800H-US | Inverters | 3800 |  | 1 |  |  | 0.992 |  | Outdoor | Near the Utility Meter
Solar Registration Program | NJSRRE1541989852 | LAKE HIAWATHA | 7034 | 3 | 4.41 | Residential | Yes | Behind the Meter | Vivint Solar Developer, LLC | JCP&L | Accepted | 2019-09-03 | 2019-09-05 | 2020-09-05 | Hanwha Solar | Q.PEAK BLK-G5 315 | Solar Panels |  | 0.315 | 3 | 91 | 45 |  | Fixed | Roof
Solar Registration Program | NJSRRE1541989852 | LAKE HIAWATHA | 7034 | 3 | 4.41 | Residential | Yes | Behind the Meter | Vivint Solar Developer, LLC | JCP&L | Accepted | 2019-09-03 | 2019-09-05 | 2020-09-05 | Hanwha Solar | Q.PEAK BLK-G5 315 | Solar Panels |  | 0.315 | 8 | 91 | 14 |  | Fixed | Roof
Solar Registration Program | NJSRRE1541989852 | LAKE HIAWATHA | 7034 | 3 | 4.41 | Residential | Yes | Behind the Meter | Vivint Solar Developer, LLC | JCP&L | Accepted | 2019-09-03 | 2019-09-05 | 2020-09-05 | Hanwha Solar | Q.PEAK BLK-G5 315 | Solar Panels |  | 0.315 | 3 | 271 | 45 |  | Fixed | Roof
Solar Registration Program | NJSRRE1541989852 | LAKE HIAWATHA | 7034 | 3 | 4.41 | Residential | Yes | Behind the Meter | Vivint Solar Developer, LLC | JCP&L | Accepted | 2019-09-03 | 2019-09-05 | 2020-09-05 | Solar Edge | SE3800H-US000BNC4 | Inverters | 3800 |  | 1 |  |  | 0.992 |  | Outdoor | Near The utility Meter
Solar Registration Program | NJSRRE1542228238 | North Bergen | 7047 | 8 | 4.41 | Residential | Yes | Behind the Meter | Pro Custom Solar dba Momentum Solar | PSE&G | Accepted | 2019-09-05 | 2019-09-09 | 2020-09-09 | HANWHA | Q.PEAK DUO BLK-G5 315 | Solar Panels |  | 0.315 | 14 | 117 | 4 |  | Fixed | Roof
Solar Registration Program | NJSRRE1542228238 | North Bergen | 7047 | 8 | 4.41 | Residential | Yes | Behind the Meter | Pro Custom Solar dba Momentum Solar | PSE&G | Accepted | 2019-09-05 | 2019-09-09 | 2020-09-09 | Enphase Energy | IQ6-60-2-US | Inverters | 240 |  | 14 |  |  | 0.97 |  | Outdoor | Roof
Solar Registration Program | NJSRRE1542376985 | PENNSAUKEN | 8110 | 14 | 4.41 | Residential | Yes | Behind the Meter | Vivint Solar Developer, LLC | PSE&G | Accepted | 2019-09-10 | 2019-09-12 | 2020-09-12 | HANWHA SOLAR | Q.PEAK BLK-G5 315 | Solar Panels |  | 0.315 | 4 | 45 | 30 |  | Fixed | Roof
Solar Registration Program | NJSRRE1542376985 | PENNSAUKEN | 8110 | 14 | 4.41 | Residential | Yes | Behind the Meter | Vivint Solar Developer, LLC | PSE&G | Accepted | 2019-09-10 | 2019-09-12 | 2020-09-12 | HANWHA SOLAR | Q.PEAK BLK-G5 315 | Solar Panels |  | 0.315 | 10 | 135 | 30 |  | Fixed | Roof
Solar Registration Program | NJSRRE1542376985 | PENNSAUKEN | 8110 | 14 | 4.41 | Residential | Yes | Behind the Meter | Vivint Solar Developer, LLC | PSE&G | Accepted | 2019-09-10 | 2019-09-12 | 2020-09-12 | SOLAREDGE TECHNOLOGIES | SE3800H-US000BNC4 | Inverters | 3800 |  | 1 |  |  | 0.992 |  | Outdoor | Near The Utility Meter
Solar Registration Program | NJSRRE1542389952 | Bloomfield | 7003 | 9 | 4.41 | Residential | Yes | Behind the Meter | Trinity Solar | PSE&G | Accepted | 2019-09-11 | 2019-09-13 | 2020-09-13 | Hanwha | Q.PEAK DUO BLK-G5 315 | Solar Panels |  | 0.315 | 14 | 196 | 40 |  | Fixed | Roof
Solar Registration Program | NJSRRE1542389952 | Bloomfield | 7003 | 9 | 4.41 | Residential | Yes | Behind the Meter | Trinity Solar | PSE&G | Accepted | 2019-09-11 | 2019-09-13 | 2020-09-13 | Solar Edge | SE3800 | Inverters | 3800 |  | 1 |  |  | 0.97 |  | Outside | side of home
Solar Registration Program | NJSRRE1542390441 | Clifton | 7011 | 6 | 4.41 | Residential | Yes | Behind the Meter | Trinity Solar | PSE&G | Accepted | 2019-09-11 | 2019-09-13 | 2020-09-13 | Hanwha | Q.PEAK DUO BLK-G5 315 | Solar Panels |  | 0.315 | 7 | 167 | 40 |  | Fixed | Roof
Solar Registration Program | NJSRRE1542390441 | Clifton | 7011 | 6 | 4.41 | Residential | Yes | Behind the Meter | Trinity Solar | PSE&G | Accepted | 2019-09-11 | 2019-09-13 | 2020-09-13 | Hanwha | Q.PEAK DUO BLK-G5 315 | Solar Panels |  | 0.315 | 3 | 257 | 34 |  | Fixed | Roof
Solar Registration Program | NJSRRE1542390441 | Clifton | 7011 | 6 | 4.41 | Residential | Yes | Behind the Meter | Trinity Solar | PSE&G | Accepted | 2019-09-11 | 2019-09-13 | 2020-09-13 | Hanwha | Q.PEAK DUO BLK-G5 315 | Solar Panels |  | 0.315 | 4 | 167 | 14 |  | Fixed | Roof
Solar Registration Program | NJSRRE1542390441 | Clifton | 7011 | 6 | 4.41 | Residential | Yes | Behind the Meter | Trinity Solar | PSE&G | Accepted | 2019-09-11 | 2019-09-13 | 2020-09-13 | Solar Edge | SE3800 | Inverters | 3800 |  | 1 |  |  | 0.97 |  | Outdoor | side of home
Solar Registration Program | NJSRRE1542390902 | PLAINFIELD | 7063 | 10 | 4.41 | Residential | Yes | Behind the Meter | Vivint Solar Developer, LLC | PSE&G | Accepted | 2019-09-12 | 2019-09-16 | 2020-09-16 | HANWHA SOLAR | Q.PEAK BLK-G5 315 | Solar Panels |  | 0.315 | 14 | 128 | 23 |  | Fixed | Roof
Solar Registration Program | NJSRRE1542390902 | PLAINFIELD | 7063 | 10 | 4.41 | Residential | Yes | Behind the Meter | Vivint Solar Developer, LLC | PSE&G | Accepted | 2019-09-12 | 2019-09-16 | 2020-09-16 | SOLAREDGE TECHNOLOGIES | SE3800H-US000BNC4 | Inverters | 3800 |  | 1 |  |  | 0.992 |  | Outdoor | Near The Utility meter
Solar Registration Program | NJSRRE1542393538 | MATAWAN | 7747 | 17 | 4.41 | Residential | Yes | Behind the Meter | Vivint Solar Developer, LLC | JCP&L | Accepted | 2019-09-12 | 2019-09-16 | 2020-09-16 | Hanwha | Q.PEAK BLK-G5 315 | Solar Panels |  | 0.315 | 14 | 318 | 27 |  | Fixed | Roof
Solar Registration Program | NJSRRE1542393538 | MATAWAN | 7747 | 17 | 4.41 | Residential | Yes | Behind the Meter | Vivint Solar Developer, LLC | JCP&L | Accepted | 2019-09-12 | 2019-09-16 | 2020-09-16 | SolarEdge | SE3800H-US | Inverters | 3800 |  | 1 |  |  | 0.992 |  | Outdoor | Near the Utility Meter
Solar Registration Program | NJSRRE1542407218 | Fair Lawn | 7410 | 7 | 4.41 | Residential | Yes | Behind the Meter | Vivint Solar Developer, LLC | PSE&G | Accepted | 2019-09-14 | 2019-09-18 | 2020-09-18 | Hanwha Solar | Q.PEAK BLK-G5 315 | Solar Panels |  | 0.315 | 6 | 250 | 25 |  | Fixed | Roof
Solar Registration Program | NJSRRE1542407218 | Fair Lawn | 7410 | 7 | 4.41 | Residential | Yes | Behind the Meter | Vivint Solar Developer, LLC | PSE&G | Accepted | 2019-09-14 | 2019-09-18 | 2020-09-18 | Hanwha Solar | Q.PEAK BLK-G5 315 | Solar Panels |  | 0.315 | 8 | 160 | 25 |  | Fixed | Roof
Solar Registration Program | NJSRRE1542407218 | Fair Lawn | 7410 | 7 | 4.41 | Residential | Yes | Behind the Meter | Vivint Solar Developer, LLC | PSE&G | Accepted | 2019-09-14 | 2019-09-18 | 2020-09-18 | SolarEdge | SE3800H-US | Inverters | 3800 |  | 1 |  |  | 0.992 |  | Outdoor | Near the Utility Meter
Solar Registration Program | NJSRRE1542409387 | NEW BRUNSWICK | 8901 | 11 | 4.41 | Residential | Yes | Behind the Meter | Vivint Solar Developer, LLC | PSE&G | Accepted | 2019-09-16 | 2019-12-05 | 2020-12-05 | HANWHA SOLAR | Q.PEAK BLK-G5 315 | Solar Panels |  | 0.315 | 8 | 252 | 16 |  | Fixed | Roof
Solar Registration Program | NJSRRE1542409387 | NEW BRUNSWICK | 8901 | 11 | 4.41 | Residential | Yes | Behind the Meter | Vivint Solar Developer, LLC | PSE&G | Accepted | 2019-09-16 | 2019-12-05 | 2020-12-05 | HANWHA SOLAR | Q.PEAK BLK-G5 315 | Solar Panels |  | 0.315 | 4 | 252 | 40 |  | Fixed | Roof
Solar Registration Program | NJSRRE1542409387 | NEW BRUNSWICK | 8901 | 11 | 4.41 | Residential | Yes | Behind the Meter | Vivint Solar Developer, LLC | PSE&G | Accepted | 2019-09-16 | 2019-12-05 | 2020-12-05 | HANWHA SOLAR | Q.PEAK BLK-G5 315 | Solar Panels |  | 0.315 | 2 | 72 | 39 |  | Fixed | Roof
Solar Registration Program | NJSRRE1542409387 | NEW BRUNSWICK | 8901 | 11 | 4.41 | Residential | Yes | Behind the Meter | Vivint Solar Developer, LLC | PSE&G | Accepted | 2019-09-16 | 2019-12-05 | 2020-12-05 | Solar Edge | SE3800H-US000BNC4 | Inverters | 3800 |  | 1 |  |  | 0.992 |  | Outdoor | Near the Utility Meter
Solar Registration Program | NJSRRE1542409810 | NEWARK | 7106 | 9 | 4.41 | Residential | Yes | Behind the Meter | Vivint Solar Developer, LLC | PSE&G | Accepted | 2019-09-16 | 2019-09-19 | 2020-09-19 | HANWHA SOLAR | Q.PEAK BLK-G5 315 | Solar Panels |  | 0.315 | 5 | 25 | 35 |  | Fixed | Roof
Solar Registration Program | NJSRRE1542409810 | NEWARK | 7106 | 9 | 4.41 | Residential | Yes | Behind the Meter | Vivint Solar Developer, LLC | PSE&G | Accepted | 2019-09-16 | 2019-09-19 | 2020-09-19 | HANWHA SOLAR | Q.PEAK BLK-G5 315 | Solar Panels |  | 0.315 | 9 | 205 | 35 |  | Fixed | Roof
Solar Registration Program | NJSRRE1542409810 | NEWARK | 7106 | 9 | 4.41 | Residential | Yes | Behind the Meter | Vivint Solar Developer, LLC | PSE&G | Accepted | 2019-09-16 | 2019-09-19 | 2020-09-19 | Solar Edge | SE3800H-US | Inverters | 3800 |  | 1 |  |  | 0.992 |  | Outdoor | Near Utility Meter
Solar Registration Program | NJSRRE1542412127 | Pennsauken Twp | 8110 | 14 | 4.41 | Residential | No | Behind the Meter | Castle Energy, LLC | PSE&G | Accepted | 2019-09-17 | 2019-09-19 | 2020-09-19 | Hanwha Q-Cells | Q.Peak DUO-BLK-G5 315 | Solar Panels |  | 0.315 | 14 | 148 | 37 |  | Fixed | Roof
Solar Registration Program | NJSRRE1542412127 | Pennsauken Twp | 8110 | 14 | 4.41 | Residential | No | Behind the Meter | Castle Energy, LLC | PSE&G | Accepted | 2019-09-17 | 2019-09-19 | 2020-09-19 | Enphase Energy | IQ7-60-2-US | Inverters | 240 |  | 14 |  |  | 0.967 |  | Outside | on the rooftop under each solar panel
Solar Registration Program | NJSRRE1542420119 | Howell | 7731 | 17 | 4.41 | Residential | Yes | Behind the Meter | Vivint Solar Developer, LLC | JCP&L | Accepted | 2019-09-19 | 2019-09-20 | 2020-09-20 | Hanwha | Q.PEAK BLK-G5 315 | Solar Panels |  | 0.315 | 14 | 126 | 18 |  | Fixed | Roof
Solar Registration Program | NJSRRE1542420119 | Howell | 7731 | 17 | 4.41 | Residential | Yes | Behind the Meter | Vivint Solar Developer, LLC | JCP&L | Accepted | 2019-09-19 | 2019-09-20 | 2020-09-20 | SolarEdge | SE3800H-US | Inverters | 3800 |  | 1 |  |  | 0.992 |  | Outdoor | Near the Utility Meter
Solar Registration Program | NJSRRE1542428294 | Hackensack | 7601 | 7 | 4.41 | Residential | Yes | Behind the Meter | Trinity Solar | PSE&G | Accepted | 2019-09-23 | 2019-09-24 | 2020-09-24 | Hanwha 315 | Q.PEAK DUO BLK-G5 315 | Solar Panels |  | 0.315 | 8 | 128 | 23 |  | Fixed | Roof
Solar Registration Program | NJSRRE1542428294 | Hackensack | 7601 | 7 | 4.41 | Residential | Yes | Behind the Meter | Trinity Solar | PSE&G | Accepted | 2019-09-23 | 2019-09-24 | 2020-09-24 | Hanwha 315 | Q.PEAK DUO BLK-G5 315 | Solar Panels |  | 0.315 | 6 | 128 | 14 |  | Fixed | Roof
Solar Registration Program | NJSRRE1542428294 | Hackensack | 7601 | 7 | 4.41 | Residential | Yes | Behind the Meter | Trinity Solar | PSE&G | Accepted | 2019-09-23 | 2019-09-24 | 2020-09-24 | Solar Edge | SE3800H-US | Inverters | 3800 |  | 1 |  |  | 0.97 |  | Outside | Side of home
Solar Registration Program | NJSRRE1542431349 | West Orange | 7052 | 9 | 4.41 | Residential | Yes | Behind the Meter | Pro Custom Solar dba Momentum Solar | PSE&G | Accepted | 2019-09-24 | 2019-09-26 | 2020-09-26 | HANWHA | Q.PEAK DUO BLK-G5 315 | Solar Panels |  | 0.315 | 14 | 105 | 42 |  | Fixed | Roof
Solar Registration Program | NJSRRE1542431349 | West Orange | 7052 | 9 | 4.41 | Residential | Yes | Behind the Meter | Pro Custom Solar dba Momentum Solar | PSE&G | Accepted | 2019-09-24 | 2019-09-26 | 2020-09-26 | Enphase Energy | IQ6-60-2-US | Inverters | 250 |  | 14 |  |  | 0.97 |  | Outdoor | Roof
Solar Registration Program | NJSRRE1542441825 | Cape May | 8204 | 21 | 4.41 | Residential | Yes | Behind the Meter | Vivint Solar Developer, LLC | AC Electric | Accepted | 2019-09-25 | 2019-09-27 | 2020-09-27 | Hanwha | Q.PEAK DUO BLK-G5 315w | Solar Panels |  | 0.315 | 10 | 36 | 21 |  | Fixed | Roof
Solar Registration Program | NJSRRE1542441825 | Cape May | 8204 | 21 | 4.41 | Residential | Yes | Behind the Meter | Vivint Solar Developer, LLC | AC Electric | Accepted | 2019-09-25 | 2019-09-27 | 2020-09-27 | Hanwha | Q.PEAK DUO BLK-G5 315w | Solar Panels |  | 0.315 | 4 | 36 | 21 |  | Fixed | Roof
Solar Registration Program | NJSRRE1542441825 | Cape May | 8204 | 21 | 4.41 | Residential | Yes | Behind the Meter | Vivint Solar Developer, LLC | AC Electric | Accepted | 2019-09-25 | 2019-09-27 | 2020-09-27 | Solar Edge | SE3800H-US000BNC4 | Inverters | 3800 |  | 1 |  |  | 0.992 |  | Outdoor | Near the Utility Meter
Solar Registration Program | NJSRRE1542497195 | Kearny | 7032 | 8 | 4.41 | Residential | Yes | Behind the Meter | Trinity Solar | PSE&G | Accepted | 2019-10-02 | 2019-10-04 | 2020-10-04 | HANWHA | Q.PEAK DUO BLK-G5 315 | Solar Panels |  | 0.315 | 14 | 118 | 21 |  | Fixed | Roof
Solar Registration Program | NJSRRE1542497195 | Kearny | 7032 | 8 | 4.41 | Residential | Yes | Behind the Meter | Trinity Solar | PSE&G | Accepted | 2019-10-02 | 2019-10-04 | 2020-10-04 | Solar Edge | SE3800H-US | Inverters | 3800 |  | 1 |  |  | 0.97 |  | Outdoor | side of home
Solar Registration Program | NJSRRE1542510220 | Roselle | 7203 | 10 | 4.41 | Residential | Yes | Behind the Meter | Vivint Solar Developer, LLC | PSE&G | Accepted | 2019-10-05 | 2019-10-09 | 2020-10-09 | Hanwha Solar | Q.PEAK BLK-G5 315 | Solar Panels |  | 0.315 | 8 | 245 | 31 |  | Fixed | Roof
Solar Registration Program | NJSRRE1542510220 | Roselle | 7203 | 10 | 4.41 | Residential | Yes | Behind the Meter | Vivint Solar Developer, LLC | PSE&G | Accepted | 2019-10-05 | 2019-10-09 | 2020-10-09 | Hanwha Solar | Q.PEAK BLK-G5 315 | Solar Panels |  | 0.315 | 6 | 245 | 31 |  | Fixed | Roof
Solar Registration Program | NJSRRE1542510220 | Roselle | 7203 | 10 | 4.41 | Residential | Yes | Behind the Meter | Vivint Solar Developer, LLC | PSE&G | Accepted | 2019-10-05 | 2019-10-09 | 2020-10-09 | SOLAREDGE | SE3800H-US000BNC4 | Inverters | 3800 |  | 1 |  |  | 0.992 |  | Outdoor | Near The Utility Meter
Solar Registration Program | NJSRRE1542511174 | Bloomfield | 7003 | 9 | 4.41 | Residential | Yes | Behind the Meter | Trinity Solar | PSE&G | Accepted | 2019-10-07 | 2019-10-09 | 2020-10-09 | Hanwha | Q.PEAK DUO BLK-G5 315 | Solar Panels |  | 0.315 | 14 | 213 | 30 |  | Fixed | Roof
Solar Registration Program | NJSRRE1542511174 | Bloomfield | 7003 | 9 | 4.41 | Residential | Yes | Behind the Meter | Trinity Solar | PSE&G | Accepted | 2019-10-07 | 2019-10-09 | 2020-10-09 | Solar Edge | SE3800 | Inverters | 3800 |  | 1 |  |  | 0.97 |  | Outside | side of home
Solar Registration Program | NJSRRE1542515045 | Clementon | 8021 | 14 | 4.41 | Residential | Yes | Behind the Meter | Vivint Solar Developer, LLC | AC Electric | Accepted | 2019-10-08 | 2019-10-10 | 2020-10-10 | Hanwha | Q.PEAK BLK-G5 315 | Solar Panels |  | 0.315 | 8 | 182 | 26 |  | Fixed | Roof
Solar Registration Program | NJSRRE1542515045 | Clementon | 8021 | 14 | 4.41 | Residential | Yes | Behind the Meter | Vivint Solar Developer, LLC | AC Electric | Accepted | 2019-10-08 | 2019-10-10 | 2020-10-10 | Hanwha | Q.PEAK BLK-G5 315 | Solar Panels |  | 0.315 | 6 | 2 | 26 |  | Fixed | Roof
Solar Registration Program | NJSRRE1542515045 | Clementon | 8021 | 14 | 4.41 | Residential | Yes | Behind the Meter | Vivint Solar Developer, LLC | AC Electric | Accepted | 2019-10-08 | 2019-10-10 | 2020-10-10 | Solar Edge | SE3800H-US000BNC4 | Inverters | 3800 |  | 1 |  |  | 0.992 |  | Outdoor | Near the Utility Meter
Solar Registration Program | NJSRRE1542515097 | Egg Harbor Township | 8234 | 19 | 4.41 | Residential | Yes | Behind the Meter | Vivint Solar Developer, LLC | AC Electric | Accepted | 2019-10-08 | 2019-10-10 | 2020-10-10 | Hanwha Solar | Q.PEAK BLK-G5 315 | Solar Panels |  | 0.315 | 14 | 252 | 20 |  | Fixed | Roof
Solar Registration Program | NJSRRE1542515097 | Egg Harbor Township | 8234 | 19 | 4.41 | Residential | Yes | Behind the Meter | Vivint Solar Developer, LLC | AC Electric | Accepted | 2019-10-08 | 2019-10-10 | 2020-10-10 | Solar Edge | SE3800H-US000BNC4 | Inverters | 3800 |  | 1 |  |  | 0.992 |  | Outdoor | near the utility meter
Solar Registration Program | NJSRRE1542515157 | LITTLE EGG HARBOR TWP | 8087 | 18 | 4.41 | Residential | Yes | Behind the Meter | Vivint Solar Developer, LLC | AC Electric | Accepted | 2019-10-08 | 2019-10-10 | 2020-10-10 | Hanwha Solar | Q.PEAK BLK-G5 315 | Solar Panels |  | 0.315 | 14 | 291 | 25 |  | Fixed | Roof
Solar Registration Program | NJSRRE1542515157 | LITTLE EGG HARBOR TWP | 8087 | 18 | 4.41 | Residential | Yes | Behind the Meter | Vivint Solar Developer, LLC | AC Electric | Accepted | 2019-10-08 | 2019-10-10 | 2020-10-10 | Solar Edge | SE3800H-US000BNC4 | Inverters | 3800 |  | 1 |  |  | 0.992 |  | Outdoor | Near the Utility Meter
Solar Registration Program | NJSRRE1542523649 | Clifton | 7011 | 6 | 4.41 | Residential | Yes | Behind the Meter | Suntuity Solar LLC | PSE&G | Accepted | 2019-10-10 | 2019-10-14 | 2020-10-14 | Yingli Green Energy | YL315D-30b | Solar Panels |  | 0.315 | 9 | 121 | 20 |  | Fixed | Roof
Solar Registration Program | NJSRRE1542523649 | Clifton | 7011 | 6 | 4.41 | Residential | Yes | Behind the Meter | Suntuity Solar LLC | PSE&G | Accepted | 2019-10-10 | 2019-10-14 | 2020-10-14 | Yingli Green Energy | YL315D-30b | Solar Panels |  | 0.315 | 5 | 301 | 20 |  | Fixed | Roof
Solar Registration Program | NJSRRE1542523649 | Clifton | 7011 | 6 | 4.41 | Residential | Yes | Behind the Meter | Suntuity Solar LLC | PSE&G | Accepted | 2019-10-10 | 2019-10-14 | 2020-10-14 | Enphase Energy | IQ7-60-2-US | Inverters | 240 |  | 14 |  |  | 0.97 |  | Outdoor | Behind the PV Modules
Solar Registration Program | NJSRRE1542524590 | BRIGANTINE | 8203 | 19 | 4.41 | Residential | No | Behind the Meter | Vivint Solar Developer, LLC | AC Electric | Accepted | 2019-10-10 | 2019-10-14 | 2020-10-14 | Hanwha | Q.PEAK BLK-G5 315 | Solar Panels |  | 0.315 | 14 | 103 | 34 |  | Fixed | Roof
Solar Registration Program | NJSRRE1542524590 | BRIGANTINE | 8203 | 19 | 4.41 | Residential | No | Behind the Meter | Vivint Solar Developer, LLC | AC Electric | Accepted | 2019-10-10 | 2019-10-14 | 2020-10-14 | Solar Edge | SE3800H-US000BNC4 | Inverters | 3800 |  | 1 |  |  | 0.992 |  | Outdoor | Near the Utility Meter
Solar Registration Program | NJSRRE1542527789 | Plainfield | 7060 | 10 | 4.41 | Residential | Yes | Behind the Meter | Trinity Solar | PSE&G | Accepted | 2019-10-11 | 2019-10-14 | 2020-10-14 | Hanwha | Q.PEAK DUO BLK-G5 315 | Solar Panels |  | 0.315 | 14 | 172 | 27 |  | Fixed | Roof
Solar Registration Program | NJSRRE1542527789 | Plainfield | 7060 | 10 | 4.41 | Residential | Yes | Behind the Meter | Trinity Solar | PSE&G | Accepted | 2019-10-11 | 2019-10-14 | 2020-10-14 | Solar edge | SE3800 | Inverters | 3800 |  | 1 |  |  | 0.97 |  | Outside | side of home
Solar Registration Program | NJSRRE1542528177 | Maple Shade | 8052 | 13 | 4.41 | Residential | Yes | Behind the Meter | Trinity Solar | PSE&G | Accepted | 2019-10-11 | 2019-11-18 | 2020-11-18 | Hanwha | Q.PEAK DUO BLK-G5 315 | Solar Panels |  | 0.315 | 11 | 95 | 27 |  | Fixed | Roof
Solar Registration Program | NJSRRE1542528177 | Maple Shade | 8052 | 13 | 4.41 | Residential | Yes | Behind the Meter | Trinity Solar | PSE&G | Accepted | 2019-10-11 | 2019-11-18 | 2020-11-18 | Hanwha | Q.PEAK DUO BLK-G5 315 | Solar Panels |  | 0.315 | 3 | 275 | 27 |  | Fixed | Roof
Solar Registration Program | NJSRRE1542528177 | Maple Shade | 8052 | 13 | 4.41 | Residential | Yes | Behind the Meter | Trinity Solar | PSE&G | Accepted | 2019-10-11 | 2019-11-18 | 2020-11-18 | Solar Edge | SE3800 | Inverters | 3800 |  | 1 |  |  | 0.97 |  | Outside | side of home
Solar Registration Program | NJSRRE1542528384 | Somerdale | 8083 | 14 | 4.41 | Residential | Yes | Behind the Meter | Trinity Solar | PSE&G | Accepted | 2019-10-11 | 2019-10-15 | 2020-10-15 | Hanwha | Q.PEAK DUO BLK-G5 315 | Solar Panels |  | 0.315 | 14 | 172 | 23 |  | Fixed | Roof
Solar Registration Program | NJSRRE1542528384 | Somerdale | 8083 | 14 | 4.41 | Residential | Yes | Behind the Meter | Trinity Solar | PSE&G | Accepted | 2019-10-11 | 2019-10-15 | 2020-10-15 | Solar Edge | SE3800 | Inverters | 3800 |  | 1 |  |  | 0.97 |  | Outside | side of home
Solar Registration Program | NJSRRE1542540416 | Teaneck | 7666 | 7 | 4.41 | Residential | Yes | Behind the Meter | Trinity Solar | PSE&G | Accepted | 2019-10-14 | 2019-10-16 | 2020-10-16 | Hanwha 315 | Q.PEAK DUO BLK-G5 315 | Solar Panels |  | 0.315 | 9 | 102 | 30 |  | Fixed | Roof
Solar Registration Program | NJSRRE1542540416 | Teaneck | 7666 | 7 | 4.41 | Residential | Yes | Behind the Meter | Trinity Solar | PSE&G | Accepted | 2019-10-14 | 2019-10-16 | 2020-10-16 | Hanwha 315 | Q.PEAK DUO BLK-G5 315 | Solar Panels |  | 0.315 | 5 | 282 | 30 |  | Fixed | Roof
Solar Registration Program | NJSRRE1542540416 | Teaneck | 7666 | 7 | 4.41 | Residential | Yes | Behind the Meter | Trinity Solar | PSE&G | Accepted | 2019-10-14 | 2019-10-16 | 2020-10-16 | Solar Edge | SE3800H-US | Inverters | 3800 |  | 1 |  |  | 0.97 |  | Outside | Side of home
Solar Registration Program | NJSRRE1542547510 | Pine Hill | 8021 | 14 | 4.41 | Residential | No | Behind the Meter | Trinity Solar | AC Electric | Accepted | 2019-10-16 | 2019-10-18 | 2020-10-18 | Hanwha | Q.PEAK DUO BLK-G5 315 | Solar Panels |  | 0.315 | 10 | 206 | 18 |  | Fixed | Roof
Solar Registration Program | NJSRRE1542547510 | Pine Hill | 8021 | 14 | 4.41 | Residential | No | Behind the Meter | Trinity Solar | AC Electric | Accepted | 2019-10-16 | 2019-10-18 | 2020-10-18 | Hanhwa | Q.PEAK DUO BLK-G5 315 | Solar Panels |  | 0.315 | 4 | 206 | 18 |  | Fixed | Roof
Solar Registration Program | NJSRRE1542547510 | Pine Hill | 8021 | 14 | 4.41 | Residential | No | Behind the Meter | Trinity Solar | AC Electric | Accepted | 2019-10-16 | 2019-10-18 | 2020-10-18 | Solar Edge | SE3800 | Inverters | 3800 |  | 1 |  |  | 0.97 |  | Outside | side of home
Solar Registration Program | NJSRRE1542548403 | Sicklerville | 8081 | 14 | 4.41 | Residential | Yes | Behind the Meter | Vivint Solar Developer, LLC | AC Electric | Accepted | 2019-10-16 | 2019-10-18 | 2020-10-18 | Hanwha Solar | Q.PEAK BLK-G5 315 | Solar Panels |  | 0.315 | 14 | 201 | 32 |  | Fixed | Roof
Solar Registration Program | NJSRRE1542548403 | Sicklerville | 8081 | 14 | 4.41 | Residential | Yes | Behind the Meter | Vivint Solar Developer, LLC | AC Electric | Accepted | 2019-10-16 | 2019-10-18 | 2020-10-18 | Solar Edge | SE3800H-US000BNC4 | Inverters | 3800 |  | 1 |  |  | 0.992 |  | Outdoor | Near the Utility Meter
Solar Registration Program | NJSRRE1542554042 | Keyport | 7735 | 17 | 4.41 | Residential | Yes | Behind the Meter | Vivint Solar Developer, LLC | JCP&L | Accepted | 2019-10-17 | 2019-10-21 | 2020-10-21 | Hanwha Solar | Q.PEAK BLK-G5 315 | Solar Panels |  | 0.315 | 12 | 193 | 19 |  | Fixed | Roof
Solar Registration Program | NJSRRE1542554042 | Keyport | 7735 | 17 | 4.41 | Residential | Yes | Behind the Meter | Vivint Solar Developer, LLC | JCP&L | Accepted | 2019-10-17 | 2019-10-21 | 2020-10-21 | Hanwha Solar | Q.PEAK BLK-G5 315 | Solar Panels |  | 0.315 | 2 | 193 | 19 |  | Fixed | Roof
Solar Registration Program | NJSRRE1542554042 | Keyport | 7735 | 17 | 4.41 | Residential | Yes | Behind the Meter | Vivint Solar Developer, LLC | JCP&L | Accepted | 2019-10-17 | 2019-10-21 | 2020-10-21 | SolarEdge | SE3800H-US000BNC4 | Inverters | 3800 |  | 1 |  |  | 0.992 |  | Outdoor | near the utility
Solar Registration Program | NJSRRE1542556973 | Rio Grande | 8242 | 21 | 4.41 | Residential | Yes | Behind the Meter | Trinity Solar | AC Electric | Accepted | 2019-10-18 | 2019-10-22 | 2020-10-22 | Hanwha 315 | Q.PEAK DUO BLK-G5 315 | Solar Panels |  | 0.315 | 9 | 249 | 30 |  | Fixed | Roof
Solar Registration Program | NJSRRE1542556973 | Rio Grande | 8242 | 21 | 4.41 | Residential | Yes | Behind the Meter | Trinity Solar | AC Electric | Accepted | 2019-10-18 | 2019-10-22 | 2020-10-22 | Hanwha 315 | Q.PEAK DUO BLK-G5 315 | Solar Panels |  | 0.315 | 5 | 159 | 30 |  | Fixed | Roof
Solar Registration Program | NJSRRE1542556973 | Rio Grande | 8242 | 21 | 4.41 | Residential | Yes | Behind the Meter | Trinity Solar | AC Electric | Accepted | 2019-10-18 | 2019-10-22 | 2020-10-22 | Solar Edge | SE3800H-US | Inverters | 3800 |  | 1 |  |  | 0.97 |  | Outside | side of home
Solar Registration Program | NJSRRE1542557058 | Sicklerville | 8081 | 14 | 4.41 | Residential | Yes | Behind the Meter | Pro Custom Solar dba Momentum Solar | AC Electric | Accepted | 2019-10-18 | 2019-10-22 | 2020-10-22 | Hanwha | Q.Peak DUO BLK-G5 315 | Solar Panels |  | 0.315 | 14 | 159 | 31 |  | Fixed | Roof
Solar Registration Program | NJSRRE1542557058 | Sicklerville | 8081 | 14 | 4.41 | Residential | Yes | Behind the Meter | Pro Custom Solar dba Momentum Solar | AC Electric | Accepted | 2019-10-18 | 2019-10-22 | 2020-10-22 | Enphase Energy | IQ6-60-2-US | Inverters | 240 |  | 14 |  |  | 0.97 |  | Outdoor | Roof
Solar Registration Program | NJSRRE1542583135 | Pennsauken | 8110 | 14 | 4.41 | Residential | Yes | Behind the Meter | Vivint Solar Developer, LLC | PSE&G | Accepted | 2019-10-25 | 2019-10-28 | 2020-10-28 | Hanwha Solar | Q.PEAK BLK-G5 315 | Solar Panels |  | 0.315 | 14 | 220 | 27 |  | Fixed | Roof
Solar Registration Program | NJSRRE1542583135 | Pennsauken | 8110 | 14 | 4.41 | Residential | Yes | Behind the Meter | Vivint Solar Developer, LLC | PSE&G | Accepted | 2019-10-25 | 2019-10-28 | 2020-10-28 | solar edge | SE3800H-US | Inverters | 3800 |  | 1 |  |  | 0.992 |  | Outdoor | near utility meter
Solar Registration Program | NJSRRE1542584346 | Lyndhurst | 7071 | 7 | 4.41 | Residential | Yes | Behind the Meter | Trinity Solar | PSE&G | Accepted | 2019-10-25 | 2019-10-29 | 2020-10-29 | Hanwha | Q.PEAK DUO BLK-G5 315 | Solar Panels |  | 0.315 | 10 | 217 | 23 |  | Fixed | Roof
Solar Registration Program | NJSRRE1542584346 | Lyndhurst | 7071 | 7 | 4.41 | Residential | Yes | Behind the Meter | Trinity Solar | PSE&G | Accepted | 2019-10-25 | 2019-10-29 | 2020-10-29 | Hanwha | Q.PEAK DUO BLK-G5 315 | Solar Panels |  | 0.315 | 4 | 217 | 23 |  | Fixed | Roof
Solar Registration Program | NJSRRE1542584346 | Lyndhurst | 7071 | 7 | 4.41 | Residential | Yes | Behind the Meter | Trinity Solar | PSE&G | Accepted | 2019-10-25 | 2019-10-29 | 2020-10-29 | Solar Edge | SE3800 | Inverters | 3800 |  | 1 |  |  | 0.97 |  | Outside | side of home
Solar Registration Program | NJSRRE1542679433 | North Bergen | 7047 | 8 | 4.41 | Residential | No | Behind the Meter | Suntuity Solar LLC | PSE&G | Accepted | 2019-10-26 | 2019-10-29 | 2020-10-29 | Yingli Green Energy | YL315D-30b | Solar Panels |  | 0.315 | 11 | 121 | 34 |  | Fixed | Roof
Solar Registration Program | NJSRRE1542679433 | North Bergen | 7047 | 8 | 4.41 | Residential | No | Behind the Meter | Suntuity Solar LLC | PSE&G | Accepted | 2019-10-26 | 2019-10-29 | 2020-10-29 | Yingli Green Energy | YL315D-30b | Solar Panels |  | 0.315 | 3 | 301 | 34 |  | Fixed | Roof
Solar Registration Program | NJSRRE1542679433 | North Bergen | 7047 | 8 | 4.41 | Residential | No | Behind the Meter | Suntuity Solar LLC | PSE&G | Accepted | 2019-10-26 | 2019-10-29 | 2020-10-29 | Enphase Energy | IQ7-60-2-US | Inverters | 240 |  | 14 |  |  | 0.97 |  | Outdoor | Behind the PV Modules
Solar Registration Program | NJSRRE1542687254 | North Arlington | 7031 | 7 | 4.41 | Residential | Yes | Behind the Meter | Trinity Solar | PSE&G | Accepted | 2019-10-29 | 2019-10-31 | 2020-10-31 | Hanwha | Q.PEAK DUO BLK-G5 315 | Solar Panels |  | 0.315 | 14 | 125 | 22 |  | Fixed | Roof
Solar Registration Program | NJSRRE1542687254 | North Arlington | 7031 | 7 | 4.41 | Residential | Yes | Behind the Meter | Trinity Solar | PSE&G | Accepted | 2019-10-29 | 2019-10-31 | 2020-10-31 | Solar Edge | SE3800 | Inverters | 3800 |  | 1 |  |  | 0.97 |  | Outside | side of home
Solar Registration Program | NJSRRE1542765465 | Sicklerville | 8081 | 14 | 4.41 | Residential | Yes | Behind the Meter | Trinity Solar | AC Electric | Accepted | 2019-10-30 | 2019-11-01 | 2020-11-01 | Hanwha 315 | Q.PEAK DUO BLK-G5 315 | Solar Panels |  | 0.315 | 14 | 75 | 23 |  | Fixed | Roof
Solar Registration Program | NJSRRE1542765465 | Sicklerville | 8081 | 14 | 4.41 | Residential | Yes | Behind the Meter | Trinity Solar | AC Electric | Accepted | 2019-10-30 | 2019-11-01 | 2020-11-01 | Solar Edge | SE3800H-US | Inverters | 3800 |  | 1 |  |  | 0.97 |  | Indoor | garage
Solar Registration Program | NJSRRE1542850483 | Bloomfield | 7003 | 9 | 4.41 | Residential | Yes | Behind the Meter | Trinity Solar | PSE&G | Accepted | 2019-10-31 | 2019-11-04 | 2020-11-04 | HANWHA | Q.PEAK DUO BLK-G5 315 | Solar Panels |  | 0.315 | 6 | 264 | 45 |  | Fixed | Roof
Solar Registration Program | NJSRRE1542850483 | Bloomfield | 7003 | 9 | 4.41 | Residential | Yes | Behind the Meter | Trinity Solar | PSE&G | Accepted | 2019-10-31 | 2019-11-04 | 2020-11-04 | HANWHA | Q.PEAK DUO BLK-G5 315 | Solar Panels |  | 0.315 | 8 | 174 | 5 |  | Fixed | Roof
Solar Registration Program | NJSRRE1542850483 | Bloomfield | 7003 | 9 | 4.41 | Residential | Yes | Behind the Meter | Trinity Solar | PSE&G | Accepted | 2019-10-31 | 2019-11-04 | 2020-11-04 | Solar Edge | SE3800H-US000BNC4 | Inverters | 3800 |  | 1 |  |  | 0.97 |  | Outdoor | side of home
Solar Registration Program | NJSRRE1542860760 | Manasquan | 8736 | 17 | 4.41 | Residential | Yes | Behind the Meter | Trinity Solar | JCP&L | Accepted | 2019-11-01 | 2019-11-05 | 2020-11-05 | Hanwha | Q.PEAK DUO BLK-G5 315 | Solar Panels |  | 0.315 | 8 | 209 | 40 |  | Fixed | Roof
Solar Registration Program | NJSRRE1542860760 | Manasquan | 8736 | 17 | 4.41 | Residential | Yes | Behind the Meter | Trinity Solar | JCP&L | Accepted | 2019-11-01 | 2019-11-05 | 2020-11-05 | Hanwha | Q.PEAK DUO BLK-G5 315 | Solar Panels |  | 0.315 | 6 | 119 | 34 |  | Fixed | Roof
Solar Registration Program | NJSRRE1542860760 | Manasquan | 8736 | 17 | 4.41 | Residential | Yes | Behind the Meter | Trinity Solar | JCP&L | Accepted | 2019-11-01 | 2019-11-05 | 2020-11-05 | Solar Edge | SE3800 | Inverters | 3800 |  | 1 |  |  | 0.97 |  | Outside | side of home
Solar Registration Program | NJSRRE1542909563 | Dumont | 7628 | 7 | 4.41 | Residential | Yes | Behind the Meter | Trinity Solar | PSE&G | Accepted | 2019-11-04 | 2019-11-06 | 2020-11-06 | YINGLI 315 | YL315D-30b | Solar Panels |  | 0.315 | 14 | 177 | 14 |  | Fixed | Roof
Solar Registration Program | NJSRRE1542909563 | Dumont | 7628 | 7 | 4.41 | Residential | Yes | Behind the Meter | Trinity Solar | PSE&G | Accepted | 2019-11-04 | 2019-11-06 | 2020-11-06 | Solar Edge | SE3800H-US000BNC4 | Inverters | 3800 |  | 1 |  |  | 0.97 |  | Outdoor | side of home
Solar Registration Program | NJSRRE1542909676 | Piscataway | 8854 | 11 | 4.41 | Residential | Yes | Behind the Meter | Pro Custom Solar dba Momentum Solar | PSE&G | Accepted | 2019-11-04 | 2019-11-06 | 2020-11-06 | Hanwha | Q.Peak DUO BLK-G5 315 | Solar Panels |  | 0.315 | 14 | 264 | 25 |  | Fixed | Roof
Solar Registration Program | NJSRRE1542909676 | Piscataway | 8854 | 11 | 4.41 | Residential | Yes | Behind the Meter | Pro Custom Solar dba Momentum Solar | PSE&G | Accepted | 2019-11-04 | 2019-11-06 | 2020-11-06 | Enphase Energy | IQ6-60-2-US | Inverters | 240 |  | 14 |  |  | 0.97 |  | Outdoor | Roof
Solar Registration Program | NJSRRE1543041567 | Rahway | 7065 | 10 | 4.41 | Residential | Yes | Behind the Meter | Pro Custom Solar dba Momentum Solar | PSE&G | Accepted | 2019-11-06 | 2019-11-11 | 2020-11-11 | HANWHA | Q.PEAK DUO BLK-G5 315 | Solar Panels |  | 0.315 | 8 | 266 | 39 |  | Fixed | Roof
Solar Registration Program | NJSRRE1543041567 | Rahway | 7065 | 10 | 4.41 | Residential | Yes | Behind the Meter | Pro Custom Solar dba Momentum Solar | PSE&G | Accepted | 2019-11-06 | 2019-11-11 | 2020-11-11 | HANWHA | Q.PEAK DUO BLK-G5 315 | Solar Panels |  | 0.315 | 6 | 354 | 9 |  | Fixed | Roof
Solar Registration Program | NJSRRE1543041567 | Rahway | 7065 | 10 | 4.41 | Residential | Yes | Behind the Meter | Pro Custom Solar dba Momentum Solar | PSE&G | Accepted | 2019-11-06 | 2019-11-11 | 2020-11-11 | Enphase Energy | IQ6-60-2-US | Inverters | 240 |  | 14 |  |  | 0.97 |  | Outdoor | Roof
Solar Registration Program | NJSRRE1543041589 | Westampton | 8060 | 13 | 4.41 | Residential | Yes | Behind the Meter | Trinity Solar | PSE&G | Accepted | 2019-11-06 | 2019-11-11 | 2020-11-11 | Hanwha 315 | Q.PEAK DUO BLK-G5 315 | Solar Panels |  | 0.315 | 14 | 196 | 27 |  | Fixed | Roof
Solar Registration Program | NJSRRE1543041589 | Westampton | 8060 | 13 | 4.41 | Residential | Yes | Behind the Meter | Trinity Solar | PSE&G | Accepted | 2019-11-06 | 2019-11-11 | 2020-11-11 | Solar Edge | SE3800H-US | Inverters | 3800 |  | 1 |  |  | 0.97 |  | Indoor | garage
Solar Registration Program | NJSRRE1543041650 | Belleville | 7109 | 9 | 4.41 | Residential | Yes | Behind the Meter | Trinity Solar | PSE&G | Accepted | 2019-11-06 | 2019-11-11 | 2020-11-11 | Hanwha | Q.PEAK DUO BLK-G5 315 | Solar Panels |  | 0.315 | 14 | 130 | 18 |  | Fixed | Roof
Solar Registration Program | NJSRRE1543041650 | Belleville | 7109 | 9 | 4.41 | Residential | Yes | Behind the Meter | Trinity Solar | PSE&G | Accepted | 2019-11-06 | 2019-11-11 | 2020-11-11 | Solar Edge | SE3800 | Inverters | 3800 |  | 1 |  |  | 0.97 |  | Outside | side of home
Solar Registration Program | NJSRRE1543056220 | PENNSAUKEN | 8110 | 14 | 4.41 | Residential | Yes | Behind the Meter | Vivint Solar Developer, LLC | PSE&G | Accepted | 2019-11-07 | 2019-11-12 | 2020-11-12 | Hanwha | Q.PEAK BLK G5 315 | Solar Panels |  | 0.315 | 6 | 328 | 13 |  | Fixed | Roof
Solar Registration Program | NJSRRE1543056220 | PENNSAUKEN | 8110 | 14 | 4.41 | Residential | Yes | Behind the Meter | Vivint Solar Developer, LLC | PSE&G | Accepted | 2019-11-07 | 2019-11-12 | 2020-11-12 | Hanwha | Q.PEAK BLK G5 315 | Solar Panels |  | 0.315 | 8 | 238 | 13 |  | Fixed | Roof
Solar Registration Program | NJSRRE1543056220 | PENNSAUKEN | 8110 | 14 | 4.41 | Residential | Yes | Behind the Meter | Vivint Solar Developer, LLC | PSE&G | Accepted | 2019-11-07 | 2019-11-12 | 2020-11-12 | Solar Edge | SE3800H-US | Inverters | 3800 |  | 1 |  |  | 0.992 |  | Outdoor | Near the Utility Meter
Solar Registration Program | NJSRRE1543057959 | North Bergen | 7047 | 8 | 4.41 | Residential | No | Behind the Meter | Trinity Solar | PSE&G | Accepted | 2019-11-08 | 2019-11-12 | 2020-11-12 | HANWHA | Q.PEAK DUO BLK-G5 315 | Solar Panels |  | 0.315 | 7 | 214 | 18 |  | Fixed | Roof
Solar Registration Program | NJSRRE1543057959 | North Bergen | 7047 | 8 | 4.41 | Residential | No | Behind the Meter | Trinity Solar | PSE&G | Accepted | 2019-11-08 | 2019-11-12 | 2020-11-12 | HANWHA | Q.PEAK DUO BLK-G5 315 | Solar Panels |  | 0.315 | 7 | 124 | 18 |  | Fixed | Roof
Solar Registration Program | NJSRRE1543057959 | North Bergen | 7047 | 8 | 4.41 | Residential | No | Behind the Meter | Trinity Solar | PSE&G | Accepted | 2019-11-08 | 2019-11-12 | 2020-11-12 | Solar Edge | SE3800H-US000BNC4 | Inverters | 3800 |  | 1 |  |  | 0.97 |  | Outdoor | side of home
Solar Registration Program | NJSRRE1543065485 | Carteret | 7008 | 11 | 4.41 | Residential | Yes | Behind the Meter | Pro Custom Solar dba Momentum Solar | PSE&G | Accepted | 2019-11-11 | 2019-11-13 | 2020-11-13 | Hanwha | Q.Peak DUO BLK-G5 315 | Solar Panels |  | 0.315 | 8 | 106 | 40 |  | Fixed | Roof
Solar Registration Program | NJSRRE1543065485 | Carteret | 7008 | 11 | 4.41 | Residential | Yes | Behind the Meter | Pro Custom Solar dba Momentum Solar | PSE&G | Accepted | 2019-11-11 | 2019-11-13 | 2020-11-13 | Hanwha | Q.Peak DUO BLK-G5 315 | Solar Panels |  | 0.315 | 6 | 286 | 40 |  | Fixed | Roof
Solar Registration Program | NJSRRE1543065485 | Carteret | 7008 | 11 | 4.41 | Residential | Yes | Behind the Meter | Pro Custom Solar dba Momentum Solar | PSE&G | Accepted | 2019-11-11 | 2019-11-13 | 2020-11-13 | Enphase Energy | IQ6-60-2-US | Inverters | 240 |  | 12 |  |  | 0.97 |  | Outdoor | Roof
Solar Registration Program | NJSRRE1543066049 | ELMWOOD PARK | 7407 | 7 | 4.41 | Residential | Yes | Behind the Meter | Vivint Solar Developer, LLC | PSE&G | Accepted | 2019-11-11 | 2019-12-19 | 2020-12-19 | Hanwha Solar | Q.PEAK BLK-G5 315 | Solar Panels |  | 0.315 | 6 | 252 | 37 |  | Fixed | Roof
Solar Registration Program | NJSRRE1543066049 | ELMWOOD PARK | 7407 | 7 | 4.41 | Residential | Yes | Behind the Meter | Vivint Solar Developer, LLC | PSE&G | Accepted | 2019-11-11 | 2019-12-19 | 2020-12-19 | Hanwha Solar | Q.PEAK BLK-G5 315 | Solar Panels |  | 0.315 | 8 | 72 | 37 |  | Fixed | Roof
Solar Registration Program | NJSRRE1543066049 | ELMWOOD PARK | 7407 | 7 | 4.41 | Residential | Yes | Behind the Meter | Vivint Solar Developer, LLC | PSE&G | Accepted | 2019-11-11 | 2019-12-19 | 2020-12-19 | Solar Edge | SE3800H-US000BNC4 | Inverters | 3800 |  | 1 |  |  | 0.992 |  | Outdoor | Near The Utility Meter
Solar Registration Program | NJSRRE1543067434 | Township of Washington | 7676 | 7 | 4.41 | Residential | Yes | Behind the Meter | Trinity Solar | PSE&G | Accepted | 2019-11-12 | 2019-11-14 | 2020-11-14 | Hanwha | Q.PEAK DUO BLK-G5 315 | Solar Panels |  | 0.315 | 5 | 177 | 23 |  | Fixed | Roof
Solar Registration Program | NJSRRE1543067434 | Township of Washington | 7676 | 7 | 4.41 | Residential | Yes | Behind the Meter | Trinity Solar | PSE&G | Accepted | 2019-11-12 | 2019-11-14 | 2020-11-14 | Hanwha | Q.PEAK DUO BLK-G5 315 | Solar Panels |  | 0.315 | 9 | 267 | 14 |  | Fixed | Roof
Solar Registration Program | NJSRRE1543067434 | Township of Washington | 7676 | 7 | 4.41 | Residential | Yes | Behind the Meter | Trinity Solar | PSE&G | Accepted | 2019-11-12 | 2019-11-14 | 2020-11-14 | Solar Edge | SE3800 | Inverters | 3800 |  | 1 |  |  | 0.97 |  | Outside | side of home
Solar Registration Program | NJSRRE1543067559 | Cape May Court House | 8210 | 21 | 4.41 | Residential | Yes | Behind the Meter | Trinity Solar | AC Electric | Accepted | 2019-11-12 | 2019-11-14 | 2020-11-14 | HANWHA | Q.PEAK DUO BLK-G5 315 | Solar Panels |  | 0.315 | 14 | 172 | 34 |  | Fixed | Roof
Solar Registration Program | NJSRRE1543067559 | Cape May Court House | 8210 | 21 | 4.41 | Residential | Yes | Behind the Meter | Trinity Solar | AC Electric | Accepted | 2019-11-12 | 2019-11-14 | 2020-11-14 | Solar Edge | SE3800H-US000BNC4 | Inverters | 3800 |  | 1 |  |  | 0.97 |  | Outdoor | side of home
Solar Registration Program | NJSRRE1543067833 | Roselle | 7203 | 10 | 4.41 | Residential | Yes | Behind the Meter | Trinity Solar | PSE&G | Accepted | 2019-11-12 | 2019-11-14 | 2020-11-14 | Hanwha 315 | Q.PEAK DUO BLK-G5 315 | Solar Panels |  | 0.315 | 14 | 170 | 34 |  | Fixed | Roof
Solar Registration Program | NJSRRE1543067833 | Roselle | 7203 | 10 | 4.41 | Residential | Yes | Behind the Meter | Trinity Solar | PSE&G | Accepted | 2019-11-12 | 2019-11-14 | 2020-11-14 | Solar Edge | SE3800H-US | Inverters | 3800 |  | 1 |  |  | 0.97 |  | Outside | side of home
Solar Registration Program | NJSRRE1543098054 | Elizabeth | 7201 | 10 | 4.41 | Residential | Yes | Behind the Meter | New Jersey Suntech | PSE&G | Accepted | 2019-11-13 | 2019-11-15 | 2020-11-15 | Jinko | JKM315m-60 | Solar Panels |  | 0.315 | 14 | 170 | 35 |  | Fixed | Roof
Solar Registration Program | NJSRRE1543098054 | Elizabeth | 7201 | 10 | 4.41 | Residential | Yes | Behind the Meter | New Jersey Suntech | PSE&G | Accepted | 2019-11-13 | 2019-11-15 | 2020-11-15 | Solaredge | SE3000 | Inverters | 3000 |  | 1 |  |  | 0.97 |  | Outdoor | Side of house
Solar Registration Program | NJSRRE1543123231 | Manahawkin | 8050 | 18 | 4.41 | Residential | Yes | Behind the Meter | Vivint Solar Developer, LLC | AC Electric | Accepted | 2019-11-12 | 2019-11-15 | 2020-11-15 | Hanwha | Q.PEAK BLK-G5 315 | Solar Panels |  | 0.315 | 10 | 244 | 15 |  | Fixed | Roof
Solar Registration Program | NJSRRE1543123231 | Manahawkin | 8050 | 18 | 4.41 | Residential | Yes | Behind the Meter | Vivint Solar Developer, LLC | AC Electric | Accepted | 2019-11-12 | 2019-11-15 | 2020-11-15 | Hanwha | Q.PEAK BLK-G5 315 | Solar Panels |  | 0.315 | 4 | 64 | 30 |  | Fixed | Roof
Solar Registration Program | NJSRRE1543123231 | Manahawkin | 8050 | 18 | 4.41 | Residential | Yes | Behind the Meter | Vivint Solar Developer, LLC | AC Electric | Accepted | 2019-11-12 | 2019-11-15 | 2020-11-15 | Solar Edge | SE3800H-US000BNC4 | Inverters | 3800 |  | 1 |  |  | 0.992 |  | Outdoor | Near the utility meter
Solar Registration Program | NJSRRE1543233534 | ATLANTIC HIGHLANDS | 7716 | 17 | 4.41 | Residential | Yes | Behind the Meter | Vivint Solar Developer, LLC | JCP&L | Accepted | 2019-11-14 | 2019-11-18 | 2020-11-18 | HANWHA SOLAR | Q.PEAK BLK-G5 315 | Solar Panels |  | 0.315 | 10 | 108 | 42 |  | Fixed | Roof
Solar Registration Program | NJSRRE1543233534 | ATLANTIC HIGHLANDS | 7716 | 17 | 4.41 | Residential | Yes | Behind the Meter | Vivint Solar Developer, LLC | JCP&L | Accepted | 2019-11-14 | 2019-11-18 | 2020-11-18 | HANWHA SOLAR | Q.PEAK BLK-G5 315 | Solar Panels |  | 0.315 | 2 | 198 | 15 |  | Fixed | Roof
Solar Registration Program | NJSRRE1543233534 | ATLANTIC HIGHLANDS | 7716 | 17 | 4.41 | Residential | Yes | Behind the Meter | Vivint Solar Developer, LLC | JCP&L | Accepted | 2019-11-14 | 2019-11-18 | 2020-11-18 | HANWHA SOLAR | Q.PEAK BLK-G5 315 | Solar Panels |  | 0.315 | 2 | 198 | 42 |  | Fixed | Roof
Solar Registration Program | NJSRRE1543233534 | ATLANTIC HIGHLANDS | 7716 | 17 | 4.41 | Residential | Yes | Behind the Meter | Vivint Solar Developer, LLC | JCP&L | Accepted | 2019-11-14 | 2019-11-18 | 2020-11-18 | SOLAREDGE | SE3800H-US000BNC4 | Inverters | 3800 |  | 1 |  |  | 0.992 |  | Outdoor | Near the Utility Meter
Solar Registration Program | NJSRRE1543248724 | Cape May Court House | 8210 | 21 | 4.41 | Residential | Yes | Behind the Meter | Trinity Solar | AC Electric | Accepted | 2019-11-14 | 2019-11-18 | 2020-11-18 | HANWHA | Q.PEAK DUO BLK-G5 315 | Solar Panels |  | 0.315 | 14 | 209 | 23 |  | Fixed | Roof
Solar Registration Program | NJSRRE1543248724 | Cape May Court House | 8210 | 21 | 4.41 | Residential | Yes | Behind the Meter | Trinity Solar | AC Electric | Accepted | 2019-11-14 | 2019-11-18 | 2020-11-18 | SOLAR EDGE | SE3800H-US | Inverters | 3800 |  | 1 |  |  | 0.97 |  | Outside | SIDE OF HOME
Solar Registration Program | NJSRRE1543248752 | Jersey City | 7305 | 8 | 4.41 | Residential | Yes | Behind the Meter | Trinity Solar | PSE&G | Accepted | 2019-11-14 | 2019-11-18 | 2020-11-18 | HANWHA | Q.PEAK DUO BLK-G5 315 | Solar Panels |  | 0.315 | 14 | 236 | 3 |  | Fixed | Roof
Solar Registration Program | NJSRRE1543248752 | Jersey City | 7305 | 8 | 4.41 | Residential | Yes | Behind the Meter | Trinity Solar | PSE&G | Accepted | 2019-11-14 | 2019-11-18 | 2020-11-18 | Solar Edge | SE3800H-US000BNC4 | Inverters | 3800 |  | 1 |  |  | 0.97 |  | Outdoor | side of home
Solar Registration Program | NJSRRE1543315540 | LODI | 7644 | 7 | 4.41 | Residential | Yes | Behind the Meter | Vivint Solar Developer, LLC | PSE&G | Accepted | 2019-11-18 | 2019-11-19 | 2020-11-19 | HANWHA SOLAR | Q.PEAK BLK-G5 315 | Solar Panels |  | 0.315 | 12 | 128 | 27 |  | Fixed | Roof
Solar Registration Program | NJSRRE1543315540 | LODI | 7644 | 7 | 4.41 | Residential | Yes | Behind the Meter | Vivint Solar Developer, LLC | PSE&G | Accepted | 2019-11-18 | 2019-11-19 | 2020-11-19 | HANWHA SOLAR | Q.PEAK BLK-G5 315 | Solar Panels |  | 0.315 | 2 | 128 | 22 |  | Fixed | Roof
Solar Registration Program | NJSRRE1543315540 | LODI | 7644 | 7 | 4.41 | Residential | Yes | Behind the Meter | Vivint Solar Developer, LLC | PSE&G | Accepted | 2019-11-18 | 2019-11-19 | 2020-11-19 | solar edge | SE3800H-US000BNC4 | Inverters | 3800 |  | 1 |  |  | 0.992 |  | Outdoor | near utility meter
Solar Registration Program | NJSRRE1543417417 | Bloomfield | 7003 | 9 | 4.41 | Residential | Yes | Behind the Meter | Trinity Solar | PSE&G | Accepted | 2019-11-18 | 2019-11-20 | 2020-11-20 | HANWHA | Q.PEAK DUO BLK-G5 315 | Solar Panels |  | 0.315 | 14 | 173 | 34 |  | Fixed | Roof
Solar Registration Program | NJSRRE1543417417 | Bloomfield | 7003 | 9 | 4.41 | Residential | Yes | Behind the Meter | Trinity Solar | PSE&G | Accepted | 2019-11-18 | 2019-11-20 | 2020-11-20 | SOLAR EDGE | SE3800H-US | Inverters | 3800 |  | 1 |  |  | 0.97 |  | Outside | SIDE OF HOME
Solar Registration Program | NJSRRE1543418008 | Plainfield | 7063 | 10 | 4.41 | Residential | Yes | Behind the Meter | Vivint Solar Developer, LLC | PSE&G | Accepted | 2019-11-18 | 2019-11-20 | 2020-11-20 | HANWHA | Q.PEAK BLK-G5 315 | Solar Panels |  | 0.315 | 14 | 136 | 37 |  | Fixed | Roof
Solar Registration Program | NJSRRE1543418008 | Plainfield | 7063 | 10 | 4.41 | Residential | Yes | Behind the Meter | Vivint Solar Developer, LLC | PSE&G | Accepted | 2019-11-18 | 2019-11-20 | 2020-11-20 | SOLAREDGE | SE3800H-US | Inverters | 3800 |  | 1 |  |  | 0.992 |  | Outdoor | Near the Utility Meter
Solar Registration Program | NJSRRE1543421322 | Egg Harbor City | 8215 | 19 | 4.41 | Residential | Yes | Behind the Meter | Trinity Solar | AC Electric | Accepted | 2019-11-19 | 2019-11-21 | 2020-11-21 | Hanwha | Q.PEAK DUO BLK-G5 315 | Solar Panels |  | 0.315 | 14 | 222 | 34 |  | Fixed | Roof
Solar Registration Program | NJSRRE1543421322 | Egg Harbor City | 8215 | 19 | 4.41 | Residential | Yes | Behind the Meter | Trinity Solar | AC Electric | Accepted | 2019-11-19 | 2019-11-21 | 2020-11-21 | Solar Edge | SE3800 | Inverters | 3800 |  | 1 |  |  | 0.97 |  | Outside | side of home
Solar Registration Program | NJSRRE1543422102 | TOMS RIVER | 8753 | 18 | 4.41 | Residential | Yes | Behind the Meter | Vivint Solar Developer, LLC | JCP&L | Accepted | 2019-11-20 | 2019-11-25 | 2020-11-25 | HANWHA SOLAR | Q.PEAK BLK-G5 315 | Solar Panels |  | 0.315 | 9 | 95 | 19 |  | Fixed | Roof
Solar Registration Program | NJSRRE1543422102 | TOMS RIVER | 8753 | 18 | 4.41 | Residential | Yes | Behind the Meter | Vivint Solar Developer, LLC | JCP&L | Accepted | 2019-11-20 | 2019-11-25 | 2020-11-25 | HANWHA SOLAR | Q.PEAK BLK-G5 315 | Solar Panels |  | 0.315 | 5 | 95 | 19 |  | Fixed | Roof
Solar Registration Program | NJSRRE1543422102 | TOMS RIVER | 8753 | 18 | 4.41 | Residential | Yes | Behind the Meter | Vivint Solar Developer, LLC | JCP&L | Accepted | 2019-11-20 | 2019-11-25 | 2020-11-25 | solar edge | SE3800H-US | Inverters | 3800 |  | 1 |  |  | 0.992 |  | Outdoor | near the utility meter
Solar Registration Program | NJSRRE1543433821 | Jersey City | 7307 | 8 | 4.41 | Residential | Yes | Behind the Meter | Vivint Solar Developer, LLC | PSE&G | Accepted | 2019-11-25 | 2019-11-25 | 2020-11-25 | HANWHA SOLAR | Q.PEAK BLK-G5 315 | Solar Panels |  | 0.315 | 14 | 295 | 2 |  | Fixed | Roof
Solar Registration Program | NJSRRE1543433821 | Jersey City | 7307 | 8 | 4.41 | Residential | Yes | Behind the Meter | Vivint Solar Developer, LLC | PSE&G | Accepted | 2019-11-25 | 2019-11-25 | 2020-11-25 | solar edge | SE3800H-US000BNC4 | Inverters | 3800 |  | 1 |  |  | 0.992 |  | Outdoor | near utility meter
Solar Registration Program | NJSRRE1543441526 | Howell | 7731 | 17 | 4.41 | Residential | Yes | Behind the Meter | Trinity Solar | JCP&L | Accepted | 2019-11-25 | 2019-11-27 | 2020-11-27 | Hanwha | Q.PEAK DUO BLK-G5 315 | Solar Panels |  | 0.315 | 14 | 221 | 18 |  | Fixed | Roof
Solar Registration Program | NJSRRE1543441526 | Howell | 7731 | 17 | 4.41 | Residential | Yes | Behind the Meter | Trinity Solar | JCP&L | Accepted | 2019-11-25 | 2019-11-27 | 2020-11-27 | Solar Edge | SE3800 | Inverters | 3800 |  | 1 |  |  | 0.97 |  | Outside | side of home
Solar Registration Program | NJSRRE1543441729 | PORT MONMOUTH | 7758 | 17 | 4.41 | Residential | Yes | Behind the Meter | Vivint Solar Developer, LLC | JCP&L | Accepted | 2019-11-25 | 2019-11-27 | 2020-11-27 | HANWHA SOLAR | Q.PEAK BLK-G5 315 | Solar Panels |  | 0.315 | 14 | 219 | 34 |  | Fixed | Roof
Solar Registration Program | NJSRRE1543441729 | PORT MONMOUTH | 7758 | 17 | 4.41 | Residential | Yes | Behind the Meter | Vivint Solar Developer, LLC | JCP&L | Accepted | 2019-11-25 | 2019-11-27 | 2020-11-27 | SOLAREDGE | SE3800H-US | Inverters | 3800 |  | 1 |  |  | 0.992 |  | Outdoor | Near the Utility Meter
Solar Registration Program | NJSRRE1543442935 | Roselle | 7203 | 10 | 4.41 | Residential | Yes | Behind the Meter | Pro Custom Solar dba Momentum Solar | PSE&G | Accepted | 2019-11-25 | 2019-11-27 | 2020-11-27 | Hanwha | Q.Peak DUO BLK-G5 315 | Solar Panels |  | 0.315 | 14 | 209 | 41 |  | Fixed | Roof
Solar Registration Program | NJSRRE1543442935 | Roselle | 7203 | 10 | 4.41 | Residential | Yes | Behind the Meter | Pro Custom Solar dba Momentum Solar | PSE&G | Accepted | 2019-11-25 | 2019-11-27 | 2020-11-27 | Enphase Energy | IQ6-60-2-US | Inverters | 240 |  | 14 |  |  | 0.97 |  | Outdoor | Roof
Solar Registration Program | NJSRRE1543443559 | Union | 7083 | 10 | 4.41 | Residential | Yes | Behind the Meter | Pro Custom Solar dba Momentum Solar | PSE&G | Accepted | 2019-11-25 | 2019-12-02 | 2020-12-02 | Hanwha | Q.Peak DUO BLK-G5 315 | Solar Panels |  | 0.315 | 7 | 160 | 31 |  | Fixed | Roof
Solar Registration Program | NJSRRE1543443559 | Union | 7083 | 10 | 4.41 | Residential | Yes | Behind the Meter | Pro Custom Solar dba Momentum Solar | PSE&G | Accepted | 2019-11-25 | 2019-12-02 | 2020-12-02 | Hanwha | Q.Peak DUO BLK-G5 315 | Solar Panels |  | 0.315 | 7 | 250 | 29 |  | Fixed | Roof
Solar Registration Program | NJSRRE1543443559 | Union | 7083 | 10 | 4.41 | Residential | Yes | Behind the Meter | Pro Custom Solar dba Momentum Solar | PSE&G | Accepted | 2019-11-25 | 2019-12-02 | 2020-12-02 | Enphase Energy | IQ6-60-2-US | Inverters | 240 |  | 14 |  |  | 0.97 |  | Outdoor | Roof
Solar Registration Program | NJSRRE1543446534 | Clifton | 7013 | 6 | 4.41 | Residential | Yes | Behind the Meter | Trinity Solar | PSE&G | Accepted | 2019-11-26 | 2019-12-02 | 2020-12-02 | Hanwha | Q.PEAK DUO BLK-G5 315 | Solar Panels |  | 0.315 | 8 | 200 | 34 |  | Fixed | Roof
Solar Registration Program | NJSRRE1543446534 | Clifton | 7013 | 6 | 4.41 | Residential | Yes | Behind the Meter | Trinity Solar | PSE&G | Accepted | 2019-11-26 | 2019-12-02 | 2020-12-02 | Hanwha | Q.PEAK DUO BLK-G5 315 | Solar Panels |  | 0.315 | 6 | 200 | 16 |  | Fixed | Roof
Solar Registration Program | NJSRRE1543446534 | Clifton | 7013 | 6 | 4.41 | Residential | Yes | Behind the Meter | Trinity Solar | PSE&G | Accepted | 2019-11-26 | 2019-12-02 | 2020-12-02 | Solar Edge | SE3800 | Inverters | 3800 |  | 1 |  |  | 0.97 |  | Outside | side of home
Solar Registration Program | NJSRRE1543450706 | Columbus | 8022 | 13 | 4.41 | Residential | Yes | Behind the Meter | Vivint Solar Developer, LLC | PSE&G | Accepted | 2019-11-29 | 2019-12-03 | 2020-12-03 | HANWHA SOLAR | Q.PEAK BLK-G5 315 | Solar Panels |  | 0.315 | 14 | 168 | 30 |  | Fixed | Roof
Solar Registration Program | NJSRRE1543450706 | Columbus | 8022 | 13 | 4.41 | Residential | Yes | Behind the Meter | Vivint Solar Developer, LLC | PSE&G | Accepted | 2019-11-29 | 2019-12-03 | 2020-12-03 | SOLAREDGE | SE3800H-US | Inverters | 3800 |  | 1 |  |  | 0.992 |  | Outdoor | Near the Utility Meter
Solar Registration Program | NJSRRE1543463133 | Toms River | 8757 | 18 | 4.41 | Residential | Yes | Behind the Meter | Pro Custom Solar dba Momentum Solar | JCP&L | Accepted | 2019-12-02 | 2019-12-04 | 2020-12-04 | Hanwha | Q.Peak DUO BLK-G5 315 | Solar Panels |  | 0.315 | 8 | 267 | 24 |  | Fixed | Roof
Solar Registration Program | NJSRRE1543463133 | Toms River | 8757 | 18 | 4.41 | Residential | Yes | Behind the Meter | Pro Custom Solar dba Momentum Solar | JCP&L | Accepted | 2019-12-02 | 2019-12-04 | 2020-12-04 | Hanwha | Q.Peak DUO BLK-G5 315 | Solar Panels |  | 0.315 | 6 | 177 | 24 |  | Fixed | Roof
Solar Registration Program | NJSRRE1543463133 | Toms River | 8757 | 18 | 4.41 | Residential | Yes | Behind the Meter | Pro Custom Solar dba Momentum Solar | JCP&L | Accepted | 2019-12-02 | 2019-12-04 | 2020-12-04 | Enphase Energy | IQ6-60-2-US | Inverters | 240 |  | 14 |  |  | 0.97 |  | Outdoor | Roof
Solar Registration Program | NJSRRE1543463214 | Irvington | 7111 | 9 | 4.41 | Residential | Yes | Behind the Meter | Pro Custom Solar dba Momentum Solar | PSE&G | Accepted | 2019-12-02 | 2019-12-04 | 2020-12-04 | Hanwha | Q.Peak DUO BLK-G5 315 | Solar Panels |  | 0.315 | 14 | 126 | 12 |  | Fixed | Roof
Solar Registration Program | NJSRRE1543463214 | Irvington | 7111 | 9 | 4.41 | Residential | Yes | Behind the Meter | Pro Custom Solar dba Momentum Solar | PSE&G | Accepted | 2019-12-02 | 2019-12-04 | 2020-12-04 | Enphase Energy | IQ6-60-2-US | Inverters | 240 |  | 14 |  |  | 0.97 |  | Outdoor | Roof
Solar Registration Program | NJSRRE1543463379 | Westville | 8093 | 15 | 4.41 | Residential | No | Behind the Meter | Trinity Solar | PSE&G | Accepted | 2019-12-02 | 2019-12-04 | 2020-12-04 | Hanwha | Q.PEAK DUO BLK-G5 315 | Solar Panels |  | 0.315 | 6 | 134 | 30 |  | Fixed | Roof
Solar Registration Program | NJSRRE1543463379 | Westville | 8093 | 15 | 4.41 | Residential | No | Behind the Meter | Trinity Solar | PSE&G | Accepted | 2019-12-02 | 2019-12-04 | 2020-12-04 | Hanwha | Q.PEAK DUO BLK-G5 315 | Solar Panels |  | 0.315 | 8 | 134 | 16 |  | Fixed | Roof
Solar Registration Program | NJSRRE1543463379 | Westville | 8093 | 15 | 4.41 | Residential | No | Behind the Meter | Trinity Solar | PSE&G | Accepted | 2019-12-02 | 2019-12-04 | 2020-12-04 | Solar Edge | SE3800 | Inverters | 3800 |  | 1 |  |  | 0.97 |  | Outside | side of home
Solar Registration Program | NJSRRE1543466184 | CAMDEN | 8105 | 14 | 4.41 | Residential | Yes | Behind the Meter | Vivint Solar Developer, LLC | PSE&G | Accepted | 2019-12-03 | 2019-12-05 | 2020-12-05 | Hanwha Solar | Q.PEAK BLK G5 315 | Solar Panels |  | 0.315 | 7 | 260 | 0 |  | Fixed | Roof
Solar Registration Program | NJSRRE1543466184 | CAMDEN | 8105 | 14 | 4.41 | Residential | Yes | Behind the Meter | Vivint Solar Developer, LLC | PSE&G | Accepted | 2019-12-03 | 2019-12-05 | 2020-12-05 | Hanwha Solar | Q.PEAK BLK G5 315 | Solar Panels |  | 0.315 | 4 | 259 | 37 |  | Fixed | Roof
Solar Registration Program | NJSRRE1543466184 | CAMDEN | 8105 | 14 | 4.41 | Residential | Yes | Behind the Meter | Vivint Solar Developer, LLC | PSE&G | Accepted | 2019-12-03 | 2019-12-05 | 2020-12-05 | Hanwha Solar | Q.PEAK BLK G5 315 | Solar Panels |  | 0.315 | 3 | 261 | 23 |  | Fixed | Roof
Solar Registration Program | NJSRRE1543466184 | CAMDEN | 8105 | 14 | 4.41 | Residential | Yes | Behind the Meter | Vivint Solar Developer, LLC | PSE&G | Accepted | 2019-12-03 | 2019-12-05 | 2020-12-05 | Solar Edge | SE3800H-US | Inverters | 3800 |  | 1 |  |  | 0.992 |  | Outdoor | Near the Utility Meter
Solar Registration Program | NJSRRE1543481515 | North Brunswick Township | 8902 | 11 | 4.41 | Residential | Yes | Behind the Meter | Trinity Solar | PSE&G | Accepted | 2019-12-05 | 2019-12-09 | 2020-12-09 | HANWHA | SE3800H-US000BNC4 | Solar Panels |  | 0.315 | 14 | 180 | 23 |  | Fixed | Roof
Solar Registration Program | NJSRRE1543481515 | North Brunswick Township | 8902 | 11 | 4.41 | Residential | Yes | Behind the Meter | Trinity Solar | PSE&G | Accepted | 2019-12-05 | 2019-12-09 | 2020-12-09 | Solar Edge | SE3800H-US000BNC4 | Inverters | 3800 |  | 1 |  |  | 0.97 |  | Outdoor | side of home
Solar Registration Program | NJSRRE1543497649 | BELFORD | 7718 | 17 | 4.41 | Residential | Yes | Behind the Meter | Vivint Solar Developer, LLC | JCP&L | Accepted | 2019-12-06 | 2019-12-10 | 2020-12-10 | HANWHA SOLAR | Q.PEAK BLK-G5 315 | Solar Panels |  | 0.315 | 14 | 207 | 23 |  | Fixed | Roof
Solar Registration Program | NJSRRE1543497649 | BELFORD | 7718 | 17 | 4.41 | Residential | Yes | Behind the Meter | Vivint Solar Developer, LLC | JCP&L | Accepted | 2019-12-06 | 2019-12-10 | 2020-12-10 | SOLAREDGE | SE3800H-US | Inverters | 3800 |  | 1 |  |  | 0.992 |  | Outdoor | Near the Utility Meter
Solar Registration Program | NJSRRE1543500302 | CLIFTON | 7011 | 6 | 4.41 | Residential | Yes | Behind the Meter | Vivint Solar Developer, LLC | PSE&G | Accepted | 2019-12-07 | 2019-12-10 | 2020-12-10 | Hanwha Solar | Q.PEAK BLK-G5 315 | Solar Panels |  | 0.315 | 14 | 166 | 36 |  | Fixed | Roof
Solar Registration Program | NJSRRE1543500302 | CLIFTON | 7011 | 6 | 4.41 | Residential | Yes | Behind the Meter | Vivint Solar Developer, LLC | PSE&G | Accepted | 2019-12-07 | 2019-12-10 | 2020-12-10 | Solar Edge | SE3800H-US | Inverters | 3800 |  | 1 |  |  | 0.992 |  | Outdoor | Near the Utility Meter
Solar Registration Program | NJSRRE1543513288 | Roselle Park | 7204 | 10 | 4.41 | Residential | Yes | Behind the Meter | Trinity Solar | PSE&G | Accepted | 2019-12-11 | 2019-12-16 | 2020-12-16 | HANWHA | Q.PEAK DUO BLK-G5 315 | Solar Panels |  | 0.315 | 14 | 80 | 37 |  | Fixed | Roof
Solar Registration Program | NJSRRE1543513288 | Roselle Park | 7204 | 10 | 4.41 | Residential | Yes | Behind the Meter | Trinity Solar | PSE&G | Accepted | 2019-12-11 | 2019-12-16 | 2020-12-16 | SOLAR EDGE | SE3800H-US | Inverters | 3800 |  | 1 |  |  | 0.97 |  | Outside | SIDE OF HOME
Solar Registration Program | NJSRRE1543514512 | Wildwood | 8260 | 21 | 4.41 | Residential | No | Behind the Meter | Trinity Solar | AC Electric | Accepted | 2019-12-11 | 2019-12-16 | 2020-12-16 | HANWHA | Q.PEAK DUO BLK-G5 315 | Solar Panels |  | 0.315 | 14 | 318 | 23 |  | Fixed | Roof
Solar Registration Program | NJSRRE1543514512 | Wildwood | 8260 | 21 | 4.41 | Residential | No | Behind the Meter | Trinity Solar | AC Electric | Accepted | 2019-12-11 | 2019-12-16 | 2020-12-16 | Solar Edge | SE3800H-US000BNC4 | Inverters | 3800 |  | 1 |  |  | 0.97 |  | Outdoor | side of home
Solar Registration Program | NJSRRE1543532693 | Clifton | 7013 | 6 | 4.41 | Residential | No | Behind the Meter | Trinity Solar | PSE&G | Accepted | 2019-12-12 | 2019-12-17 | 2020-12-17 | Hanwha | Q.PEAK DUO BLK-G5 315 | Solar Panels |  | 0.315 | 14 | 200 | 37 |  | Fixed | Roof
Solar Registration Program | NJSRRE1543532693 | Clifton | 7013 | 6 | 4.41 | Residential | No | Behind the Meter | Trinity Solar | PSE&G | Accepted | 2019-12-12 | 2019-12-17 | 2020-12-17 | Solar Edge | SE3800 | Inverters | 3800 |  | 1 |  |  | 0.97 |  | Outside | side of home
Solar Registration Program | NJSRRE1543536508 | Ewing Twp. | 8638 | 12 | 4.41 | Residential | Yes | Behind the Meter | Trinity Solar | PSE&G | Accepted | 2019-12-13 | 2019-12-17 | 2020-12-17 | Hanwha | Q.PEAK DUO BLK-G5 315 | Solar Panels |  | 0.315 | 14 | 220 | 23 |  | Fixed | Roof
Solar Registration Program | NJSRRE1543536508 | Ewing Twp. | 8638 | 12 | 4.41 | Residential | Yes | Behind the Meter | Trinity Solar | PSE&G | Accepted | 2019-12-13 | 2019-12-17 | 2020-12-17 | Solar Edge | SE3800 | Inverters | 3800 |  | 1 |  |  | 0.97 |  | Outside | side of home
Solar Registration Program | NJSRRE1543544921 | Plainfield | 7062 | 10 | 4.41 | Residential | No | Behind the Meter | Trinity Solar | PSE&G | Accepted | 2019-12-13 | 2019-12-17 | 2020-12-17 | YINGLI 315 | YL315D-30b | Solar Panels |  | 0.315 | 14 | 126 | 23 |  | Fixed | Roof
Solar Registration Program | NJSRRE1543544921 | Plainfield | 7062 | 10 | 4.41 | Residential | No | Behind the Meter | Trinity Solar | PSE&G | Accepted | 2019-12-13 | 2019-12-17 | 2020-12-17 | Solar Edge | SE3800H-US000BNC4 | Inverters | 3800 |  | 1 |  |  | 0.97 |  | Outdoor | side of home
Solar Registration Program | NJSRRE1543546357 | Bloomfield | 7003 | 9 | 4.41 | Residential | Yes | Behind the Meter | Trinity Solar | PSE&G | Accepted | 2019-12-13 | 2019-12-18 | 2020-12-18 | Hanwha 315 | Q.PEAK DUO BLK-G5 315 | Solar Panels |  | 0.315 | 14 | 201 | 23 |  | Fixed | Roof
Solar Registration Program | NJSRRE1543546357 | Bloomfield | 7003 | 9 | 4.41 | Residential | Yes | Behind the Meter | Trinity Solar | PSE&G | Accepted | 2019-12-13 | 2019-12-18 | 2020-12-18 | Solar Edge | SE3800H-US | Inverters | 3800 |  | 1 |  |  | 0.97 |  | Outside | side of home
Solar Registration Program | NJSRRE1543552675 | West Orange | 7052 | 9 | 4.41 | Residential | Yes | Behind the Meter | Trinity Solar | PSE&G | Accepted | 2019-12-16 | 2019-12-19 | 2020-12-19 | HANWHA | Q.PEAK DUO BLK-G5 315 | Solar Panels |  | 0.315 | 14 | 108 | 30 |  | Fixed | Roof
Solar Registration Program | NJSRRE1543552675 | West Orange | 7052 | 9 | 4.41 | Residential | Yes | Behind the Meter | Trinity Solar | PSE&G | Accepted | 2019-12-16 | 2019-12-19 | 2020-12-19 | Solar Edge | SE3800H-US000BNC4 | Inverters | 3800 |  | 1 |  |  | 0.97 |  | Outdoor | side of home
Solar Registration Program | NJSRRE1543565790 | Blackwood | 8012 | 14 | 4.41 | Residential | Yes | Behind the Meter | Trinity Solar | PSE&G | Accepted | 2019-12-18 | 2019-12-23 | 2020-12-23 | Hanwha | Q.PEAK DUO BLK-G5 315 | Solar Panels |  | 0.315 | 14 | 184 | 23 |  | Fixed | Roof
Solar Registration Program | NJSRRE1543565790 | Blackwood | 8012 | 14 | 4.41 | Residential | Yes | Behind the Meter | Trinity Solar | PSE&G | Accepted | 2019-12-18 | 2019-12-23 | 2020-12-23 | Solar Edge | SE3800 | Inverters | 3800 |  | 1 |  |  | 0.97 |  | Outside | side of home
Solar Registration Program | NJSRRE1543570664 | OCEAN CITY | 8226 | 21 | 4.41 | Residential | No | Behind the Meter | Vivint Solar Developer, LLC | AC Electric | Accepted | 2019-12-19 | 2019-12-23 | 2020-12-23 | HANWHA SOLAR | Q.PEAK BLK-G5 315 | Solar Panels |  | 0.315 | 14 | 220 | 19 |  | Fixed | Roof
Solar Registration Program | NJSRRE1543570664 | OCEAN CITY | 8226 | 21 | 4.41 | Residential | No | Behind the Meter | Vivint Solar Developer, LLC | AC Electric | Accepted | 2019-12-19 | 2019-12-23 | 2020-12-23 | SOLAREDGE | SE3800H-US | Inverters | 3800 |  | 1 |  |  | 0.992 |  | Outdoor | Near the Utility Meter
Solar Registration Program | NJSRRE1543570835 | Voorhees | 8043 | 14 | 4.41 | Residential | No | Behind the Meter | Trinity Solar | PSE&G | Accepted | 2019-12-19 | 2019-12-23 | 2020-12-23 | HANWHA | Q.PEAK DUO BLK-G5 315 | Solar Panels |  | 0.315 | 14 | 177 | 22 |  | Fixed | Roof
Solar Registration Program | NJSRRE1543570835 | Voorhees | 8043 | 14 | 4.41 | Residential | No | Behind the Meter | Trinity Solar | PSE&G | Accepted | 2019-12-19 | 2019-12-23 | 2020-12-23 | SOLAR EDGE | SE3800H-US | Inverters | 3800 |  | 1 |  |  | 0.97 |  | Outside | SIDE OF HOME
Solar Registration Program | NJSRRE1543571115 | Plainfield | 7060 | 10 | 4.41 | Residential | Yes | Behind the Meter | Vision Solar LLC | PSE&G | Accepted | 2019-12-19 | 2019-12-26 | 2020-12-26 | hanwa qcells | q.peak duo-g5 315 | Solar Panels |  | 0.315 | 14 | 172 | 32 |  | Fixed | Roof
Solar Registration Program | NJSRRE1543571115 | Plainfield | 7060 | 10 | 4.41 | Residential | Yes | Behind the Meter | Vision Solar LLC | PSE&G | Accepted | 2019-12-19 | 2019-12-26 | 2020-12-26 | enphase | iq7-60-2-us | Inverters | 0.25 |  | 14 |  |  | 0.96 |  | Other | behind panels
Solar Registration Program | NJSRRE1543575055 | Mount Ephraim | 8059 | 14 | 4.41 | Residential | No | Behind the Meter | Trinity Solar | PSE&G | Accepted | 2019-12-20 | 2019-12-30 | 2020-12-30 | Hanwha 315 | Q.PEAK DUO BLK-G5 315 | Solar Panels |  | 0.315 | 14 | 206 | 27 |  | Fixed | Roof
Solar Registration Program | NJSRRE1543575055 | Mount Ephraim | 8059 | 14 | 4.41 | Residential | No | Behind the Meter | Trinity Solar | PSE&G | Accepted | 2019-12-20 | 2019-12-30 | 2020-12-30 | Solar Edge | SE6000H-US | Inverters | 6000 |  | 1 |  |  | 0.97 |  | Outside | side of home
Solar Registration Program | NJSRRE1543661195 | PISCATAWAY | 8854 | 11 | 4.41 | Residential | No | Behind the Meter | Vivint Solar Developer, LLC | PSE&G | Accepted | 2019-12-23 | 2019-12-30 | 2020-12-30 | Hanwha Solar | Q.PEAK BLK-G5 315 | Solar Panels |  | 0.315 | 14 | 156 | 19 |  | Fixed | Roof
Solar Registration Program | NJSRRE1543661195 | PISCATAWAY | 8854 | 11 | 4.41 | Residential | No | Behind the Meter | Vivint Solar Developer, LLC | PSE&G | Accepted | 2019-12-23 | 2019-12-30 | 2020-12-30 | Solar Edge | SE3800H-US | Inverters | 3800 |  | 1 |  |  | 0.992 |  | Outdoor | Near the utility meter
Solar Registration Program | NJSRRE1543674216 | Elizabeth | 7201 | 10 | 4.41 | Residential | Yes | Behind the Meter | Trinity Solar | PSE&G | Accepted | 2019-12-24 | 2019-12-30 | 2020-12-30 | Hanwha | Q.PEAK DUO BLK-G5 315 | Solar Panels |  | 0.315 | 14 | 205 | 37 |  | Fixed | Roof
Solar Registration Program | NJSRRE1543674216 | Elizabeth | 7201 | 10 | 4.41 | Residential | Yes | Behind the Meter | Trinity Solar | PSE&G | Accepted | 2019-12-24 | 2019-12-30 | 2020-12-30 | Solar Edge | SE3800 | Inverters | 3800 |  | 1 |  |  | 0.97 |  | Outside | side of home
Solar Registration Program | NJSRRE1543820049 | Saddle Brook | 7663 | 7 | 4.41 | Residential | Yes | Behind the Meter | Trinity Solar | PSE&G | Accepted | 2019-12-26 | 2019-12-31 | 2020-12-31 | HANWHA | Q.PEAK DUO BLK-G5 315 | Solar Panels |  | 0.315 | 14 | 196 | 18 |  | Fixed | Roof
Solar Registration Program | NJSRRE1543820049 | Saddle Brook | 7663 | 7 | 4.41 | Residential | Yes | Behind the Meter | Trinity Solar | PSE&G | Accepted | 2019-12-26 | 2019-12-31 | 2020-12-31 | SOLAR EDGE | SE3800H-US | Inverters | 3800 |  | 1 |  |  | 0.97 |  | Outside | SIDE OF HOME
Solar Registration Program | NJSRRE1543502393 | Township | 8879 | 11 | 4.42 | Residential | No | Behind the Meter | Complete Solar | JCP&L | Accepted | 2019-12-18 | 2019-12-18 | 2020-12-18 | SolarEdge | SE5000H | Inverters | 5000 |  | 1 |  |  | 0.97 |  | Other | by MSP
Solar Registration Program | NJSRRE1543502393 | Township | 8879 | 11 | 4.42 | Residential | No | Behind the Meter | Complete Solar | JCP&L | Accepted | 2019-12-18 | 2019-12-18 | 2020-12-18 | Longi | LR6-60HPB-305M | Solar Panels |  | 0.26 | 17 | 242.5 | 30 |  | Fixed | Roof
Solar Registration Program | NJSRRE1540388263 | Jersey City | 7307 | 8 | 4.43 | Residential | Yes | Behind the Meter | Pro Custom Solar dba Momentum Solar | PSE&G | Accepted | 2019-02-22 | 2019-02-26 | 2020-02-26 | HANWHA Q-CELLS | Q.PEAK BLK-G4.1 295 | Solar Panels |  | 0.295 | 15 | 209 | 6 |  | Fixed | Roof
Solar Registration Program | NJSRRE1540388263 | Jersey City | 7307 | 8 | 4.43 | Residential | Yes | Behind the Meter | Pro Custom Solar dba Momentum Solar | PSE&G | Accepted | 2019-02-22 | 2019-02-26 | 2020-02-26 | ENPHASE | IQ6-60-2-US | Inverters | 240 |  | 15 |  |  | 0.97 |  | Outdoor | ROOF
Solar Registration Program | NJSRRE1540746372 | Whiting | 8759 | 18 | 4.43 | Residential | Yes | Behind the Meter | Trinity Solar | JCP&L | Accepted | 2019-03-28 | 2019-05-01 | 2020-05-01 | HANWHA | Q.PEAK-BLK G4.1 295 | Solar Panels |  | 0.295 | 9 | 303 | 19 |  | Fixed | Roof
Solar Registration Program | NJSRRE1540746372 | Whiting | 8759 | 18 | 4.43 | Residential | Yes | Behind the Meter | Trinity Solar | JCP&L | Accepted | 2019-03-28 | 2019-05-01 | 2020-05-01 | HANWHA | Q.PEAK-BLK G4.1 295 | Solar Panels |  | 0.295 | 6 | 213 | 34 |  | Fixed | Roof
Solar Registration Program | NJSRRE1540746372 | Whiting | 8759 | 18 | 4.43 | Residential | Yes | Behind the Meter | Trinity Solar | JCP&L | Accepted | 2019-03-28 | 2019-05-01 | 2020-05-01 | Solar Edge | SE3800H-US000NNC2 | Inverters | 3800 |  | 1 |  |  | 0.97 |  | Outdoor | side of home
Solar Registration Program | NJSRRE1540849134 | Garfield | 7026 | 7 | 4.43 | Residential | Yes | Behind the Meter | Pro Custom Solar dba Momentum Solar | PSE&G | Accepted | 2019-04-12 | 2019-04-15 | 2020-04-15 | HANWHA | Q-CELLS Q.PEAK BLK-G4.1 295 | Solar Panels |  | 0.295 | 15 | 342 | 2 |  | Fixed | Roof
Solar Registration Program | NJSRRE1540849134 | Garfield | 7026 | 7 | 4.43 | Residential | Yes | Behind the Meter | Pro Custom Solar dba Momentum Solar | PSE&G | Accepted | 2019-04-12 | 2019-04-15 | 2020-04-15 | ENPHASE | IQ6-60-2-US | Inverters | 240 |  | 15 |  |  | 0.97 |  | Outdoor | ROOF
Solar Registration Program | NJSRRE1540964043 | NEWARK | 7107 | 9 | 4.43 | Residential | No | Behind the Meter | Infinity Solar Systems | PSE&G | Accepted | 2019-05-07 | 2019-05-09 | 2020-05-09 | TRINA | TSM-295DD05A.05(II) | Solar Panels |  | 0.295 | 15 | 201 | 16 |  | Fixed | Roof
Solar Registration Program | NJSRRE1540964043 | NEWARK | 7107 | 9 | 4.43 | Residential | No | Behind the Meter | Infinity Solar Systems | PSE&G | Accepted | 2019-05-07 | 2019-05-09 | 2020-05-09 | ENPHASE | IQ7-60-X-US | Inverters | 240 |  | 15 |  |  | 0.97 |  | Outside | MICROINVERTERS
Solar Registration Program | NJSRRE1543437150 | Absecon Highlands | 8201 | 19 | 4.43 | Residential | Yes | Behind the Meter | Bright Planet Solar | AC Electric | Accepted | 2019-11-22 | 2019-11-26 | 2020-11-26 | HANWHA Q-CELLS | Q.PEAK BLK-G4.1 295W | Solar Panels |  | 0.295 | 6 | 245 | 30 |  | Fixed | Roof
Solar Registration Program | NJSRRE1543437150 | Absecon Highlands | 8201 | 19 | 4.43 | Residential | Yes | Behind the Meter | Bright Planet Solar | AC Electric | Accepted | 2019-11-22 | 2019-11-26 | 2020-11-26 | HANWHA Q-CELLS | Q.PEAK BLK-G4.1 295W | Solar Panels |  | 0.295 | 6 | 245 | 30 |  | Fixed | Roof
Solar Registration Program | NJSRRE1543437150 | Absecon Highlands | 8201 | 19 | 4.43 | Residential | Yes | Behind the Meter | Bright Planet Solar | AC Electric | Accepted | 2019-11-22 | 2019-11-26 | 2020-11-26 | HANWHA Q-CELLS | Q.PEAK BLK-G4.1 295W | Solar Panels |  | 0.295 | 3 | 65 | 30 |  | Fixed | Roof
Solar Registration Program | NJSRRE1543437150 | Absecon Highlands | 8201 | 19 | 4.43 | Residential | Yes | Behind the Meter | Bright Planet Solar | AC Electric | Accepted | 2019-11-22 | 2019-11-26 | 2020-11-26 | SOLAR EDGE | SE3800H-USRGM | Inverters | 3800 |  | 1 |  |  | 0.98 |  | Outdoor | NEXT TO METER
Solar Registration Program | NJSRRE1541041081 | Guttenburg | 7093 | 8 | 4.44 | Commercial | No | Behind the Meter | Green Power Energy | PSE&G | Accepted | 2019-05-24 | 2019-05-29 | 2020-05-29 | Trina Solar | TSM-370DEG14A(II) | Solar Panels |  | 0.37 | 7 | 212 | 30 |  | Fixed | Roof
Solar Registration Program | NJSRRE1541041081 | Guttenburg | 7093 | 8 | 4.44 | Commercial | No | Behind the Meter | Green Power Energy | PSE&G | Accepted | 2019-05-24 | 2019-05-29 | 2020-05-29 | Trina Solar | TSM-370DEG14A(II) | Solar Panels |  | 0.37 | 5 | 214 | 30 |  | Fixed | Roof
Solar Registration Program | NJSRRE1541041081 | Guttenburg | 7093 | 8 | 4.44 | Commercial | No | Behind the Meter | Green Power Energy | PSE&G | Accepted | 2019-05-24 | 2019-05-29 | 2020-05-29 | Solar Edge | SE3800H-US | Inverters | 3800 |  | 1 |  |  | 0.97 |  | Outside | next to meter
Solar Registration Program | NJSRRE1542445755 | Lak Hiawatha | 7034 | 3 | 4.44 | Residential | No | Behind the Meter | Green House Solar | JCP&L | Accepted | 2019-09-26 | 2019-09-30 | 2020-09-30 | Sunpower | x-22-370-e-ac | Solar Panels |  | 0.37 | 12 | 185 | 26 |  | Fixed | Roof
Solar Registration Program | NJSRRE1542445755 | Lak Hiawatha | 7034 | 3 | 4.44 | Residential | No | Behind the Meter | Green House Solar | JCP&L | Accepted | 2019-09-26 | 2019-09-30 | 2020-09-30 | Sunpower | x-22-370-e-ac | Inverters | 315 |  | 12 |  |  | 0.975 |  | Outdoor | panels
Solar Registration Program | NJSRRE1540378288 | Highland Park | 8904 | 11 | 4.48 | Residential | Yes | Behind the Meter | Pro Custom Solar dba Momentum Solar | PSE&G | Accepted | 2019-02-19 | 2019-02-21 | 2020-02-21 | TRINA SOLAR | TSM280-DD05A.05(II) | Solar Panels |  | 0.28 | 16 | 163 | 38 |  | Fixed | Roof
Solar Registration Program | NJSRRE1540378288 | Highland Park | 8904 | 11 | 4.48 | Residential | Yes | Behind the Meter | Pro Custom Solar dba Momentum Solar | PSE&G | Accepted | 2019-02-19 | 2019-02-21 | 2020-02-21 | ENPHASE | IQ7-60-2-US | Inverters | 250 |  | 16 |  |  | 0.97 |  | Outdoor | ROOF
Solar Registration Program | NJSRRE1540407623 | Belleville | 7109 | 9 | 4.48 | Residential | Yes | Behind the Meter | Pro Custom Solar dba Momentum Solar | PSE&G | Accepted | 2019-02-28 | 2019-03-01 | 2020-03-01 | TRINA SOLAR | TSM280-DD05A.05(II) | Solar Panels |  | 0.28 | 16 | 329 | 7 |  | Fixed | Roof
Solar Registration Program | NJSRRE1540407623 | Belleville | 7109 | 9 | 4.48 | Residential | Yes | Behind the Meter | Pro Custom Solar dba Momentum Solar | PSE&G | Accepted | 2019-02-28 | 2019-03-01 | 2020-03-01 | ENPHASE | IQ6-60-2-US | Inverters | 240 |  | 16 |  |  | 0.97 |  | Outdoor | ROOF
Solar Registration Program | NJSRRE1540855389 | North Bergen Twp | 7047 | 8 | 4.48 | Residential | No | Behind the Meter | Bright Planet Solar | PSE&G | Accepted | 2019-04-16 | 2019-04-22 | 2020-04-22 | TRINA SOLAR | TSM-DD05A.05(II) | Solar Panels |  | 0.28 | 16 | 205 | 35 |  | Fixed | Roof
Solar Registration Program | NJSRRE1540855389 | North Bergen Twp | 7047 | 8 | 4.48 | Residential | No | Behind the Meter | Bright Planet Solar | PSE&G | Accepted | 2019-04-16 | 2019-04-22 | 2020-04-22 | Solar Edge | SE3800H-USRGM | Inverters | 3800 |  | 1 |  |  | 0.98 |  | Outside | NEXT TO METER
Solar Registration Program | NJSRRE1541063670 | Willingboro | 8046 | 13 | 4.48 | Residential | Yes | Behind the Meter | Vision Solar LLC | PSE&G | Accepted | 2019-05-31 | 2019-06-04 | 2020-06-04 | sunpower | e20-327-e-ac | Solar Panels |  | 0.32 | 14 | 271 | 42 |  | Fixed | Roof
Solar Registration Program | NJSRRE1541063670 | Willingboro | 8046 | 13 | 4.48 | Residential | Yes | Behind the Meter | Vision Solar LLC | PSE&G | Accepted | 2019-05-31 | 2019-06-04 | 2020-06-04 | sunpower | e20-327-e-ac | Inverters | 0.32 |  | 14 |  |  | 0.96 |  | Other | behind panels
Solar Registration Program | NJSRRE1541073767 | Jackson | 8527 | 18 | 4.48 | Residential | Yes | Behind the Meter | Vision Solar LLC | JCP&L | Accepted | 2019-06-04 | 2019-06-06 | 2020-06-06 | sunpower | e20-327-e-ac | Solar Panels |  | 0.32 | 14 | 198 | 19 |  | Fixed | Roof
Solar Registration Program | NJSRRE1541073767 | Jackson | 8527 | 18 | 4.48 | Residential | Yes | Behind the Meter | Vision Solar LLC | JCP&L | Accepted | 2019-06-04 | 2019-06-06 | 2020-06-06 | sunpower | e20-327-e-ac | Inverters | 0.32 |  | 14 |  |  | 0.96 |  | Other | behind panels
Solar Registration Program | NJSRRE1541418883 | Paterson | 7504 | 6 | 4.48 | Residential | Yes | Behind the Meter | Trinity Solar | PSE&G | Accepted | 2019-06-18 | 2019-06-20 | 2020-06-20 | LG 320 | LG320N1K-V5 | Solar Panels |  | 0.32 | 14 | 190 | 14 |  | Fixed | Roof
Solar Registration Program | NJSRRE1541418883 | Paterson | 7504 | 6 | 4.48 | Residential | Yes | Behind the Meter | Trinity Solar | PSE&G | Accepted | 2019-06-18 | 2019-06-20 | 2020-06-20 | Solar Edge | SE3800H-US | Inverters | 3800 |  | 1 |  |  | 0.97 |  | Outdoor | side of home
Solar Registration Program | NJSRRE1542486803 | Andover | 7821 | 1 | 4.48 | Residential | No | Behind the Meter | TGI Solutions | JCP&L | Accepted | 2019-10-30 | 2019-10-31 | 2020-10-31 | Hyundai | HiS-s280RG | Solar Panels |  | 0.28 | 16 | 180 | 20 |  | Fixed | Ground
Solar Registration Program | NJSRRE1542486803 | Andover | 7821 | 1 | 4.48 | Residential | No | Behind the Meter | TGI Solutions | JCP&L | Accepted | 2019-10-30 | 2019-10-31 | 2020-10-31 | SMA | 5000TL-us | Inverters | 5300 |  | 1 |  |  | 0.976 |  | Outside | under array
Solar Registration Program | NJSRRE1542486803 | Andover | 7821 | 1 | 4.48 | Residential | No | Behind the Meter | TGI Solutions | JCP&L | Accepted | 2019-10-30 | 2019-10-31 | 2020-10-31 | ABB | ACG TYPE AB1 | Meters | 3w |  | 1 |  |  |  | Yes | Outdoor
Solar Registration Program | NJSRRE1542584334 | Atlantic City | 8401 | 19 | 4.48 | Residential | Yes | Behind the Meter | Castle Energy, LLC | AC Electric | Accepted | 2019-10-25 | 2019-10-28 | 2020-10-28 | Hanwha Q-Cells | Q.Peak DUO-G5 320 | Solar Panels |  | 0.32 | 7 | 152 | 30 |  | Fixed | Roof
Solar Registration Program | NJSRRE1542584334 | Atlantic City | 8401 | 19 | 4.48 | Residential | Yes | Behind the Meter | Castle Energy, LLC | AC Electric | Accepted | 2019-10-25 | 2019-10-28 | 2020-10-28 | Hanwha Q-Cells | Q.Peak DUO-G5 320 | Solar Panels |  | 0.32 | 7 | 62 | 30 |  | Fixed | Roof
Solar Registration Program | NJSRRE1542584334 | Atlantic City | 8401 | 19 | 4.48 | Residential | Yes | Behind the Meter | Castle Energy, LLC | AC Electric | Accepted | 2019-10-25 | 2019-10-28 | 2020-10-28 | Enphase Energy | IQ7-60-2-US | Inverters | 240 |  | 14 |  |  | 0.967 |  | Outside | on the rooftop under each solar panel
Solar Registration Program | NJSRRE1543436865 | North Brunswick | 8902 | 11 | 4.48 | Residential | No | Behind the Meter | Maier Solar Engineering dba Solar Me | PSE&G | Accepted | 2019-11-22 | 2019-12-16 | 2020-12-16 | Hanwha | Q.Cell DOU-BLK-G5 | Solar Panels |  | 0.32 | 14 | 223 | 25 |  | Fixed | Roof
Solar Registration Program | NJSRRE1543436865 | North Brunswick | 8902 | 11 | 4.48 | Residential | No | Behind the Meter | Maier Solar Engineering dba Solar Me | PSE&G | Accepted | 2019-11-22 | 2019-12-16 | 2020-12-16 | Solar Edge | SE3800H-US-EV | Inverters | 3800 |  | 1 |  |  | 0.97 |  | Outdoor | Next to meter
Solar Registration Program | NJSRRE1542492987 | Maplewood | 7040 | 9 | 4.49 | Residential | No | Behind the Meter | Pro Custom Solar dba Momentum Solar | PSE&G | Accepted | 2019-10-02 | 2019-10-04 | 2020-10-04 | LG ELECTRONICS | LG 345N1C-V5 | Solar Panels |  | 0.345 | 9 | 40 | 11 |  | Fixed | Roof
Solar Registration Program | NJSRRE1542492987 | Maplewood | 7040 | 9 | 4.49 | Residential | No | Behind the Meter | Pro Custom Solar dba Momentum Solar | PSE&G | Accepted | 2019-10-02 | 2019-10-04 | 2020-10-04 | LG ELECTRONICS | LG 345N1C-V5 | Solar Panels |  | 0.345 | 4 | 250 | 0.97 |  | Fixed | Roof
Solar Registration Program | NJSRRE1542492987 | Maplewood | 7040 | 9 | 4.49 | Residential | No | Behind the Meter | Pro Custom Solar dba Momentum Solar | PSE&G | Accepted | 2019-10-02 | 2019-10-04 | 2020-10-04 | Enphase Energy | IQ7-60-2-US | Inverters | 250 |  | 13 |  |  | 0.97 |  | Outdoor | Roof
Solar Registration Program | NJSRRE1542501339 | Jersey City | 7307 | 8 | 4.49 | Residential | No | Behind the Meter | Pro Custom Solar dba Momentum Solar | PSE&G | Accepted | 2019-10-03 | 2019-10-08 | 2020-10-08 | LG ELECTRONICS | LG 345N1C-V5 | Solar Panels |  | 0.345 | 9 | 208 | 22 |  | Fixed | Roof
Solar Registration Program | NJSRRE1542501339 | Jersey City | 7307 | 8 | 4.49 | Residential | No | Behind the Meter | Pro Custom Solar dba Momentum Solar | PSE&G | Accepted | 2019-10-03 | 2019-10-08 | 2020-10-08 | LG ELECTRONICS | LG 345N1C-V5 | Solar Panels |  | 0.345 | 4 | 28 | 22 |  | Fixed | Roof
Solar Registration Program | NJSRRE1542501339 | Jersey City | 7307 | 8 | 4.49 | Residential | No | Behind the Meter | Pro Custom Solar dba Momentum Solar | PSE&G | Accepted | 2019-10-03 | 2019-10-08 | 2020-10-08 | Enphase Energy | IQ7-60-2-US | Inverters | 250 |  | 13 |  |  | 0.97 |  | Outdoor | Roof
Solar Registration Program | NJSRRE1542507843 | Maplewood | 7040 | 9 | 4.49 | Residential | Yes | Behind the Meter | Pro Custom Solar dba Momentum Solar | PSE&G | Accepted | 2019-10-04 | 2019-10-09 | 2020-10-09 | LG ELECTRONICS | LG 345N1C-V5 | Solar Panels |  | 0.345 | 7 | 226 | 30 |  | Fixed | Roof
Solar Registration Program | NJSRRE1542507843 | Maplewood | 7040 | 9 | 4.49 | Residential | Yes | Behind the Meter | Pro Custom Solar dba Momentum Solar | PSE&G | Accepted | 2019-10-04 | 2019-10-09 | 2020-10-09 | LG ELECTRONICS | LG 345N1C-V5 | Solar Panels |  | 0.345 | 6 | 46 | 30 |  | Fixed | Roof
Solar Registration Program | NJSRRE1542507843 | Maplewood | 7040 | 9 | 4.49 | Residential | Yes | Behind the Meter | Pro Custom Solar dba Momentum Solar | PSE&G | Accepted | 2019-10-04 | 2019-10-09 | 2020-10-09 | Enphase Energy | IQ7-60-2-US | Inverters | 250 |  | 13 |  |  | 0.97 |  | Outdoor | Roof
Solar Registration Program | NJSRRE1542521444 | Linden | 7036 | 10 | 4.49 | Residential | Yes | Behind the Meter | Pro Custom Solar dba Momentum Solar | PSE&G | Accepted | 2019-10-09 | 2019-10-11 | 2020-10-11 | LG ELECTRONICS | LG 345N1C-V5 | Solar Panels |  | 0.345 | 13 | 126 | 24 |  | Fixed | Roof
Solar Registration Program | NJSRRE1542521444 | Linden | 7036 | 10 | 4.49 | Residential | Yes | Behind the Meter | Pro Custom Solar dba Momentum Solar | PSE&G | Accepted | 2019-10-09 | 2019-10-11 | 2020-10-11 | Enphase Energy | IQ7-60-2-US | Inverters | 250 |  | 13 |  |  | 0.97 |  | Outdoor | Roof
Solar Registration Program | NJSRRE1542553698 | Elizabeth | 7206 | 10 | 4.49 | Residential | Yes | Behind the Meter | Pro Custom Solar dba Momentum Solar | PSE&G | Accepted | 2019-10-17 | 2019-10-21 | 2020-10-21 | LG ELECTRONICS | LG 345N1C-V5 | Solar Panels |  | 0.345 | 13 | 234 | 11 |  | Fixed | Roof
Solar Registration Program | NJSRRE1542553698 | Elizabeth | 7206 | 10 | 4.49 | Residential | Yes | Behind the Meter | Pro Custom Solar dba Momentum Solar | PSE&G | Accepted | 2019-10-17 | 2019-10-21 | 2020-10-21 | Enphase Energy | IQ7-60-2-US | Inverters | 250 |  | 13 |  |  | 0.97 |  | Outdoor | Roof
Solar Registration Program | NJSRRE1542578648 | Rutherford | 7070 | 7 | 4.49 | Residential | No | Behind the Meter | Pro Custom Solar dba Momentum Solar | PSE&G | Accepted | 2019-10-23 | 2019-10-25 | 2020-10-25 | LG Electronics | LG 345N1C-V5 | Solar Panels |  | 0.345 | 8 | 126 | 25 |  | Fixed | Roof
Solar Registration Program | NJSRRE1542578648 | Rutherford | 7070 | 7 | 4.49 | Residential | No | Behind the Meter | Pro Custom Solar dba Momentum Solar | PSE&G | Accepted | 2019-10-23 | 2019-10-25 | 2020-10-25 | LG Electronics | LG 345N1C-V5 | Solar Panels |  | 0.345 | 5 | 306 | 25 |  | Fixed | Roof
Solar Registration Program | NJSRRE1542578648 | Rutherford | 7070 | 7 | 4.49 | Residential | No | Behind the Meter | Pro Custom Solar dba Momentum Solar | PSE&G | Accepted | 2019-10-23 | 2019-10-25 | 2020-10-25 | Enphase Energy | IQ7PLUS-72-2-US | Inverters | 295 |  | 13 |  |  | 0.97 |  | Outdoor | Roof
Solar Registration Program | NJSRRE1542594323 | Dover | 7801 | 3 | 4.49 | Residential | Yes | Behind the Meter | Pro Custom Solar dba Momentum Solar | JCP&L | Accepted | 2019-10-25 | 2019-10-29 | 2020-10-29 | Enphase Energy | IQ7PLUS-72-2-US | Inverters | 295 |  | 13 |  |  | 0.97 |  | Outdoor | Roof
Solar Registration Program | NJSRRE1542594323 | Dover | 7801 | 3 | 4.49 | Residential | Yes | Behind the Meter | Pro Custom Solar dba Momentum Solar | JCP&L | Accepted | 2019-10-25 | 2019-10-29 | 2020-10-29 | LG Electronics | LG 345N1C-V5 | Solar Panels |  | 0.345 | 13 | 104 | 21 |  | Fixed | Roof
Solar Registration Program | NJSRRE1543441805 | Paramus | 7653 | 7 | 4.49 | Residential | No | Behind the Meter | Pro Custom Solar dba Momentum Solar | PSE&G | Accepted | 2019-11-25 | 2019-11-27 | 2020-11-27 | LG Electronics | LG 345N1C-V5 | Solar Panels |  | 0.345 | 13 | 203 | 18 |  | Fixed | Roof
Solar Registration Program | NJSRRE1543441805 | Paramus | 7653 | 7 | 4.49 | Residential | No | Behind the Meter | Pro Custom Solar dba Momentum Solar | PSE&G | Accepted | 2019-11-25 | 2019-11-27 | 2020-11-27 | Enphase Energy | IQ7PLUS-72-2-US | Inverters | 295 |  | 13 |  |  | 0.97 |  | Outdoor | Roof
Solar Registration Program | NJSRRE1543446975 | Howell | 7731 | 17 | 4.49 | Residential | Yes | Behind the Meter | Sunrun Installation Services, Inc. | JCP&L | Accepted | 2019-11-26 | 2019-12-06 | 2020-12-06 | LG Electronics | LG345N1C-V5 | Solar Panels |  | 0.345 | 4 | 106 | 23 |  | Fixed | Roof
Solar Registration Program | NJSRRE1543446975 | Howell | 7731 | 17 | 4.49 | Residential | Yes | Behind the Meter | Sunrun Installation Services, Inc. | JCP&L | Accepted | 2019-11-26 | 2019-12-06 | 2020-12-06 | LG Electronics | LG345N1C-V5 | Solar Panels |  | 0.345 | 9 | 105 | 18 |  | Fixed | Roof
Solar Registration Program | NJSRRE1543446975 | Howell | 7731 | 17 | 4.49 | Residential | Yes | Behind the Meter | Sunrun Installation Services, Inc. | JCP&L | Accepted | 2019-11-26 | 2019-12-06 | 2020-12-06 | Enphase Energy | IQ7PLUS-72-x-US (240V) | Inverters | 290 |  | 13 |  |  | 0.96 |  | Outdoor | Rooftop
Solar Registration Program | NJSRRE1543477574 | Newark | 7112 | 9 | 4.49 | Residential | Yes | Behind the Meter | Pro Custom Solar dba Momentum Solar | PSE&G | Accepted | 2019-12-04 | 2019-12-06 | 2020-12-06 | LG Electronics | LG 345N1C-V5 | Solar Panels |  | 0.345 | 13 | 216 | 36 |  | Fixed | Roof
Solar Registration Program | NJSRRE1543477574 | Newark | 7112 | 9 | 4.49 | Residential | Yes | Behind the Meter | Pro Custom Solar dba Momentum Solar | PSE&G | Accepted | 2019-12-04 | 2019-12-06 | 2020-12-06 | Enphase Energy | IQ7PLUS-72-2-US | Inverters | 295 |  | 13 |  |  | 0.97 |  | Outdoor | Roof
Solar Registration Program | NJSRRE1543478258 | Secaucus | 7094 | 8 | 4.49 | Residential | No | Behind the Meter | Pro Custom Solar dba Momentum Solar | PSE&G | Accepted | 2019-12-04 | 2019-12-06 | 2020-12-06 | LG Electronics | LG 345N1C-V5 | Solar Panels |  | 0.345 | 11 | 127 | 25 |  | Fixed | Roof
Solar Registration Program | NJSRRE1543478258 | Secaucus | 7094 | 8 | 4.49 | Residential | No | Behind the Meter | Pro Custom Solar dba Momentum Solar | PSE&G | Accepted | 2019-12-04 | 2019-12-06 | 2020-12-06 | LG Electronics | LG 345N1C-V5 | Solar Panels |  | 0.345 | 2 | 216 | 24 |  | Fixed | Roof
Solar Registration Program | NJSRRE1543478258 | Secaucus | 7094 | 8 | 4.49 | Residential | No | Behind the Meter | Pro Custom Solar dba Momentum Solar | PSE&G | Accepted | 2019-12-04 | 2019-12-06 | 2020-12-06 | Enphase Energy | IQ7PLUS-72-2-US | Inverters | 295 |  | 13 |  |  | 0.97 |  | Outdoor | Roof
Solar Registration Program | NJSRRE1543478579 | Plainfield | 7062 | 10 | 4.49 | Residential | Yes | Behind the Meter | Pro Custom Solar dba Momentum Solar | PSE&G | Accepted | 2019-12-04 | 2019-12-09 | 2020-12-09 | LG ELECTRONICS | LG 345N1C-V5 | Solar Panels |  | 0.345 | 13 | 126 | 44 |  | Fixed | Roof
Solar Registration Program | NJSRRE1543478579 | Plainfield | 7062 | 10 | 4.49 | Residential | Yes | Behind the Meter | Pro Custom Solar dba Momentum Solar | PSE&G | Accepted | 2019-12-04 | 2019-12-09 | 2020-12-09 | Enphase Energy | IQ7Plus-72-2-US | Inverters | 295 |  | 13 |  |  | 0.97 |  | Outdoor | Roof
Solar Registration Program | NJSRRE1543496988 | Teaneck | 7666 | 7 | 4.49 | Residential | Yes | Behind the Meter | Pro Custom Solar dba Momentum Solar | PSE&G | Accepted | 2019-12-06 | 2019-12-10 | 2020-12-10 | LG ELECTRONICS | LG 345N1C-V5 | Solar Panels |  | 0.345 | 3 | 115 | 45 |  | Fixed | Roof
Solar Registration Program | NJSRRE1543496988 | Teaneck | 7666 | 7 | 4.49 | Residential | Yes | Behind the Meter | Pro Custom Solar dba Momentum Solar | PSE&G | Accepted | 2019-12-06 | 2019-12-10 | 2020-12-10 | LG ELECTRONICS | LG 345N1C-V5 | Solar Panels |  | 0.345 | 10 | 295 | 45 |  | Fixed | Roof
Solar Registration Program | NJSRRE1543496988 | Teaneck | 7666 | 7 | 4.49 | Residential | Yes | Behind the Meter | Pro Custom Solar dba Momentum Solar | PSE&G | Accepted | 2019-12-06 | 2019-12-10 | 2020-12-10 | Enphase Energy | IQ7Plus-72-2-U | Inverters | 295 |  | 13 |  |  | 0.97 |  | Outdoor | Roof
Solar Registration Program | NJSRRE1543505755 | Brick | 8723 | 18 | 4.49 | Residential | Yes | Behind the Meter | Pro Custom Solar dba Momentum Solar | JCP&L | Accepted | 2019-12-10 | 2019-12-12 | 2020-12-12 | LG ELECTRONICS | LG 345N1C-V5 | Solar Panels |  | 0.345 | 13 | 194 | 26 |  | Fixed | Roof
Solar Registration Program | NJSRRE1543505755 | Brick | 8723 | 18 | 4.49 | Residential | Yes | Behind the Meter | Pro Custom Solar dba Momentum Solar | JCP&L | Accepted | 2019-12-10 | 2019-12-12 | 2020-12-12 | Enphase Energy | IQ7Plus-72-2-US | Inverters | 0.295 |  | 13 |  |  | 0.97 |  | Outdoor | Roof
Solar Registration Program | NJSRRE1538533011 | Wayne | 7470 | 6 | 4.5 | Residential | Yes | Behind the Meter | Trinity Solar | PSE&G | Accepted | 2018-07-09 | 2018-07-11 | 2020-01-11 | Trina | TSM-300 DD05A.05 | Solar Panels |  | 0.3 | 15 | 186 | 23 |  | Fixed | Roof
Solar Registration Program | NJSRRE1538533011 | Wayne | 7470 | 6 | 4.5 | Residential | Yes | Behind the Meter | Trinity Solar | PSE&G | Accepted | 2018-07-09 | 2018-07-11 | 2020-01-11 | Solar Edge | SE3800 | Inverters | 3800 |  | 1 |  |  | 0.97 |  | Outside | side of home
Solar Registration Program | NJSRRE1540378509 | Egg Harbor Township | 8234 | 19 | 4.5 | Residential | Yes | Behind the Meter | Acos Energy, LLC | AC Electric | Accepted | 2019-02-21 | 2019-02-21 | 2020-02-21 | Jinko | JKM300M-60 300W | Solar Panels |  | 0.3 | 15 | 149 | 23 |  | Fixed | Roof
Solar Registration Program | NJSRRE1540378509 | Egg Harbor Township | 8234 | 19 | 4.5 | Residential | Yes | Behind the Meter | Acos Energy, LLC | AC Electric | Accepted | 2019-02-21 | 2019-02-21 | 2020-02-21 | Enphase | IQ7 | Inverters | 0.24 |  | 15 |  |  | 0.97 |  | Outside | Roof
Solar Registration Program | NJSRRE1540412669 | Vineland | 8360 | 20 | 4.5 | Residential | Yes | Behind the Meter | Kopp Electric Company | Vineland Muni Electric | Accepted | 2019-03-01 | 2019-03-04 | 2020-03-04 | Trina | TSM300DD05A.05 | Solar Panels |  | 0.3 | 15 | 183 | 30 |  | Fixed | Roof
Solar Registration Program | NJSRRE1540412669 | Vineland | 8360 | 20 | 4.5 | Residential | Yes | Behind the Meter | Kopp Electric Company | Vineland Muni Electric | Accepted | 2019-03-01 | 2019-03-04 | 2020-03-04 | Solar Edge | SE5000H-US | Inverters | 5000 |  | 1 |  |  | 0.975 |  | Outdoor | Next to meter
Solar Registration Program | NJSRRE1540424941 | Bayville | 8721 | 18 | 4.5 | Residential | No | Behind the Meter | Solar Energy World | JCP&L | Accepted | 2019-03-04 | 2019-03-05 | 2020-03-05 | Solar Edge Technologies | SE3800H-USRGM | Inverters | 3800 |  | 1 |  |  | 0.982 |  | Outdoor | near meter
Solar Registration Program | NJSRRE1540424941 | Bayville | 8721 | 18 | 4.5 | Residential | No | Behind the Meter | Solar Energy World | JCP&L | Accepted | 2019-03-04 | 2019-03-05 | 2020-03-05 | Silfab | SLA-M | Solar Panels |  | 0.3 | 15 | 156 | 32 |  | Fixed | Roof
Solar Registration Program | NJSRRE1541884692 | Vineland | 8360 | 20 | 4.5 | Residential | No | Behind the Meter | Bright Planet Solar | Vineland Muni Electric | Accepted | 2019-08-26 | 2019-08-29 | 2020-08-29 | Trina Solar | TSM-DD05A.18(II) 300W | Solar Panels |  | 0.3 | 13 | 105 | 30 |  | Fixed | Roof
Solar Registration Program | NJSRRE1541884692 | Vineland | 8360 | 20 | 4.5 | Residential | No | Behind the Meter | Bright Planet Solar | Vineland Muni Electric | Accepted | 2019-08-26 | 2019-08-29 | 2020-08-29 | Trina Solar | TSM-DD05A.18(II) 300W | Solar Panels |  | 0.3 | 2 | 208 | 30 |  | Fixed | Roof
Solar Registration Program | NJSRRE1541884692 | Vineland | 8360 | 20 | 4.5 | Residential | No | Behind the Meter | Bright Planet Solar | Vineland Muni Electric | Accepted | 2019-08-26 | 2019-08-29 | 2020-08-29 | SolarEdge | SE3000H-USRGM | Inverters | 3000 |  | 1 |  |  | 0.98 |  | Outdoor | Next to Meter
Solar Registration Program | NJSRRE1541987099 | Willingboro | 8046 | 13 | 4.5 | Residential | Yes | Behind the Meter | Bright Planet Solar | PSE&G | Accepted | 2019-08-30 | 2019-09-04 | 2020-09-04 | Trina Solar | TSM-DD05A.18(II) 300W | Solar Panels |  | 0.3 | 15 | 245 | 18 |  | Fixed | Roof
Solar Registration Program | NJSRRE1541987099 | Willingboro | 8046 | 13 | 4.5 | Residential | Yes | Behind the Meter | Bright Planet Solar | PSE&G | Accepted | 2019-08-30 | 2019-09-04 | 2020-09-04 | Solar Edge | SE3800H-USRGM | Inverters | 3800 |  | 1 |  |  | 0.98 |  | Outdoor | Next to Meter
Solar Registration Program | NJSRRE1542408457 | Vineland | 8360 | 20 | 4.5 | Residential | Yes | Behind the Meter | Bright Planet Solar | Vineland Muni Electric | Accepted | 2019-09-15 | 2019-09-17 | 2020-09-17 | Trina Solar | TSM-DD05A.18(II) 300W | Solar Panels |  | 0.3 | 15 | 93 | 30 |  | Fixed | Roof
Solar Registration Program | NJSRRE1542408457 | Vineland | 8360 | 20 | 4.5 | Residential | Yes | Behind the Meter | Bright Planet Solar | Vineland Muni Electric | Accepted | 2019-09-15 | 2019-09-17 | 2020-09-17 | Solar Edge | SE3800H-USRGM | Inverters | 3800 |  | 1 |  |  | 0.98 |  | Outdoor | Next to Meter
Solar Registration Program | NJSRRE1542440540 | Burlington Township | 8016 | 13 | 4.5 | Residential | Yes | Behind the Meter | Bright Planet Solar | PSE&G | Final As-Built Received | 2019-09-25 | 2019-09-27 | 2020-09-27 | TRINA SOLAR | TSM-DD05A.05(II) 300W | Solar Panels |  | 0.3 | 15 | 235 | 28 |  | Fixed | Roof
Solar Registration Program | NJSRRE1542440540 | Burlington Township | 8016 | 13 | 4.5 | Residential | Yes | Behind the Meter | Bright Planet Solar | PSE&G | Final As-Built Received | 2019-09-25 | 2019-09-27 | 2020-09-27 | SOLAR EDGE | SE3800H-USRGM | Inverters | 3800 |  | 1 |  |  | 0.98 |  | Indoor | IN GARAGE
Solar Registration Program | NJSRRE1542539814 | Ramsey | 7446 | 7 | 4.5 | Residential | Yes | Behind the Meter | Bright Planet Solar | Orange Rockland Electric | Accepted | 2019-10-13 | 2019-10-16 | 2020-10-16 | Hanwha Q-Cells | Q.PEAK-G4.1 300W | Solar Panels |  | 0.3 | 15 | 156 | 35 |  | Fixed | Roof
Solar Registration Program | NJSRRE1542539814 | Ramsey | 7446 | 7 | 4.5 | Residential | Yes | Behind the Meter | Bright Planet Solar | Orange Rockland Electric | Accepted | 2019-10-13 | 2019-10-16 | 2020-10-16 | Solar Edge | SE3800H-USRGM | Inverters | 3800 |  | 1 |  |  | 0.98 |  | Outdoor | Next to meter
Solar Registration Program | NJSRRE1542554453 | Del Haven | 8251 | 21 | 4.5 | Residential | Yes | Behind the Meter | Bright Planet Solar | AC Electric | Accepted | 2019-10-17 | 2019-11-21 | 2020-11-21 | SOLAR EDGE | SE3800H-USRGM | Inverters | 3800 |  | 1 |  |  | 0.98 |  | Outdoor | NEXT TO METER
Solar Registration Program | NJSRRE1542554453 | Del Haven | 8251 | 21 | 4.5 | Residential | Yes | Behind the Meter | Bright Planet Solar | AC Electric | Accepted | 2019-10-17 | 2019-11-21 | 2020-11-21 | HANWHA Q-CELLS | Q.PEAK-G4.1 300W | Solar Panels |  | 0.3 | 3 | 310 | 25 |  | Fixed | Roof
Solar Registration Program | NJSRRE1542554453 | Del Haven | 8251 | 21 | 4.5 | Residential | Yes | Behind the Meter | Bright Planet Solar | AC Electric | Accepted | 2019-10-17 | 2019-11-21 | 2020-11-21 | HANWHA Q-CELLS | Q.PEAK-G4.1 300W | Solar Panels |  | 0.3 | 12 | 122 | 25 |  | Fixed | Roof
Solar Registration Program | NJSRRE1542581794 | Little Ferry Boro | 7643 | 7 | 4.5 | Residential | No | Behind the Meter | EMT Renewables | PSE&G | Accepted | 2019-10-24 | 2019-10-28 | 2020-10-28 | Trina | TSM-300-Allmax-BLK | Solar Panels |  | 0.3 | 15 | 209 | 22 |  | Fixed | Roof
Solar Registration Program | NJSRRE1542581794 | Little Ferry Boro | 7643 | 7 | 4.5 | Residential | No | Behind the Meter | EMT Renewables | PSE&G | Accepted | 2019-10-24 | 2019-10-28 | 2020-10-28 | SolarEdge | SE3800H-US | Inverters | 3800 |  | 1 |  |  | 0.95 |  | Other | next to meter
Solar Registration Program | NJSRRE1543046487 | Penssauken Twp | 8109 | 14 | 4.5 | Residential | Yes | Behind the Meter | Bright Planet Solar | PSE&G | Accepted | 2019-11-07 | 2019-11-22 | 2020-11-22 | HANWHA Q-CELLS | Q.PEAK-G4.1 300W | Solar Panels |  | 0.3 | 15 | 214 | 23 |  | Fixed | Roof
Solar Registration Program | NJSRRE1543046487 | Penssauken Twp | 8109 | 14 | 4.5 | Residential | Yes | Behind the Meter | Bright Planet Solar | PSE&G | Accepted | 2019-11-07 | 2019-11-22 | 2020-11-22 | SOLAR EDGE | SE3800H-USRGM | Inverters | 3800 |  | 1 |  |  | 0.98 |  | Outdoor | NEXT TO METER
Solar Registration Program | NJSRRE1540380864 | Livingston Twp | 7039 | 9 | 4.55 | Residential | No | Behind the Meter | United Solar LLC | PSE&G | Accepted | 2019-02-21 | 2019-02-22 | 2020-02-22 | Hanwha | Q Cell 325 | Solar Panels |  | 0.325 | 14 | 193 | 25 |  | Fixed | Roof
Solar Registration Program | NJSRRE1540380864 | Livingston Twp | 7039 | 9 | 4.55 | Residential | No | Behind the Meter | United Solar LLC | PSE&G | Accepted | 2019-02-21 | 2019-02-22 | 2020-02-22 | Enphase Energy | IQ6-6-US-2 | Inverters | 240 |  | 14 |  |  | 0.97 |  | Outdoor | next to utility meter
Solar Registration Program | NJSRRE1541705449 | Somerville | 8876 | 5 | 4.55 | Residential | No | Behind the Meter | Tesla Energy Operations Inc | PSE&G | Accepted | 2019-07-26 | 2019-07-31 | 2020-07-31 | SolarCity Standard | #SC325 | Solar Panels |  | 0.325 | 14 | 99 | 41 |  | Fixed | Roof
Solar Registration Program | NJSRRE1541705449 | Somerville | 8876 | 5 | 4.55 | Residential | No | Behind the Meter | Tesla Energy Operations Inc | PSE&G | Accepted | 2019-07-26 | 2019-07-31 | 2020-07-31 | Delta | Solivia 3.8 TL | Inverters | 3800 |  | 1 |  |  | 0.975 |  | Outdoor | Outdoor
Solar Registration Program | NJSRRE1541788042 | Winslow | 8095 | 14 | 4.55 | Residential | No | Behind the Meter | Green Power Energy | AC Electric | Final As-Built Received | 2019-08-05 | 2019-08-08 | 2020-08-08 | Panasonic | VBHN325KA03 | Solar Panels |  | 0.325 | 14 | 185 | 23 |  | Fixed | Roof
Solar Registration Program | NJSRRE1541788042 | Winslow | 8095 | 14 | 4.55 | Residential | No | Behind the Meter | Green Power Energy | AC Electric | Final As-Built Received | 2019-08-05 | 2019-08-08 | 2020-08-08 | Solar Edge | SE3800H-US | Inverters | 3800 |  | 1 |  |  | 0.97 |  | Outside | next to meter
Solar Registration Program | NJSRRE1541788042 | Winslow | 8095 | 14 | 4.55 | Residential | No | Behind the Meter | Green Power Energy | AC Electric | Final As-Built Received | 2019-08-05 | 2019-08-08 | 2020-08-08 | Hialeah | CL200 | Meters |  |  | 1 |  |  |  | Yes | Outdoor
Solar Registration Program | NJSRRE1541800122 | RIVER VALE | 7675 | 7 | 4.55 | Residential | No | Behind the Meter | Infinity Solar Systems | PSE&G | Accepted | 2019-08-07 | 2019-08-23 | 2020-08-23 | SUNPOWER | SPR-X21-350-BLK-AC | Solar Panels |  | 0.35 | 13 | 255 | 15 |  | Fixed | Roof
Solar Registration Program | NJSRRE1541800122 | RIVER VALE | 7675 | 7 | 4.55 | Residential | No | Behind the Meter | Infinity Solar Systems | PSE&G | Accepted | 2019-08-07 | 2019-08-23 | 2020-08-23 | SUNPOWER | SPR-X21-350-BLK-AC | Inverters | 320 |  | 13 |  |  | 0.96 |  | Other | MICROINVERTERS
Solar Registration Program | NJSRRE1542423079 | Clifton | 7012 | 6 | 4.55 | Residential | No | Behind the Meter | Green Power Energy | PSE&G | Accepted | 2019-09-19 | 2019-09-24 | 2020-09-24 | Panasonic | VBHN325KA03 | Solar Panels |  | 0.325 | 8 | 210 | 40 |  | Fixed | Roof
Solar Registration Program | NJSRRE1542423079 | Clifton | 7012 | 6 | 4.55 | Residential | No | Behind the Meter | Green Power Energy | PSE&G | Accepted | 2019-09-19 | 2019-09-24 | 2020-09-24 | Panasonic | VBHN325KA03 | Solar Panels |  | 0.325 | 6 | 210 | 15 |  | Fixed | Roof
Solar Registration Program | NJSRRE1542423079 | Clifton | 7012 | 6 | 4.55 | Residential | No | Behind the Meter | Green Power Energy | PSE&G | Accepted | 2019-09-19 | 2019-09-24 | 2020-09-24 | Solar Edge | SE33.3KUS | Inverters | 33.3 |  | 1 |  |  | 0.97 |  | Outside | next to meter
Solar Registration Program | NJSRRE1540973175 | Willingboro | 8046 | 13 | 4.56 | Residential | Yes | Behind the Meter | Skyline Solar, LLC | PSE&G | Accepted | 2019-05-09 | 2019-05-14 | 2020-05-14 | Solar World | SunModule Plus SW 285 Mono | Solar Panels |  | 0.285 | 16 | 147 | 28 |  | Fixed | Roof
Solar Registration Program | NJSRRE1540973175 | Willingboro | 8046 | 13 | 4.56 | Residential | Yes | Behind the Meter | Skyline Solar, LLC | PSE&G | Accepted | 2019-05-09 | 2019-05-14 | 2020-05-14 | SolarEdge | SE3800H-US000NNC2 | Inverters | 3800 |  | 1 |  |  | 0.99 |  | Outside | within five feet of meter
Solar Registration Program | NJSRRE1541413755 | North Brunswick | 8902 | 11 | 4.56 | Residential | Yes | Behind the Meter | Skyline Solar, LLC | PSE&G | Accepted | 2019-06-16 | 2019-07-01 | 2020-07-01 | SolarEdge | SE3800H-US000NNC2 | Inverters | 3800 |  | 1 |  |  | 0.99 |  | Outside | within ten feet of meter
Solar Registration Program | NJSRRE1541413755 | North Brunswick | 8902 | 11 | 4.56 | Residential | Yes | Behind the Meter | Skyline Solar, LLC | PSE&G | Accepted | 2019-06-16 | 2019-07-01 | 2020-07-01 | Solar World | Sunmodule Plus SW 285 Mono | Solar Panels |  | 0.285 | 16 | 194 | 26 |  | Fixed | Roof
Solar Registration Program | NJSRRE1541447227 | North Brunswick | 8902 | 11 | 4.56 | Residential | Yes | Behind the Meter | Skyline Solar, LLC | PSE&G | Accepted | 2019-06-29 | 2019-07-01 | 2020-07-01 | Solar World | Sunmodule Plus SW 285 Mono | Solar Panels |  | 0.285 | 16 | 193 | 26 |  | Fixed | Roof
Solar Registration Program | NJSRRE1541447227 | North Brunswick | 8902 | 11 | 4.56 | Residential | Yes | Behind the Meter | Skyline Solar, LLC | PSE&G | Accepted | 2019-06-29 | 2019-07-01 | 2020-07-01 | SolarEdge | SE3800H-US000NNC2 | Inverters | 3800 |  | 1 |  |  | 0.99 |  | Outside | within ten feet of meter
Solar Registration Program | NJSRRE1541788006 | Pemberton | 8068 | 13 | 4.56 | Residential | Yes | Behind the Meter | Skyline Solar, LLC | JCP&L | Accepted | 2019-08-05 | 2019-08-29 | 2020-08-29 | SolarWorld | SunModule Plus SW 285 Mono | Solar Panels |  | 0.285 | 16 | 177 | 29 |  | Fixed | Roof
Solar Registration Program | NJSRRE1541788006 | Pemberton | 8068 | 13 | 4.56 | Residential | Yes | Behind the Meter | Skyline Solar, LLC | JCP&L | Accepted | 2019-08-05 | 2019-08-29 | 2020-08-29 | SolarEdge | SE3800H-US | Inverters | 3800 |  | 1 |  |  | 0.99 |  | Outside | within ten feet of meter
Solar Registration Program | NJSRRE1542325069 | VENTNOR CITY | 8406 | 19 | 4.56 | Residential | Yes | Behind the Meter | Vivint Solar Developer, LLC | AC Electric | Accepted | 2019-09-06 | 2019-09-11 | 2020-09-11 | Jinko Solar | JKM285M-60 | Solar Panels |  | 0.285 | 16 | 58 | 29 |  | Fixed | Roof
Solar Registration Program | NJSRRE1542325069 | VENTNOR CITY | 8406 | 19 | 4.56 | Residential | Yes | Behind the Meter | Vivint Solar Developer, LLC | AC Electric | Accepted | 2019-09-06 | 2019-09-11 | 2020-09-11 | ENPHASE ENERGY | IQ6-60-2-US | Inverters | 230 |  | 16 |  |  | 0.972 |  | Other | Underneath each module
Solar Registration Program | NJSRRE1542425041 | Pleasantville | 8232 | 19 | 4.56 | Commercial | No | Behind the Meter | Helios Solar Energy LLC | AC Electric | Accepted | 2019-09-20 | 2019-09-24 | 2020-09-24 | Axitec | AC-380MH/144S | Solar Panels |  | 0.38 | 12 | 24 | 19 |  | Fixed | Roof | North roof
Solar Registration Program | NJSRRE1542425041 | Pleasantville | 8232 | 19 | 4.56 | Commercial | No | Behind the Meter | Helios Solar Energy LLC | AC Electric | Accepted | 2019-09-20 | 2019-09-24 | 2020-09-24 | Solaredge Technologies Inc. | SE3800H-US | Inverters | 3800 |  | 1 |  |  | 0.98 |  | Outdoor | SW exterior corner of building near utility meter
Solar Registration Program | NJSRRE1538541662 | West New York | 7093 | 8 | 4.58 | Residential | Yes | Behind the Meter | Suntuity Solar LLC | PSE&G | Accepted | 2018-07-11 | 2018-07-13 | 2020-01-13 | Hanwha Solar | Q-Cells 305 Mono | Solar Panels |  | 0.305 | 15 | 212 | 5 |  | Fixed | Roof
Solar Registration Program | NJSRRE1538541662 | West New York | 7093 | 8 | 4.58 | Residential | Yes | Behind the Meter | Suntuity Solar LLC | PSE&G | Accepted | 2018-07-11 | 2018-07-13 | 2020-01-13 | Enphase Energy | IQ6-60-2-US | Inverters | 230 |  | 15 |  |  | 0.97 |  | Outdoor | Behind the PV Modules
Solar Registration Program | NJSRRE1540461882 | Mansfield | 8022 | 13 | 4.58 | Residential | Yes | Behind the Meter | Complete Solar | PSE&G | Accepted | 2019-03-18 | 2019-03-19 | 2020-03-19 | Hanwha ΓÇô Q. PEAK-G4.1 305W | Hanwha ΓÇô Q. PEAK-G4.1 305W | Solar Panels |  | 0.305 | 15 | 77 | 20 |  | Fixed | Roof
Solar Registration Program | NJSRRE1540461882 | Mansfield | 8022 | 13 | 4.58 | Residential | Yes | Behind the Meter | Complete Solar | PSE&G | Accepted | 2019-03-18 | 2019-03-19 | 2020-03-19 | SolarEdge Technologies ΓÇô SEH3800H-USRGM | SEH3800H-USRGM | Inverters | 3800 |  | 1 |  |  | 0.97 |  | Outdoor | By Msp
Solar Registration Program | NJSRRE1540856877 | Manchester Township | 8759 | 18 | 4.58 | Residential | No | Behind the Meter | Ad Energy | JCP&L | Accepted | 2019-04-16 | 2019-04-17 | 2020-04-17 | Sunpower | SPR-E20-327-E-AC | Solar Panels |  | 0.327 | 14 | 213 | 34 |  | Fixed | Roof
Solar Registration Program | NJSRRE1540856877 | Manchester Township | 8759 | 18 | 4.58 | Residential | No | Behind the Meter | Ad Energy | JCP&L | Accepted | 2019-04-16 | 2019-04-17 | 2020-04-17 | SUNPOWER | SPR-E-20-327-E-AC | Inverters | 315 |  | 14 |  |  | 0.975 |  | Outside | at each panel
Solar Registration Program | NJSRRE1540875094 | Wall | 7719 | 17 | 4.58 | Residential | No | Behind the Meter | SunPower Capital LLC | JCP&L | Accepted | 2019-04-24 | 2019-04-25 | 2020-04-25 | sunpower | e20-327-e-ac | Solar Panels |  | 0.327 | 12 | 260 | 33 |  | Fixed | Roof
Solar Registration Program | NJSRRE1540875094 | Wall | 7719 | 17 | 4.58 | Residential | No | Behind the Meter | SunPower Capital LLC | JCP&L | Accepted | 2019-04-24 | 2019-04-25 | 2020-04-25 | sunpower | e20-327-e-ac | Solar Panels |  | 0.327 | 2 | 260 | 33 |  | Fixed | Roof
Solar Registration Program | NJSRRE1540875094 | Wall | 7719 | 17 | 4.58 | Residential | No | Behind the Meter | SunPower Capital LLC | JCP&L | Accepted | 2019-04-24 | 2019-04-25 | 2020-04-25 | sunpower | e20-327-e-ac | Inverters | 0.327 |  | 14 |  |  | 0.96 |  | Other | behind panels
Solar Registration Program | NJSRRE1540972580 | Elizabeth | 7202 | 10 | 4.58 | Residential | No | Behind the Meter | Whitman Construction, LLC | PSE&G | Accepted | 2019-05-09 | 2019-05-13 | 2020-05-13 | Trina Solar | TSM-305DD05A | Solar Panels |  | 0.305 | 15 | 93 | 33 |  | Fixed | Roof
Solar Registration Program | NJSRRE1540972580 | Elizabeth | 7202 | 10 | 4.58 | Residential | No | Behind the Meter | Whitman Construction, LLC | PSE&G | Accepted | 2019-05-09 | 2019-05-13 | 2020-05-13 | Solar Edge | SE3800H-US | Inverters | 0.24 |  | 1 |  |  | 0.992 |  | Outside | roof
Solar Registration Program | NJSRRE1541442603 | Toms River | 8757 | 18 | 4.58 | Residential | Yes | Behind the Meter | All Season Solar | JCP&L | Final As-Built Received | 2019-06-21 | 2019-06-25 | 2020-06-25 | Trina | TSM DD05A.05II 305W MAR 2019 | Solar Panels |  | 0.305 | 15 | 255 | 15 |  | Fixed | Roof
Solar Registration Program | NJSRRE1541442603 | Toms River | 8757 | 18 | 4.58 | Residential | Yes | Behind the Meter | All Season Solar | JCP&L | Final As-Built Received | 2019-06-21 | 2019-06-25 | 2020-06-25 | Enphase | IQ7 | Inverters | 240 |  | 15 |  |  | 0.97 |  | Outdoor | Under Module
Solar Registration Program | NJSRRE1541442603 | Toms River | 8757 | 18 | 4.58 | Residential | Yes | Behind the Meter | All Season Solar | JCP&L | Final As-Built Received | 2019-06-21 | 2019-06-25 | 2020-06-25 | Itron | Centron | Meters |  |  | 1 |  |  |  | Yes | Outdoor
Solar Registration Program | NJSRRE1541621058 | Weymouth | 8317 | 19 | 4.58 | Residential | Yes | Behind the Meter | Vision Solar LLC | AC Electric | Accepted | 2019-07-08 | 2019-07-10 | 2020-07-10 | sunpower | e20-327-e-ac | Solar Panels |  | 0.327 | 14 | 180 | 30 |  | Fixed | Ground
Solar Registration Program | NJSRRE1541621058 | Weymouth | 8317 | 19 | 4.58 | Residential | Yes | Behind the Meter | Vision Solar LLC | AC Electric | Accepted | 2019-07-08 | 2019-07-10 | 2020-07-10 | sunpower | e20-327-e-ac | Inverters | 0.32 |  | 14 |  |  | 0.96 |  | Other | behind panels
Solar Registration Program | NJSRRE1541703364 | Weehawken | 7086 | 8 | 4.58 | Residential | No | Behind the Meter | SunPower Corporation, Systems | PSE&G | Accepted | 2019-07-25 | 2019-08-15 | 2020-08-15 | SUNPOWER | SPR-E20-327-E-AC | Solar Panels |  | 0.327 | 14 | 206 | 0 |  | Fixed | Roof
Solar Registration Program | NJSRRE1541703364 | Weehawken | 7086 | 8 | 4.58 | Residential | No | Behind the Meter | SunPower Corporation, Systems | PSE&G | Accepted | 2019-07-25 | 2019-08-15 | 2020-08-15 | SUNPOWER | SPR-E20-327-E-AC | Inverters | 320 |  | 14 |  |  | 0.96 |  | Other | under each panel
Solar Registration Program | NJSRRE1541712745 | North Bergen | 7047 | 8 | 4.58 | Residential | No | Behind the Meter | Sunpower Capital LLC | PSE&G | Accepted | 2019-07-29 | 2019-08-05 | 2020-08-05 | SunPower | 327W | Solar Panels |  | 0.327 | 14 | 227 & 14 | 11 |  | Fixed | Roof
Solar Registration Program | NJSRRE1541712745 | North Bergen | 7047 | 8 | 4.58 | Residential | No | Behind the Meter | Sunpower Capital LLC | PSE&G | Accepted | 2019-07-29 | 2019-08-05 | 2020-08-05 | SunPower | Type E | Inverters | 320 |  | 14 |  |  | 0.99 |  | Outside | NA
Solar Registration Program | NJSRRE1541712745 | North Bergen | 7047 | 8 | 4.58 | Residential | No | Behind the Meter | Sunpower Capital LLC | PSE&G | Accepted | 2019-07-29 | 2019-08-05 | 2020-08-05 | SunPower | PVS6 | Meters |  |  | 1 |  |  |  | Yes | Outdoor
Solar Registration Program | NJSRRE1541835356 | FAIVIEW | 7022 | 7 | 4.58 | Residential | No | Behind the Meter | SunPower Capital LLC | PSE&G | Accepted | 2019-08-15 | 2019-08-23 | 2020-08-23 | SUNPOWER | E20-327-E-AC | Solar Panels |  | 0.327 | 14 | 193 | 30 |  | Fixed | Roof
Solar Registration Program | NJSRRE1541835356 | FAIVIEW | 7022 | 7 | 4.58 | Residential | No | Behind the Meter | SunPower Capital LLC | PSE&G | Accepted | 2019-08-15 | 2019-08-23 | 2020-08-23 | SUNPOWER | E20-327-E-AC | Inverters | 0.32 |  | 14 |  |  | 0.96 |  | Other | BEHIND PANELS
Solar Registration Program | NJSRRE1541861854 | HILLSBOROUGH | 8844 | 5 | 4.58 | Residential | No | Behind the Meter | SEA BRIGHT SOLAR, LLC | PSE&G | Accepted | 2019-08-20 | 2019-08-23 | 2020-08-23 | SUNPOWER | SPR-E20-327-C-AC | Solar Panels |  | 0.327 | 14 | 150 | 32 |  | Fixed | Roof | SE
Solar Registration Program | NJSRRE1541861854 | HILLSBOROUGH | 8844 | 5 | 4.58 | Residential | No | Behind the Meter | SEA BRIGHT SOLAR, LLC | PSE&G | Accepted | 2019-08-20 | 2019-08-23 | 2020-08-23 | SUNPOWER | SPR-E20-327-C-AC | Inverters | 320 |  | 14 |  |  | 0.97 |  | Outside | BENEATH ARRAY
Solar Registration Program | NJSRRE1541877889 | Newark City | 7103 | 9 | 4.58 | Residential | No | Behind the Meter | 1st Light Energy Inc | PSE&G | Accepted | 2019-08-22 | 2019-08-27 | 2020-08-27 | Trina | TSM-305DD05A.05 | Solar Panels |  | 0.305 | 15 | 103 | 35 |  | Fixed | Roof
Solar Registration Program | NJSRRE1541877889 | Newark City | 7103 | 9 | 4.58 | Residential | No | Behind the Meter | 1st Light Energy Inc | PSE&G | Accepted | 2019-08-22 | 2019-08-27 | 2020-08-27 | Solaredge | SE3800H-USRGM | Inverters | 3800 |  | 1 |  |  | 0.99 |  | Outdoor | within 10 feet of meter
Solar Registration Program | NJSRRE1541883973 | River Edge | 7661 | 7 | 4.58 | Residential | Yes | Behind the Meter | Complete Solar | PSE&G | Accepted | 2019-09-17 | 2019-09-17 | 2020-09-17 | Longi | Longi - LR-6-60PB-305M | Solar Panels |  | 0.305 | 15 | 109.7 | 33 |  | Fixed | Roof
Solar Registration Program | NJSRRE1541883973 | River Edge | 7661 | 7 | 4.58 | Residential | Yes | Behind the Meter | Complete Solar | PSE&G | Accepted | 2019-09-17 | 2019-09-17 | 2020-09-17 | SOLAREDGE TECHNOLOGIES SE3800H-US RGM | SE3800H-US RGM | Inverters | 3800 |  | 1 |  |  | 0.97 |  | Outdoor | by MSP
Solar Registration Program | NJSRRE1542248533 | South River | 8882 | 11 | 4.58 | Residential | No | Behind the Meter | SunPower Corporation, Systems | South River | Accepted | 2019-09-06 | 2019-09-09 | 2020-09-09 | SUNPOWER | SPR-E20-327-E-AC | Solar Panels |  | 0.327 | 8 | 172 | 27 |  | Fixed | Roof
Solar Registration Program | NJSRRE1542248533 | South River | 8882 | 11 | 4.58 | Residential | No | Behind the Meter | SunPower Corporation, Systems | South River | Accepted | 2019-09-06 | 2019-09-09 | 2020-09-09 | SUNPOWER | SPR-E20-327-E-AC | Solar Panels |  | 0.327 | 6 | 82 | 27 |  | Fixed | Roof
Solar Registration Program | NJSRRE1542248533 | South River | 8882 | 11 | 4.58 | Residential | No | Behind the Meter | SunPower Corporation, Systems | South River | Accepted | 2019-09-06 | 2019-09-09 | 2020-09-09 | SUNPOWER | SPR-E20-327-E-AC | Inverters | 320 |  | 14 |  |  | 0.96 |  | Other | under each panel
Solar Registration Program | NJSRRE1542396605 | Fortescue | 8321 | 20 | 4.58 | Residential | Yes | Behind the Meter | All Season Solar | AC Electric | Final As-Built Received | 2019-09-13 | 2019-09-17 | 2020-09-17 | Trina | TSM DD05AII 305W | Solar Panels |  | 0.305 | 15 | 248 | 27 |  | Fixed | Roof
Solar Registration Program | NJSRRE1542396605 | Fortescue | 8321 | 20 | 4.58 | Residential | Yes | Behind the Meter | All Season Solar | AC Electric | Final As-Built Received | 2019-09-13 | 2019-09-17 | 2020-09-17 | Itron | Centron | Meters |  |  | 1 |  |  |  | Yes | Outdoor
Solar Registration Program | NJSRRE1542396605 | Fortescue | 8321 | 20 | 4.58 | Residential | Yes | Behind the Meter | All Season Solar | AC Electric | Final As-Built Received | 2019-09-13 | 2019-09-17 | 2020-09-17 | Enphase | IQ7 | Inverters | 240 |  | 15 |  |  | 0.97 |  | Outdoor | under module
Solar Registration Program | NJSRRE1542428608 | Camden | 8105 | 14 | 4.58 | Residential | No | Behind the Meter | Kopp Electric Company | PSE&G | Accepted | 2019-09-23 | 2019-09-25 | 2020-09-25 | CertainTeed | CT305M11-03 | Solar Panels |  | 0.305 | 15 | 167 | 28 |  | Fixed | Roof
Solar Registration Program | NJSRRE1542428608 | Camden | 8105 | 14 | 4.58 | Residential | No | Behind the Meter | Kopp Electric Company | PSE&G | Accepted | 2019-09-23 | 2019-09-25 | 2020-09-25 | Solar Edge | SE3800H-US | Inverters | 3800 |  | 1 |  |  | 0.975 |  | Outdoor | Next to meter
Solar Registration Program | NJSRRE1542441491 | Camden | 8104 | 14 | 4.58 | Residential | Yes | Behind the Meter | Ad Energy | PSE&G | Accepted | 2019-09-25 | 2019-09-27 | 2020-09-27 | Sunpower | SPR-E20-327-E-AC | Solar Panels |  | 0.327 | 14 | 180 | 0 |  | Fixed | Roof
Solar Registration Program | NJSRRE1542441491 | Camden | 8104 | 14 | 4.58 | Residential | Yes | Behind the Meter | Ad Energy | PSE&G | Accepted | 2019-09-25 | 2019-09-27 | 2020-09-27 | Sunpower | SPR-E20-327-E-AC | Inverters | 320 |  | 14 |  |  | 0.97 |  | Outdoor | at each panel
Solar Registration Program | NJSRRE1542448507 | Jersey City | 7305 | 8 | 4.58 | Residential | Yes | Behind the Meter | Vision Solar LLC | PSE&G | Accepted | 2019-09-27 | 2019-10-01 | 2020-10-01 | sunpower | e20-327-e-ac | Solar Panels |  | 0.327 | 11 | 219 | 0 |  | Fixed | Roof
Solar Registration Program | NJSRRE1542448507 | Jersey City | 7305 | 8 | 4.58 | Residential | Yes | Behind the Meter | Vision Solar LLC | PSE&G | Accepted | 2019-09-27 | 2019-10-01 | 2020-10-01 | sunpower | e20-327-e-ac | Solar Panels |  | 0.327 | 3 | 309 | 30 |  | Fixed | Roof
Solar Registration Program | NJSRRE1542448507 | Jersey City | 7305 | 8 | 4.58 | Residential | Yes | Behind the Meter | Vision Solar LLC | PSE&G | Accepted | 2019-09-27 | 2019-10-01 | 2020-10-01 | sunpower | e20-327-e-ac | Inverters | 0.32 |  | 14 |  |  | 0.96 |  | Other | behind panels
Solar Registration Program | NJSRRE1542500874 | Toms River | 8757 | 18 | 4.58 | Residential | Yes | Behind the Meter | All Season Solar | JCP&L | Accepted | 2019-10-03 | 2019-10-08 | 2020-10-08 | Trina | TSM DD05A.05II 305W MAR 2019 | Solar Panels |  | 0.305 | 9 | 208 | 19 |  | Fixed | Roof
Solar Registration Program | NJSRRE1542500874 | Toms River | 8757 | 18 | 4.58 | Residential | Yes | Behind the Meter | All Season Solar | JCP&L | Accepted | 2019-10-03 | 2019-10-08 | 2020-10-08 | Trina | TSM DD05A.05II 305W MAR 2019 | Solar Panels |  | 0.305 | 6 | 208 | 19 |  | Fixed | Roof
Solar Registration Program | NJSRRE1542500874 | Toms River | 8757 | 18 | 4.58 | Residential | Yes | Behind the Meter | All Season Solar | JCP&L | Accepted | 2019-10-03 | 2019-10-08 | 2020-10-08 | Enphase | IQ7 | Inverters | 240 |  | 15 |  |  | 0.97 |  | Outdoor | Under Module
Solar Registration Program | NJSRRE1542524554 | Evesham Township | 8053 | 13 | 4.58 | Residential | No | Behind the Meter | SunPower Corporation, Systems | PSE&G | Accepted | 2019-10-10 | 2019-10-14 | 2020-10-14 | SUNPOWER | SPR-E20-327-E-AC | Solar Panels |  | 0.327 | 14 | 118 | 25 |  | Fixed | Roof
Solar Registration Program | NJSRRE1542524554 | Evesham Township | 8053 | 13 | 4.58 | Residential | No | Behind the Meter | SunPower Corporation, Systems | PSE&G | Accepted | 2019-10-10 | 2019-10-14 | 2020-10-14 | SUNPOWER | SPR-E20-327-E-AC | Inverters | 320 |  | 14 |  |  | 0.96 |  | Other | under each panel
Solar Registration Program | NJSRRE1542541780 | Atlantic city | 8401 | 19 | 4.58 | Residential | Yes | Behind the Meter | Vision Solar LLC | AC Electric | Accepted | 2019-10-14 | 2019-10-16 | 2020-10-16 | sunpower | e20-327-e-ac | Solar Panels |  | 0.327 | 14 | 289 | 23 |  | Fixed | Roof
Solar Registration Program | NJSRRE1542541780 | Atlantic city | 8401 | 19 | 4.58 | Residential | Yes | Behind the Meter | Vision Solar LLC | AC Electric | Accepted | 2019-10-14 | 2019-10-16 | 2020-10-16 | sunpower | e20-327-e-ac | Inverters | 0.32 |  | 14 |  |  | 0.96 |  | Other | behind panels
Solar Registration Program | NJSRRE1543254451 | Maywood Boro | 7607 | 7 | 4.58 | Residential | Yes | Behind the Meter | SunnyMac LLC | PSE&G | Accepted | 2019-11-14 | 2019-11-25 | 2020-11-25 | SunPower | SPR-E20-327 | Solar Panels |  | 0.327 | 7 | 198 | 37 |  | Fixed | Roof
Solar Registration Program | NJSRRE1543254451 | Maywood Boro | 7607 | 7 | 4.58 | Residential | Yes | Behind the Meter | SunnyMac LLC | PSE&G | Accepted | 2019-11-14 | 2019-11-25 | 2020-11-25 | SunPower | SPR-E20-327 | Solar Panels |  | 0.327 | 3 | 18 | 37 |  | Fixed | Roof
Solar Registration Program | NJSRRE1543254451 | Maywood Boro | 7607 | 7 | 4.58 | Residential | Yes | Behind the Meter | SunnyMac LLC | PSE&G | Accepted | 2019-11-14 | 2019-11-25 | 2020-11-25 | SunPower | SPR-E20-327 | Solar Panels |  | 0.327 | 4 | 108 | 18 |  | Fixed | Roof
Solar Registration Program | NJSRRE1543254451 | Maywood Boro | 7607 | 7 | 4.58 | Residential | Yes | Behind the Meter | SunnyMac LLC | PSE&G | Accepted | 2019-11-14 | 2019-11-25 | 2020-11-25 | Enphase | IQ7XS-96-ACM-US | Inverters | 0.315 |  | 14 |  |  | 0.99 |  | Outdoor | roof
Solar Registration Program | NJSRRE1543274040 | Lindenwold | 8021 | 14 | 4.58 | Residential | Yes | Behind the Meter | SunnyMac LLC | AC Electric | Accepted | 2019-11-14 | 2019-11-19 | 2020-11-19 | SunPower | SPR-E20-327 | Solar Panels |  | 0.327 | 7 | 113 | 14 |  | Fixed | Roof
Solar Registration Program | NJSRRE1543274040 | Lindenwold | 8021 | 14 | 4.58 | Residential | Yes | Behind the Meter | SunnyMac LLC | AC Electric | Accepted | 2019-11-14 | 2019-11-19 | 2020-11-19 | SunPower | SPR-E20-327 | Solar Panels |  | 0.327 | 4 | 293 | 14 |  | Fixed | Roof
Solar Registration Program | NJSRRE1543274040 | Lindenwold | 8021 | 14 | 4.58 | Residential | Yes | Behind the Meter | SunnyMac LLC | AC Electric | Accepted | 2019-11-14 | 2019-11-19 | 2020-11-19 | SunPower, SPR-E20-327 | SPR-E20-327 | Solar Panels |  | 0.327 | 3 | 113 | 45 |  | Fixed | Roof
Solar Registration Program | NJSRRE1543274040 | Lindenwold | 8021 | 14 | 4.58 | Residential | Yes | Behind the Meter | SunnyMac LLC | AC Electric | Accepted | 2019-11-14 | 2019-11-19 | 2020-11-19 | Enphase | IQ7XS-96-ACM-US | Inverters | 0.315 |  | 14 |  |  | 0.99 |  | Outdoor | roof
Solar Registration Program | NJSRRE1543481568 | Bogota | 7603 | 7 | 4.58 | Residential | No | Behind the Meter | SunPower Corporation, Systems | PSE&G | Accepted | 2019-12-05 | 2019-12-09 | 2020-12-09 | SUNPOWER | SPR-E20-327-E-AC | Solar Panels |  | 0.327 | 4 | 196 | 35 |  | Fixed | Roof
Solar Registration Program | NJSRRE1543481568 | Bogota | 7603 | 7 | 4.58 | Residential | No | Behind the Meter | SunPower Corporation, Systems | PSE&G | Accepted | 2019-12-05 | 2019-12-09 | 2020-12-09 | SUNPOWER | SPR-E20-327-E-AC | Solar Panels |  | 0.327 | 4 | 286 | 35 |  | Fixed | Roof
Solar Registration Program | NJSRRE1543481568 | Bogota | 7603 | 7 | 4.58 | Residential | No | Behind the Meter | SunPower Corporation, Systems | PSE&G | Accepted | 2019-12-05 | 2019-12-09 | 2020-12-09 | SUNPOWER | SPR-E20-327-E-AC | Solar Panels |  | 0.327 | 6 | 286 | 10 |  | Fixed | Roof
Solar Registration Program | NJSRRE1543481568 | Bogota | 7603 | 7 | 4.58 | Residential | No | Behind the Meter | SunPower Corporation, Systems | PSE&G | Accepted | 2019-12-05 | 2019-12-09 | 2020-12-09 | SUNPOWER | SPR-E20-327-E-AC | Inverters | 320 |  | 14 |  |  | 0.96 |  | Other | under each panel
Solar Registration Program | NJSRRE1543547382 | Mystic Islands | 8087 | 18 | 4.58 | Residential | Yes | Behind the Meter | Bright Planet Solar | AC Electric | Accepted | 2019-12-13 | 2019-12-17 | 2020-12-17 | TRINA SOLAR | TSM-DD05A.05(II) 305W | Solar Panels |  | 0.305 | 15 | 155 | 23 |  | Fixed | Roof
Solar Registration Program | NJSRRE1543547382 | Mystic Islands | 8087 | 18 | 4.58 | Residential | Yes | Behind the Meter | Bright Planet Solar | AC Electric | Accepted | 2019-12-13 | 2019-12-17 | 2020-12-17 | SOLAR EDGE | SE3800H-USRGM | Inverters | 3800 |  | 1 |  |  | 0.98 |  | Outdoor | OUTDOOR
Solar Registration Program | NJSRRE1543651584 | Vineland | 8360 | 20 | 4.58 | Residential | Yes | Behind the Meter | SunnyMac LLC | Vineland Muni Electric | Accepted | 2019-12-23 | 2019-12-27 | 2020-12-27 | Sunpower | SRP-E20-327 | Solar Panels |  | 0.327 | 14 | 183 | 34 |  | Fixed | Roof
Solar Registration Program | NJSRRE1543651584 | Vineland | 8360 | 20 | 4.58 | Residential | Yes | Behind the Meter | SunnyMac LLC | Vineland Muni Electric | Accepted | 2019-12-23 | 2019-12-27 | 2020-12-27 | Enphase | IQ7XS-96-ACM-US | Inverters | 0.315 |  | 14 |  |  | 0.99 |  | Outdoor | roof
Solar Registration Program | NJSRRE1543651660 | Manahawkin | 8050 | 18 | 4.58 | Residential | No | Behind the Meter | EMT Renewables | AC Electric | Accepted | 2019-12-23 | 2019-12-27 | 2020-12-27 | Trina | 305-BLK | Solar Panels |  | 0.305 | 15 | 150 | 20 |  | Fixed | Roof
Solar Registration Program | NJSRRE1543651660 | Manahawkin | 8050 | 18 | 4.58 | Residential | No | Behind the Meter | EMT Renewables | AC Electric | Accepted | 2019-12-23 | 2019-12-27 | 2020-12-27 | SolarEdge | SE5000H-US | Inverters | 5000 |  | 1 |  |  | 0.95 |  | Outside | next to meter
Solar Registration Program | NJSRRE1540385476 | Teaneck Twp | 7666 | 7 | 4.62 | Residential | No | Behind the Meter | Sunrun Installation Services, Inc. | PSE&G | Accepted | 2019-02-21 | 2019-02-25 | 2020-02-25 | LG Electronics | LG330N1C-A5 | Solar Panels |  | 0.33 | 10 | 295 | 34 |  | Fixed | Roof
Solar Registration Program | NJSRRE1540385476 | Teaneck Twp | 7666 | 7 | 4.62 | Residential | No | Behind the Meter | Sunrun Installation Services, Inc. | PSE&G | Accepted | 2019-02-21 | 2019-02-25 | 2020-02-25 | LG Electronics | LG330N1C-A5 | Solar Panels |  | 0.33 | 4 | 116 | 34 |  | Fixed | Roof
Solar Registration Program | NJSRRE1540385476 | Teaneck Twp | 7666 | 7 | 4.62 | Residential | No | Behind the Meter | Sunrun Installation Services, Inc. | PSE&G | Accepted | 2019-02-21 | 2019-02-25 | 2020-02-25 | SolarEdge Technologies | SE5000H-USRGM | Inverters | 5000 |  | 1 |  |  | 0.96 |  | Outdoor | Next To Meter
Solar Registration Program | NJSRRE1540958182 | Franklin Township | 8873 | 5 | 4.62 | Residential | No | Behind the Meter | Sunrun Installation Services, Inc. | PSE&G | Accepted | 2019-05-03 | 2019-05-08 | 2020-05-08 | LG Electronics | LG330N1C-A5 | Solar Panels |  | 0.33 | 14 | 195 | 23 |  | Fixed | Roof
Solar Registration Program | NJSRRE1540958182 | Franklin Township | 8873 | 5 | 4.62 | Residential | No | Behind the Meter | Sunrun Installation Services, Inc. | PSE&G | Accepted | 2019-05-03 | 2019-05-08 | 2020-05-08 | SMA America | SB3.8-1SP-US-40 | Inverters | 3800 |  | 1 |  |  | 0.96 |  | Outdoor | Next To Meter
Solar Registration Program | NJSRRE1541442583 | Edison | 8837 | 11 | 4.62 | Residential | No | Behind the Meter | Pro Custom Solar dba Momentum Solar | PSE&G | Accepted | 2019-06-21 | 2019-06-25 | 2020-06-25 | hanwha | Q.PEAK DUO-G5 330 | Solar Panels |  | 0.33 | 14 | 222 | 9 |  | Fixed | Roof
Solar Registration Program | NJSRRE1541442583 | Edison | 8837 | 11 | 4.62 | Residential | No | Behind the Meter | Pro Custom Solar dba Momentum Solar | PSE&G | Accepted | 2019-06-21 | 2019-06-25 | 2020-06-25 | enphase | IQ7-60-2-US | Inverters | 250 |  | 14 |  |  | 0.97 |  | Outdoor | roof
Solar Registration Program | NJSRRE1542033692 | Bayonne | 7002 | 8 | 4.62 | Residential | Yes | Behind the Meter | Whitman Construction, LLC | PSE&G | Accepted | 2019-09-03 | 2019-09-10 | 2020-09-10 | Panasonic | VBHN330SA16 | Solar Panels |  | 0.33 | 14 | 213 | 3 |  | Fixed | Roof
Solar Registration Program | NJSRRE1542033692 | Bayonne | 7002 | 8 | 4.62 | Residential | Yes | Behind the Meter | Whitman Construction, LLC | PSE&G | Accepted | 2019-09-03 | 2019-09-10 | 2020-09-10 | Panasonic (built in Enphase) | N330E (IQ7X-96-2-US) | Inverters | 0.24 |  | 14 |  |  | 0.975 |  | Outside | roof
Solar Registration Program | NJSRRE1542430742 | Beach Haven | 8008 | 18 | 4.62 | Residential | No | Behind the Meter | Sunrun Installation Services, Inc. | AC Electric | Accepted | 2019-09-24 | 2019-09-25 | 2020-09-25 | LG Electronics | LG330N1C-A5 | Solar Panels |  | 0.33 | 6 | 207 | 28 |  | Fixed | Roof
Solar Registration Program | NJSRRE1542430742 | Beach Haven | 8008 | 18 | 4.62 | Residential | No | Behind the Meter | Sunrun Installation Services, Inc. | AC Electric | Accepted | 2019-09-24 | 2019-09-25 | 2020-09-25 | LG Electronics | LG330N1C-A5 | Solar Panels |  | 0.33 | 8 | 117 | 17 |  | Fixed | Roof
Solar Registration Program | NJSRRE1542430742 | Beach Haven | 8008 | 18 | 4.62 | Residential | No | Behind the Meter | Sunrun Installation Services, Inc. | AC Electric | Accepted | 2019-09-24 | 2019-09-25 | 2020-09-25 | SolarEdge Technologies | SE3800H-USRGM | Inverters | 3800 |  | 1 |  |  | 0.96 |  | Outdoor | Next To Meter
Solar Registration Program | NJSRRE1542579465 | Rutherford | 7070 | 7 | 4.62 | Residential | No | Behind the Meter | Skyline Solar LLC | PSE&G | Accepted | 2019-10-23 | 2019-10-25 | 2020-10-25 | LG | LG330N1C-A5 | Solar Panels |  | 0.33 | 14 | 121 | 16 |  | Fixed | Roof
Solar Registration Program | NJSRRE1542579465 | Rutherford | 7070 | 7 | 4.62 | Residential | No | Behind the Meter | Skyline Solar LLC | PSE&G | Accepted | 2019-10-23 | 2019-10-25 | 2020-10-25 | Enphase | IQ7+ | Inverters | 250 |  | 14 |  |  | 0.96 |  | Outdoor | under panel
Solar Registration Program | NJSRRE1543501520 | New Milford | 7646 | 7 | 4.62 | Residential | No | Behind the Meter | Solar Living, Inc. | PSE&G | Accepted | 2019-12-09 | 2019-12-11 | 2020-12-11 | LG | LG330Q1C | Solar Panels |  | 0.33 | 5 | 271 | 26 |  | Fixed | Roof
Solar Registration Program | NJSRRE1543501520 | New Milford | 7646 | 7 | 4.62 | Residential | No | Behind the Meter | Solar Living, Inc. | PSE&G | Accepted | 2019-12-09 | 2019-12-11 | 2020-12-11 | LG | LG330Q1C | Solar Panels |  | 0.33 | 9 | 181 | 26 |  | Fixed | Roof
Solar Registration Program | NJSRRE1543501520 | New Milford | 7646 | 7 | 4.62 | Residential | No | Behind the Meter | Solar Living, Inc. | PSE&G | Accepted | 2019-12-09 | 2019-12-11 | 2020-12-11 | Enphase | IQ7+ | Inverters | 290 |  | 14 |  |  | 0.975 |  | Outdoor | below modules
Solar Registration Program | NJSRRE1540235460 | Highlands | 7732 | 17 | 4.64 | Residential | Yes | Behind the Meter | Pro Custom Solar dba Momentum Solar | JCP&L | Accepted | 2019-01-11 | 2019-01-16 | 2020-01-16 | REC SOLAR | REC290TP2 BLK | Solar Panels |  | 0.29 | 8 | 209 | 31 |  | Fixed | Roof
Solar Registration Program | NJSRRE1540235460 | Highlands | 7732 | 17 | 4.64 | Residential | Yes | Behind the Meter | Pro Custom Solar dba Momentum Solar | JCP&L | Accepted | 2019-01-11 | 2019-01-16 | 2020-01-16 | REC SOLAR | REC290TP2 BLK | Solar Panels |  | 0.29 | 4 | 210 | 10 |  | Fixed | Roof
Solar Registration Program | NJSRRE1540235460 | Highlands | 7732 | 17 | 4.64 | Residential | Yes | Behind the Meter | Pro Custom Solar dba Momentum Solar | JCP&L | Accepted | 2019-01-11 | 2019-01-16 | 2020-01-16 | REC SOLAR | REC290TP2 BLK | Solar Panels |  | 0.29 | 4 | 29 | 10 |  | Fixed | Roof
Solar Registration Program | NJSRRE1540235460 | Highlands | 7732 | 17 | 4.64 | Residential | Yes | Behind the Meter | Pro Custom Solar dba Momentum Solar | JCP&L | Accepted | 2019-01-11 | 2019-01-16 | 2020-01-16 | ENPHASE | IQ7-60-2-US | Inverters | 250 |  | 16 |  |  | 0.97 |  | Outdoor | ROOF
Solar Registration Program | NJSRRE1540250910 | Allenwood | 8720 | 17 | 4.64 | Residential | Yes | Behind the Meter | Sunrun Installation Services, Inc. | JCP&L | Accepted | 2019-01-16 | 2019-01-21 | 2020-01-21 | REC Solar | REC290TP2 BLK | Solar Panels |  | 0.29 | 5 | 235 | 30 |  | Fixed | Roof
Solar Registration Program | NJSRRE1540250910 | Allenwood | 8720 | 17 | 4.64 | Residential | Yes | Behind the Meter | Sunrun Installation Services, Inc. | JCP&L | Accepted | 2019-01-16 | 2019-01-21 | 2020-01-21 | REC Solar | REC290TP2 BLK | Solar Panels |  | 0.29 | 9 | 146 | 27 |  | Fixed | Roof
Solar Registration Program | NJSRRE1540250910 | Allenwood | 8720 | 17 | 4.64 | Residential | Yes | Behind the Meter | Sunrun Installation Services, Inc. | JCP&L | Accepted | 2019-01-16 | 2019-01-21 | 2020-01-21 | REC Solar | REC290TP2 BLK | Solar Panels |  | 0.29 | 2 | 55 | 30 |  | Fixed | Roof
Solar Registration Program | NJSRRE1540250910 | Allenwood | 8720 | 17 | 4.64 | Residential | Yes | Behind the Meter | Sunrun Installation Services, Inc. | JCP&L | Accepted | 2019-01-16 | 2019-01-21 | 2020-01-21 | SolarEdge Technologies | SE5000H-USRGM | Inverters | 5000 |  | 1 |  |  | 0.96 |  | Outdoor | Next To Meter
Solar Registration Program | NJSRRE1540292506 | Englishtown | 7726 | 17 | 4.64 | Residential | Yes | Behind the Meter | Sunrun Installation Services, Inc. | JCP&L | Accepted | 2019-01-28 | 2019-01-30 | 2020-01-30 | REC Solar | REC290TP2 BLK | Solar Panels |  | 0.29 | 5 | 351 | 18 |  | Fixed | Roof
Solar Registration Program | NJSRRE1540292506 | Englishtown | 7726 | 17 | 4.64 | Residential | Yes | Behind the Meter | Sunrun Installation Services, Inc. | JCP&L | Accepted | 2019-01-28 | 2019-01-30 | 2020-01-30 | REC Solar | REC290TP2 BLK | Solar Panels |  | 0.29 | 11 | 171 | 18 |  | Fixed | Roof
Solar Registration Program | NJSRRE1540292506 | Englishtown | 7726 | 17 | 4.64 | Residential | Yes | Behind the Meter | Sunrun Installation Services, Inc. | JCP&L | Accepted | 2019-01-28 | 2019-01-30 | 2020-01-30 | SolarEdge Technologies | SE5000H-USRGM | Inverters | 5000 |  | 1 |  |  | 0.96 |  | Outdoor | Next To Meter
Solar Registration Program | NJSRRE1540332426 | West Paterson Boro | 7424 | 6 | 4.64 | Residential | Yes | Behind the Meter | Sunrun Installation Services, Inc. | PSE&G | Accepted | 2019-02-04 | 2019-02-06 | 2020-02-06 | REC Solar | REC290TP2 BLK | Solar Panels |  | 0.29 | 16 | 207 | 40 |  | Fixed | Roof
Solar Registration Program | NJSRRE1540332426 | West Paterson Boro | 7424 | 6 | 4.64 | Residential | Yes | Behind the Meter | Sunrun Installation Services, Inc. | PSE&G | Accepted | 2019-02-04 | 2019-02-06 | 2020-02-06 | SMA America | SB3.8-1SP-US-40 | Inverters | 3800 |  | 1 |  |  | 0.96 |  | Outdoor | Next To Meter
Solar Registration Program | NJSRRE1540500457 | Woodbridge Twp | 8830 | 11 | 4.64 | Residential | Yes | Behind the Meter | Sunrun Installation Services, Inc. | PSE&G | Accepted | 2019-03-19 | 2019-03-20 | 2020-03-20 | REC Solar | REC290TP2 BLK | Solar Panels |  | 0.29 | 16 | 129 | 37 |  | Fixed | Roof
Solar Registration Program | NJSRRE1540500457 | Woodbridge Twp | 8830 | 11 | 4.64 | Residential | Yes | Behind the Meter | Sunrun Installation Services, Inc. | PSE&G | Accepted | 2019-03-19 | 2019-03-20 | 2020-03-20 | SMA America | SB3.8-1SP-US-40 | Inverters | 3800 |  | 1 |  |  | 0.96 |  | Outdoor | Next To Meter
Solar Registration Program | NJSRRE1540823149 | Elizabeth City | 7201 | 10 | 4.64 | Residential | Yes | Behind the Meter | Sunrun Installation Services, Inc. | PSE&G | Accepted | 2019-04-05 | 2019-05-01 | 2020-05-01 | REC Solar | REC290TP2 BLK | Solar Panels |  | 0.29 | 16 | 113 | 18 |  | Fixed | Roof
Solar Registration Program | NJSRRE1540823149 | Elizabeth City | 7201 | 10 | 4.64 | Residential | Yes | Behind the Meter | Sunrun Installation Services, Inc. | PSE&G | Accepted | 2019-04-05 | 2019-05-01 | 2020-05-01 | SMA America | SB3.8-1SP-US-40 | Inverters | 3800 |  | 1 |  |  | 0.96 |  | Outdoor | Next To Meter
Solar Registration Program | NJSRRE1540904985 | SPARTA | 7871 | 1 | 4.64 | Residential | Yes | Behind the Meter | Sunrun Installation Services, Inc. | JCP&L | Accepted | 2019-04-29 | 2019-05-01 | 2020-05-01 | REC Solar | REC290TP2 BLK | Solar Panels |  | 0.29 | 16 | 112 | 23 |  | Fixed | Roof
Solar Registration Program | NJSRRE1540904985 | SPARTA | 7871 | 1 | 4.64 | Residential | Yes | Behind the Meter | Sunrun Installation Services, Inc. | JCP&L | Accepted | 2019-04-29 | 2019-05-01 | 2020-05-01 | SMA America | SB3.8-1SP-US-40 | Inverters | 3800 |  | 1 |  |  | 0.96 |  | Outdoor | Next To Meter
Solar Registration Program | NJSRRE1540912885 | Pleasantville | 8232 | 19 | 4.64 | Residential | Yes | Behind the Meter | Sunrun Installation Services, Inc. | AC Electric | Accepted | 2019-05-01 | 2019-05-03 | 2020-05-03 | REC Solar | REC290TP2 BLK | Solar Panels |  | 0.29 | 9 | 34 | 13 |  | Fixed | Roof
Solar Registration Program | NJSRRE1540912885 | Pleasantville | 8232 | 19 | 4.64 | Residential | Yes | Behind the Meter | Sunrun Installation Services, Inc. | AC Electric | Accepted | 2019-05-01 | 2019-05-03 | 2020-05-03 | REC Solar | REC290TP2 BLK | Solar Panels |  | 0.29 | 7 | 214 | 37 |  | Fixed | Roof
Solar Registration Program | NJSRRE1540912885 | Pleasantville | 8232 | 19 | 4.64 | Residential | Yes | Behind the Meter | Sunrun Installation Services, Inc. | AC Electric | Accepted | 2019-05-01 | 2019-05-03 | 2020-05-03 | SMA America | SB3.8-1SP-US-40 | Inverters | 3800 |  | 1 |  |  | 0.96 |  | Outdoor | Next To Meter
Solar Registration Program | NJSRRE1540983124 | Perth Amboy City | 8861 | 11 | 4.64 | Residential | Yes | Behind the Meter | Sunrun Installation Services, Inc. | PSE&G | Accepted | 2019-05-13 | 2019-05-16 | 2020-05-16 | REC Solar | REC290TP2 BLK | Solar Panels |  | 0.29 | 16 | 195 | 10 |  | Fixed | Roof
Solar Registration Program | NJSRRE1540983124 | Perth Amboy City | 8861 | 11 | 4.64 | Residential | Yes | Behind the Meter | Sunrun Installation Services, Inc. | PSE&G | Accepted | 2019-05-13 | 2019-05-16 | 2020-05-16 | SMA America | SB3.8-1SP-US-40 | Inverters | 3800 |  | 1 |  |  | 0.96 |  | Outdoor | Next To Meter
Solar Registration Program | NJSRRE1540992185 | Willingboro | 8046 | 13 | 4.64 | Residential | Yes | Behind the Meter | Solar Energy World | PSE&G | Final As-Built Received | 2019-05-15 | 2019-05-20 | 2020-05-20 | LONGi Green Energy Technology | LR6-60-290M | Solar Panels |  | 0.29 | 16 | 206 | 18 |  | Fixed | Roof
Solar Registration Program | NJSRRE1540992185 | Willingboro | 8046 | 13 | 4.64 | Residential | Yes | Behind the Meter | Solar Energy World | PSE&G | Final As-Built Received | 2019-05-15 | 2019-05-20 | 2020-05-20 | Solar Edge | SE3800H-USRGM | Inverters | 3800 |  | 1 |  |  | 0.982 |  | Outdoor | near meter
Solar Registration Program | NJSRRE1540992185 | Willingboro | 8046 | 13 | 4.64 | Residential | Yes | Behind the Meter | Solar Energy World | PSE&G | Final As-Built Received | 2019-05-15 | 2019-05-20 | 2020-05-20 | Solar Edge | SE5000H-USRGM | Meters |  |  | 1 |  |  |  | Yes | Outdoor
Solar Registration Program | NJSRRE1540992234 | Parsippany-Troy Hills | 7054 | 3 | 4.64 | Residential | No | Behind the Meter | Sunrun Installation Services, Inc. | JCP&L | Accepted | 2019-05-15 | 2019-05-20 | 2020-05-20 | REC Solar | REC290TP2 BLK | Solar Panels |  | 0.29 | 5 | 255 | 34 |  | Fixed | Roof
Solar Registration Program | NJSRRE1540992234 | Parsippany-Troy Hills | 7054 | 3 | 4.64 | Residential | No | Behind the Meter | Sunrun Installation Services, Inc. | JCP&L | Accepted | 2019-05-15 | 2019-05-20 | 2020-05-20 | REC Solar | REC290TP2 BLK | Solar Panels |  | 0.29 | 11 | 166 | 34 |  | Fixed | Roof
Solar Registration Program | NJSRRE1540992234 | Parsippany-Troy Hills | 7054 | 3 | 4.64 | Residential | No | Behind the Meter | Sunrun Installation Services, Inc. | JCP&L | Accepted | 2019-05-15 | 2019-05-20 | 2020-05-20 | SolarEdge Technologies | SE5000H-USRGM | Inverters | 5000 |  | 1 |  |  | 0.96 |  | Outdoor | Next To Meter
Solar Registration Program | NJSRRE1541024608 | Rumson | 7760 | 17 | 4.64 | Residential | Yes | Behind the Meter | Sunrun Installation Services, Inc. | JCP&L | Accepted | 2019-05-18 | 2019-05-22 | 2020-05-22 | REC Solar | REC290TP2 BLK | Solar Panels |  | 0.29 | 16 | 209 | 9 |  | Fixed | Roof
Solar Registration Program | NJSRRE1541024608 | Rumson | 7760 | 17 | 4.64 | Residential | Yes | Behind the Meter | Sunrun Installation Services, Inc. | JCP&L | Accepted | 2019-05-18 | 2019-05-22 | 2020-05-22 | SMA America | SB3.8-1SP-US-40 | Inverters | 3800 |  | 1 |  |  | 0.96 |  | Outdoor | Next To Meter
Solar Registration Program | NJSRRE1541039135 | Woodbridge Twp | 7001 | 11 | 4.64 | Residential | Yes | Behind the Meter | Sunrun Installation Services, Inc. | PSE&G | Accepted | 2019-05-23 | 2019-05-29 | 2020-05-29 | REC Solar | REC290TP2 BLK | Solar Panels |  | 0.29 | 7 | 173 | 27 |  | Fixed | Roof
Solar Registration Program | NJSRRE1541039135 | Woodbridge Twp | 7001 | 11 | 4.64 | Residential | Yes | Behind the Meter | Sunrun Installation Services, Inc. | PSE&G | Accepted | 2019-05-23 | 2019-05-29 | 2020-05-29 | REC Solar | REC290TP2 BLK | Solar Panels |  | 0.29 | 9 | 353 | 27 |  | Fixed | Roof
Solar Registration Program | NJSRRE1541039135 | Woodbridge Twp | 7001 | 11 | 4.64 | Residential | Yes | Behind the Meter | Sunrun Installation Services, Inc. | PSE&G | Accepted | 2019-05-23 | 2019-05-29 | 2020-05-29 | SMA America | SB3.8-1SP-US-40 | Inverters | 3800 |  | 1 |  |  | 0.96 |  | Outdoor | Next To Meter
Solar Registration Program | NJSRRE1541041709 | Jersey City | 7307 | 8 | 4.64 | Residential | Yes | Behind the Meter | Sunrun Installation Services, Inc. | PSE&G | Accepted | 2019-05-24 | 2019-05-30 | 2020-05-30 | REC Solar | REC290TP2 BLK | Solar Panels |  | 0.29 | 6 | 207 | 9 |  | Fixed | Roof
Solar Registration Program | NJSRRE1541041709 | Jersey City | 7307 | 8 | 4.64 | Residential | Yes | Behind the Meter | Sunrun Installation Services, Inc. | PSE&G | Accepted | 2019-05-24 | 2019-05-30 | 2020-05-30 | REC Solar | REC290TP2 BLK | Solar Panels |  | 0.29 | 9 | 26 | 9 |  | Fixed | Roof
Solar Registration Program | NJSRRE1541041709 | Jersey City | 7307 | 8 | 4.64 | Residential | Yes | Behind the Meter | Sunrun Installation Services, Inc. | PSE&G | Accepted | 2019-05-24 | 2019-05-30 | 2020-05-30 | REC Solar | REC290TP2 BLK | Solar Panels |  | 0.29 | 1 | 300 | 11 |  | Fixed | Roof
Solar Registration Program | NJSRRE1541041709 | Jersey City | 7307 | 8 | 4.64 | Residential | Yes | Behind the Meter | Sunrun Installation Services, Inc. | PSE&G | Accepted | 2019-05-24 | 2019-05-30 | 2020-05-30 | SolarEdge Technologies | SE5000H-USRGM | Inverters | 5000 |  | 1 |  |  | 0.96 |  | Outdoor | Next To Meter
Solar Registration Program | NJSRRE1541047110 | Englewood | 7631 | 7 | 4.64 | Residential | Yes | Behind the Meter | Sunrun Installation Services, Inc. | PSE&G | Accepted | 2019-05-28 | 2019-06-19 | 2020-06-19 | REC Solar | REC290TP2 BLK | Solar Panels |  | 0.29 | 7 | 36 | 37 |  | Fixed | Roof
Solar Registration Program | NJSRRE1541047110 | Englewood | 7631 | 7 | 4.64 | Residential | Yes | Behind the Meter | Sunrun Installation Services, Inc. | PSE&G | Accepted | 2019-05-28 | 2019-06-19 | 2020-06-19 | REC Solar | REC290TP2 BLK | Solar Panels |  | 0.29 | 9 | 216 | 14 |  | Fixed | Roof
Solar Registration Program | NJSRRE1541047110 | Englewood | 7631 | 7 | 4.64 | Residential | Yes | Behind the Meter | Sunrun Installation Services, Inc. | PSE&G | Accepted | 2019-05-28 | 2019-06-19 | 2020-06-19 | Ningbo Ginlong Technologies | Solis-1P4K-4G-US | Inverters | 4000 |  | 1 |  |  | 0.96 |  | Outdoor | Next To Meter
Solar Registration Program | NJSRRE1541064735 | Paterson | 7502 | 6 | 4.64 | Residential | Yes | Behind the Meter | Sunrun Installation Services, Inc. | PSE&G | Accepted | 2019-05-31 | 2019-06-05 | 2020-06-05 | REC Solar | REC290TP2 BLK | Solar Panels |  | 0.29 | 7 | 138 | 9 |  | Fixed | Roof
Solar Registration Program | NJSRRE1541064735 | Paterson | 7502 | 6 | 4.64 | Residential | Yes | Behind the Meter | Sunrun Installation Services, Inc. | PSE&G | Accepted | 2019-05-31 | 2019-06-05 | 2020-06-05 | REC Solar - | REC290TP2 BLK | Solar Panels |  | 0.29 | 9 | 318 | 37 |  | Fixed | Roof
Solar Registration Program | NJSRRE1541064735 | Paterson | 7502 | 6 | 4.64 | Residential | Yes | Behind the Meter | Sunrun Installation Services, Inc. | PSE&G | Accepted | 2019-05-31 | 2019-06-05 | 2020-06-05 | Ningbo Ginlong Technologies | Solis-1P4K-4G-US | Inverters | 4000 |  | 1 |  |  | 0.96 |  | Outdoor | Next to Meter
Solar Registration Program | NJSRRE1541432910 | Deptford Twp | 8090 | 15 | 4.64 | Residential | Yes | Behind the Meter | Sunrun Installation Services, Inc. | PSE&G | Accepted | 2019-06-19 | 2019-06-24 | 2020-06-24 | REC Solar | REC290TP2 BLK | Solar Panels |  | 0.29 | 16 | 154 | 23 |  | Fixed | Roof
Solar Registration Program | NJSRRE1541432910 | Deptford Twp | 8090 | 15 | 4.64 | Residential | Yes | Behind the Meter | Sunrun Installation Services, Inc. | PSE&G | Accepted | 2019-06-19 | 2019-06-24 | 2020-06-24 | Ningbo Ginlong Technologies | Solis-1P4K-4G-US | Inverters | 4000 |  | 1 |  |  | 0.96 |  | Outdoor | Next To Meter
Solar Registration Program | NJSRRE1541631563 | Ewing Township | 8628 | 12 | 4.64 | Residential | Yes | Behind the Meter | Sunrun Installation Services, Inc. | PSE&G | Accepted | 2019-07-11 | 2019-07-15 | 2020-07-15 | REC Solar | REC290TP2 BLK | Solar Panels |  | 0.29 | 16 | 145 | 27 |  | Fixed | Roof
Solar Registration Program | NJSRRE1541631563 | Ewing Township | 8628 | 12 | 4.64 | Residential | Yes | Behind the Meter | Sunrun Installation Services, Inc. | PSE&G | Accepted | 2019-07-11 | 2019-07-15 | 2020-07-15 | Ningbo Ginlong Technologies | Solis-1P4K-4G-US | Inverters | 4000 |  | 1 |  |  | 0.96 |  | Outdoor | Next To Meter
Solar Registration Program | NJSRRE1541643460 | Phillipsburg | 8865 | 2 | 4.64 | Residential | Yes | Behind the Meter | Skyline Solar, LLC | JCP&L | Accepted | 2019-07-13 | 2019-08-05 | 2020-08-05 | SolarEdge | SE3800H-US000NNC@ | Inverters | 3800 |  | 1 |  |  | 0.99 |  | Outside | within ten feet of meter
Solar Registration Program | NJSRRE1541643460 | Phillipsburg | 8865 | 2 | 4.64 | Residential | Yes | Behind the Meter | Skyline Solar, LLC | JCP&L | Accepted | 2019-07-13 | 2019-08-05 | 2020-08-05 | Silfab | SLA-M 290Wp | Solar Panels |  | 0.29 | 16 | 232 | 30 |  | Fixed | Roof
Solar Registration Program | NJSRRE1541791312 | Raritan Boro | 8869 | 5 | 4.64 | Residential | Yes | Behind the Meter | Sunrun Installation Services, Inc. | PSE&G | Accepted | 2019-08-06 | 2019-08-09 | 2020-08-09 | REC Solar | REC290TP2 BLK | Solar Panels |  | 0.29 | 16 | 176 | 40 |  | Fixed | Roof
Solar Registration Program | NJSRRE1541791312 | Raritan Boro | 8869 | 5 | 4.64 | Residential | Yes | Behind the Meter | Sunrun Installation Services, Inc. | PSE&G | Accepted | 2019-08-06 | 2019-08-09 | 2020-08-09 | Ningbo Ginlong Technologies | Solis-1P3.6K-4G-US | Inverters | 3600 |  | 1 |  |  | 0.96 |  | Outdoor | Next To Meter
Solar Registration Program | NJSRRE1541845131 | Green Brook | 8812 | 11 | 4.64 | Residential | No | Behind the Meter | Sunrun Installation Services, Inc. | PSE&G | Accepted | 2019-08-15 | 2019-08-23 | 2020-08-23 | REC Solar | REC290TP2 BLK | Solar Panels |  | 0.29 | 16 | 164 | 21 |  | Fixed | Roof
Solar Registration Program | NJSRRE1541845131 | Green Brook | 8812 | 11 | 4.64 | Residential | No | Behind the Meter | Sunrun Installation Services, Inc. | PSE&G | Accepted | 2019-08-15 | 2019-08-23 | 2020-08-23 | SE3800A-USS2RGM | SolarEdge Technologies | Inverters | 3800 |  | 1 |  |  | 0.96 |  | Outdoor | Next To Meter
Solar Registration Program | NJSRRE1541845131 | Green Brook | 8812 | 11 | 4.64 | Residential | No | Behind the Meter | Sunrun Installation Services, Inc. | PSE&G | Accepted | 2019-08-15 | 2019-08-23 | 2020-08-23 | LG Chem | RESU 10H SEG | Electric Storage Battery |  |  | 1 |  |  |  | Lithium Ion |  | outside
Solar Registration Program | NJSRRE1541851706 | Woodbury | 8096 | 15 | 4.64 | Residential | Yes | Behind the Meter | Sunrun Installation Services, Inc. | PSE&G | Accepted | 2019-08-16 | 2019-08-23 | 2020-08-23 | REC Solar | REC290TP2 BLK | Solar Panels |  | 0.29 | 16 | 243 | 25 |  | Fixed | Roof
Solar Registration Program | NJSRRE1541851706 | Woodbury | 8096 | 15 | 4.64 | Residential | Yes | Behind the Meter | Sunrun Installation Services, Inc. | PSE&G | Accepted | 2019-08-16 | 2019-08-23 | 2020-08-23 | Ningbo Ginlong Technologies | Solis-1P3.6K-4G-US | Inverters | 3600 |  | 1 |  |  | 0.96 |  | Outdoor | Next To Meter
Solar Registration Program | NJSRRE1541871739 | Fair Lawn | 7410 | 7 | 4.64 | Residential | Yes | Behind the Meter | Sunrun Installation Services, Inc. | PSE&G | Accepted | 2019-08-21 | 2019-08-26 | 2020-08-26 | REC Solar | REC290TP2 BLK | Solar Panels |  | 0.29 | 11 | 155 | 40 |  | Fixed | Roof
Solar Registration Program | NJSRRE1541871739 | Fair Lawn | 7410 | 7 | 4.64 | Residential | Yes | Behind the Meter | Sunrun Installation Services, Inc. | PSE&G | Accepted | 2019-08-21 | 2019-08-26 | 2020-08-26 | REC Solar | REC290TP2 BLK | Solar Panels |  | 0.29 | 5 | 65 | 40 |  | Fixed | Roof
Solar Registration Program | NJSRRE1541871739 | Fair Lawn | 7410 | 7 | 4.64 | Residential | Yes | Behind the Meter | Sunrun Installation Services, Inc. | PSE&G | Accepted | 2019-08-21 | 2019-08-26 | 2020-08-26 | Ningbo Ginlong Technologies | Solis-1P3.6K-4G-US | Inverters | 3600 |  | 1 |  |  | 0.96 |  | Outdoor | Next To Meter
Solar Registration Program | NJSRRE1542248584 | Sicklerville | 8081 | 14 | 4.64 | Residential | Yes | Behind the Meter | Sunrun Installation Services, Inc. | AC Electric | Accepted | 2019-09-05 | 2019-09-09 | 2020-09-09 | REC Solar | REC290TP2 BLK | Solar Panels |  | 0.29 | 10 | 58 | 18 |  | Fixed | Roof
Solar Registration Program | NJSRRE1542248584 | Sicklerville | 8081 | 14 | 4.64 | Residential | Yes | Behind the Meter | Sunrun Installation Services, Inc. | AC Electric | Accepted | 2019-09-05 | 2019-09-09 | 2020-09-09 | REC Solar | REC290TP2 BLK | Solar Panels |  | 0.29 | 6 | 238 | 18 |  | Fixed | Roof
Solar Registration Program | NJSRRE1542248584 | Sicklerville | 8081 | 14 | 4.64 | Residential | Yes | Behind the Meter | Sunrun Installation Services, Inc. | AC Electric | Accepted | 2019-09-05 | 2019-09-09 | 2020-09-09 | Ningbo Ginlong Technologies | Solis-1P3.6K-4G-US | Inverters | 3600 |  | 1 |  |  | 0.96 |  | Outdoor | Next To Meter
Solar Registration Program | NJSRRE1542461500 | Hightstown | 8520 | 12 | 4.64 | Residential | No | Behind the Meter | Sunrun Installation Services, Inc. | JCP&L | Final As-Built Received | 2019-09-30 | 2019-10-02 | 2020-10-02 | REC Solar | REC290TP2 BLK | Solar Panels |  | 0.29 | 16 | 153 | 30 |  | Fixed | Roof
Solar Registration Program | NJSRRE1542461500 | Hightstown | 8520 | 12 | 4.64 | Residential | No | Behind the Meter | Sunrun Installation Services, Inc. | JCP&L | Final As-Built Received | 2019-09-30 | 2019-10-02 | 2020-10-02 | Ningbo Ginlong Technologies | Solis-1P3.6K-4G-US | Inverters | 3600 |  | 1 |  |  | 0.96 |  | Outdoor | Next To Meter
Solar Registration Program | NJSRRE1542478678 | Plainfield City | 7062 | 10 | 4.64 | Residential | Yes | Behind the Meter | Sunrun Installation Services, Inc. | PSE&G | Accepted | 2019-10-01 | 2019-10-03 | 2020-10-03 | REC Solar | REC290TP2 BLK | Solar Panels |  | 0.29 | 16 | 230 | 23 |  | Fixed | Roof
Solar Registration Program | NJSRRE1542478678 | Plainfield City | 7062 | 10 | 4.64 | Residential | Yes | Behind the Meter | Sunrun Installation Services, Inc. | PSE&G | Accepted | 2019-10-01 | 2019-10-03 | 2020-10-03 | Ningbo Ginlong Technologies | Solis-1P3.6K-4G-US | Inverters | 3600 |  | 1 |  |  | 0.96 |  | Outdoor | Next To Meter
Solar Registration Program | NJSRRE1542528758 | Paterson City | 7524 | 6 | 4.64 | Residential | Yes | Behind the Meter | Sunrun Installation Services, Inc. | PSE&G | Accepted | 2019-10-11 | 2019-10-15 | 2020-10-15 | REC Solar | REC290TP2 BLK | Solar Panels |  | 0.29 | 16 | 102 | 34 |  | Fixed | Roof
Solar Registration Program | NJSRRE1542528758 | Paterson City | 7524 | 6 | 4.64 | Residential | Yes | Behind the Meter | Sunrun Installation Services, Inc. | PSE&G | Accepted | 2019-10-11 | 2019-10-15 | 2020-10-15 | Delta Electronics | M4-TL-US | Inverters | 3840 |  | 1 |  |  | 0.96 |  | Outdoor | Next To Meter
Solar Registration Program | NJSRRE1542544214 | New Milford | 7646 | 7 | 4.64 | Residential | Yes | Behind the Meter | Sunrun Installation Services, Inc. | PSE&G | Accepted | 2019-10-15 | 2019-10-17 | 2020-10-17 | REC Solar | REC290TP2 BLK | Solar Panels |  | 0.29 | 13 | 179 | 14 |  | Fixed | Roof
Solar Registration Program | NJSRRE1542544214 | New Milford | 7646 | 7 | 4.64 | Residential | Yes | Behind the Meter | Sunrun Installation Services, Inc. | PSE&G | Accepted | 2019-10-15 | 2019-10-17 | 2020-10-17 | REC Solar | REC290TP2 BLK | Solar Panels |  | 0.29 | 3 | 360 | 23 |  | Fixed | Roof
Solar Registration Program | NJSRRE1542544214 | New Milford | 7646 | 7 | 4.64 | Residential | Yes | Behind the Meter | Sunrun Installation Services, Inc. | PSE&G | Accepted | 2019-10-15 | 2019-10-17 | 2020-10-17 | SolarEdge Technologies | SE3800H-USRGM | Inverters | 3800 |  | 1 |  |  | 0.96 |  | Outdoor | Next To Meter
Solar Registration Program | NJSRRE1542559584 | West Orange | 7052 | 9 | 4.64 | Residential | Yes | Behind the Meter | Sunrun Installation Services, Inc. | PSE&G | Accepted | 2019-10-18 | 2019-10-23 | 2020-10-23 | REC Solar | REC290TP2 BLK | Solar Panels |  | 0.29 | 16 | 113 | 45 |  | Fixed | Roof
Solar Registration Program | NJSRRE1542559584 | West Orange | 7052 | 9 | 4.64 | Residential | Yes | Behind the Meter | Sunrun Installation Services, Inc. | PSE&G | Accepted | 2019-10-18 | 2019-10-23 | 2020-10-23 | Delta Electronics | M4-TL-US | Inverters | 3840 |  | 1 |  |  | 0.96 |  | Outdoor | Next To Meter
Solar Registration Program | NJSRRE1542806204 | Pleasantville | 8232 | 19 | 4.64 | Residential | Yes | Behind the Meter | Sunrun, Inc. | AC Electric | Accepted | 2019-10-30 | 2019-11-01 | 2020-11-01 | REC Solar | REC290TP2 BLK | Solar Panels |  | 0.29 | 10 | 116 | 34 |  | Fixed | Roof
Solar Registration Program | NJSRRE1542806204 | Pleasantville | 8232 | 19 | 4.64 | Residential | Yes | Behind the Meter | Sunrun, Inc. | AC Electric | Accepted | 2019-10-30 | 2019-11-01 | 2020-11-01 | REC Solar | REC290TP2 BLK | Solar Panels |  | 0.29 | 6 | 296 | 34 |  | Fixed | Roof
Solar Registration Program | NJSRRE1542806204 | Pleasantville | 8232 | 19 | 4.64 | Residential | Yes | Behind the Meter | Sunrun, Inc. | AC Electric | Accepted | 2019-10-30 | 2019-11-01 | 2020-11-01 | Delta Electronics | M4-TL-US | Inverters | 3840 |  | 1 |  |  | 0.96 |  | Outdoor | Next To Meter
Solar Registration Program | NJSRRE1542812564 | Clifton City | 7014 | 6 | 4.64 | Residential | No | Behind the Meter | Sunrun Installation Services, Inc. | PSE&G | Accepted | 2019-10-30 | 2019-11-01 | 2020-11-01 | REC Solar | REC290TP2 BLK | Solar Panels |  | 0.29 | 16 | 219 | 36 |  | Fixed | Roof
Solar Registration Program | NJSRRE1542812564 | Clifton City | 7014 | 6 | 4.64 | Residential | No | Behind the Meter | Sunrun Installation Services, Inc. | PSE&G | Accepted | 2019-10-30 | 2019-11-01 | 2020-11-01 | Delta Electronics | M4-TL-US | Inverters | 3840 |  | 1 |  |  | 0.96 |  | Outdoor | Next To Meter
Solar Registration Program | NJSRRE1542887950 | Runnemede | 8078 | 14 | 4.64 | Residential | Yes | Behind the Meter | Sunrun Installation Services, Inc. | PSE&G | Accepted | 2019-11-01 | 2019-11-05 | 2020-11-05 | REC Solar | REC290TP2 BLK | Solar Panels |  | 0.29 | 16 | 206 | 23 |  | Fixed | Roof
Solar Registration Program | NJSRRE1542887950 | Runnemede | 8078 | 14 | 4.64 | Residential | Yes | Behind the Meter | Sunrun Installation Services, Inc. | PSE&G | Accepted | 2019-11-01 | 2019-11-05 | 2020-11-05 | Delta Electronics | M4-TL-US | Inverters | 3840 |  | 1 |  |  | 0.96 |  | Outdoor | Next To Meter
Solar Registration Program | NJSRRE1542910142 | Manville | 8835 | 5 | 4.64 | Residential | No | Behind the Meter | Sunrun Installation Services, Inc. | PSE&G | Accepted | 2019-11-04 | 2019-11-06 | 2020-11-06 | REC Solar | REC290TP2 BLK | Solar Panels |  | 0.29 | 16 | 163 | 23 |  | Fixed | Roof
Solar Registration Program | NJSRRE1542910142 | Manville | 8835 | 5 | 4.64 | Residential | No | Behind the Meter | Sunrun Installation Services, Inc. | PSE&G | Accepted | 2019-11-04 | 2019-11-06 | 2020-11-06 | Delta Electronics | M4-TL-US | Inverters | 3840 |  | 1 |  |  | 0.96 |  | Outdoor | Next To Meter
Solar Registration Program | NJSRRE1543066218 | Roselle | 7203 | 10 | 4.64 | Residential | Yes | Behind the Meter | Sunrun Installation Services, Inc. | PSE&G | Accepted | 2019-11-11 | 2019-11-14 | 2020-11-14 | REC Solar | REC290TP2 BLK | Solar Panels |  | 0.29 | 16 | 156 | 23 |  | Fixed | Roof
Solar Registration Program | NJSRRE1543066218 | Roselle | 7203 | 10 | 4.64 | Residential | Yes | Behind the Meter | Sunrun Installation Services, Inc. | PSE&G | Accepted | 2019-11-11 | 2019-11-14 | 2020-11-14 | Delta Electronics | M4-TL-US | Inverters | 3840 |  | 1 |  |  | 0.96 |  | Outdoor | Next To Meter
Solar Registration Program | NJSRRE1543464433 | East Orange | 7017 | 9 | 4.64 | Residential | Yes | Behind the Meter | Sunrun Installation Services, Inc. | PSE&G | Accepted | 2019-12-02 | 2019-12-04 | 2020-12-04 | REC Solar | REC290TP2 BLK | Solar Panels |  | 0.29 | 2 | 198 | 27 |  | Fixed | Roof
Solar Registration Program | NJSRRE1543464433 | East Orange | 7017 | 9 | 4.64 | Residential | Yes | Behind the Meter | Sunrun Installation Services, Inc. | PSE&G | Accepted | 2019-12-02 | 2019-12-04 | 2020-12-04 | REC Solar | REC290TP2 BLK | Solar Panels |  | 0.29 | 6 | 198 | 14 |  | Fixed | Roof
Solar Registration Program | NJSRRE1543464433 | East Orange | 7017 | 9 | 4.64 | Residential | Yes | Behind the Meter | Sunrun Installation Services, Inc. | PSE&G | Accepted | 2019-12-02 | 2019-12-04 | 2020-12-04 | REC Solar | REC290TP2 BLK | Solar Panels |  | 0.29 | 8 | 18 | 14 |  | Fixed | Roof
Solar Registration Program | NJSRRE1543464433 | East Orange | 7017 | 9 | 4.64 | Residential | Yes | Behind the Meter | Sunrun Installation Services, Inc. | PSE&G | Accepted | 2019-12-02 | 2019-12-04 | 2020-12-04 | Enphase Energy | IQ7-60-x-US (240V) | Inverters | 240 |  | 16 |  |  | 0.96 |  | Outdoor | Rooftop
Solar Registration Program | NJSRRE1543553170 | Flemington | 8822 | 4 | 4.64 | Residential | No | Behind the Meter | Sunrun Installation Services, Inc. | JCP&L | Accepted | 2019-12-16 | 2019-12-19 | 2020-12-19 | REC Solar | REC290TP2 BLK | Solar Panels |  | 0.29 | 16 | 173 | 18 |  | Fixed | Roof
Solar Registration Program | NJSRRE1543553170 | Flemington | 8822 | 4 | 4.64 | Residential | No | Behind the Meter | Sunrun Installation Services, Inc. | JCP&L | Accepted | 2019-12-16 | 2019-12-19 | 2020-12-19 | Delta Electronics | M4-TL-US | Inverters | 3840 |  | 1 |  |  | 0.96 |  | Outdoor | Next To Meter
Solar Registration Program | NJSRRE1543565342 | West Orange | 7052 | 9 | 4.64 | Residential | Yes | Behind the Meter | Sunrun Installation Services, Inc. | PSE&G | Accepted | 2019-12-18 | 2019-12-23 | 2020-12-23 | REC Solar | REC290TP2 BLK | Solar Panels |  | 0.29 | 5 | 99 | 13 |  | Fixed | Roof
Solar Registration Program | NJSRRE1543565342 | West Orange | 7052 | 9 | 4.64 | Residential | Yes | Behind the Meter | Sunrun Installation Services, Inc. | PSE&G | Accepted | 2019-12-18 | 2019-12-23 | 2020-12-23 | REC Solar | REC290TP2 BLK | Solar Panels |  | 0.29 | 7 | 98 | 27 |  | Fixed | Roof
Solar Registration Program | NJSRRE1543565342 | West Orange | 7052 | 9 | 4.64 | Residential | Yes | Behind the Meter | Sunrun Installation Services, Inc. | PSE&G | Accepted | 2019-12-18 | 2019-12-23 | 2020-12-23 | REC Solar | REC290TP2 BLK | Solar Panels |  | 0.29 | 4 | 278 | 27 |  | Fixed | Roof
Solar Registration Program | NJSRRE1543565342 | West Orange | 7052 | 9 | 4.64 | Residential | Yes | Behind the Meter | Sunrun Installation Services, Inc. | PSE&G | Accepted | 2019-12-18 | 2019-12-23 | 2020-12-23 | Enphase Energy | IQ7-60-x-US (240V) | Inverters | 240 |  | 16 |  |  | 0.96 |  | Outdoor | Rooftop
Solar Registration Program | NJSRRE1543586459 | New Brunswick City | 8901 | 11 | 4.64 | Residential | Yes | Behind the Meter | Sunrun Installation Services, Inc. | PSE&G | Accepted | 2019-12-20 | 2019-12-26 | 2020-12-26 | REC Solar | REC290TP2 BLK | Solar Panels |  | 0.29 | 16 | 235 | 43 |  | Fixed | Roof
Solar Registration Program | NJSRRE1543586459 | New Brunswick City | 8901 | 11 | 4.64 | Residential | Yes | Behind the Meter | Sunrun Installation Services, Inc. | PSE&G | Accepted | 2019-12-20 | 2019-12-26 | 2020-12-26 | Delta Electronics | M4-TL-US | Inverters | 3840 |  | 1 |  |  | 0.96 |  | Outdoor | Next To Meter
Solar Registration Program | NJSRRE1543651724 | Paterson | 7502 | 6 | 4.64 | Residential | Yes | Behind the Meter | Sunrun Installation Services, Inc. | PSE&G | Accepted | 2019-12-23 | 2019-12-27 | 2020-12-27 | REC Solar | REC290TP2 BLK | Solar Panels |  | 0.29 | 3 | 140 | 27 |  | Fixed | Roof
Solar Registration Program | NJSRRE1543651724 | Paterson | 7502 | 6 | 4.64 | Residential | Yes | Behind the Meter | Sunrun Installation Services, Inc. | PSE&G | Accepted | 2019-12-23 | 2019-12-27 | 2020-12-27 | REC Solar | REC290TP2 BLK | Solar Panels |  | 0.29 | 4 | 230 | 27 |  | Fixed | Roof
Solar Registration Program | NJSRRE1543651724 | Paterson | 7502 | 6 | 4.64 | Residential | Yes | Behind the Meter | Sunrun Installation Services, Inc. | PSE&G | Accepted | 2019-12-23 | 2019-12-27 | 2020-12-27 | REC Solar | REC290TP2 BLK | Solar Panels |  | 0.29 | 6 | 50 | 26 |  | Fixed | Roof
Solar Registration Program | NJSRRE1543651724 | Paterson | 7502 | 6 | 4.64 | Residential | Yes | Behind the Meter | Sunrun Installation Services, Inc. | PSE&G | Accepted | 2019-12-23 | 2019-12-27 | 2020-12-27 | REC Solar | REC290TP2 BLK | Solar Panels |  | 0.29 | 3 | 320 | 27 |  | Fixed | Roof
Solar Registration Program | NJSRRE1543651724 | Paterson | 7502 | 6 | 4.64 | Residential | Yes | Behind the Meter | Sunrun Installation Services, Inc. | PSE&G | Accepted | 2019-12-23 | 2019-12-27 | 2020-12-27 | Enphase Energy | IQ7-60-x-US (240V) | Inverters | 240 |  | 16 |  |  | 0.96 |  | Outdoor | Rooftop
Solar Registration Program | NJSRRE1540814512 | Turnersville | 8012 | 14 | 4.65 | Residential | Yes | Behind the Meter | Suntuity Solar LLC | AC Electric | Accepted | 2019-04-03 | 2019-04-03 | 2020-04-03 | Yingli Green Energy | YL310D-30b | Solar Panels |  | 0.31 | 15 | 244 | 21 |  | Fixed | Roof
Solar Registration Program | NJSRRE1540814512 | Turnersville | 8012 | 14 | 4.65 | Residential | Yes | Behind the Meter | Suntuity Solar LLC | AC Electric | Accepted | 2019-04-03 | 2019-04-03 | 2020-04-03 | Enphase Energy | IQ7-60-2-US | Inverters | 240 |  | 15 |  |  | 0.97 |  | Outside | Behind the PV modules
Solar Registration Program | NJSRRE1540833196 | Vineland | 8360 | 20 | 4.65 | Residential | Yes | Behind the Meter | Suntuity Solar LLC | AC Electric | Accepted | 2019-04-09 | 2019-04-10 | 2020-04-10 | Yingli Green Energy | YL310D-30b | Solar Panels |  | 0.31 | 15 | 183 | 27 |  | Fixed | Roof
Solar Registration Program | NJSRRE1540833196 | Vineland | 8360 | 20 | 4.65 | Residential | Yes | Behind the Meter | Suntuity Solar LLC | AC Electric | Accepted | 2019-04-09 | 2019-04-10 | 2020-04-10 | Enphase Energy | IQ7-60-2-US | Inverters | 240 |  | 15 |  |  | 0.97 |  | Outside | Behind the PV modules
Solar Registration Program | NJSRRE1541339798 | Pennsauken Township | 8110 | 14 | 4.65 | Residential | Yes | Behind the Meter | Suntuity Solar LLC | PSE&G | Accepted | 2019-06-14 | 2019-06-18 | 2020-06-18 | Yingli Green Energy | YL310D-30b | Solar Panels |  | 0.31 | 15 | 57 | 20 |  | Fixed | Roof
Solar Registration Program | NJSRRE1541339798 | Pennsauken Township | 8110 | 14 | 4.65 | Residential | Yes | Behind the Meter | Suntuity Solar LLC | PSE&G | Accepted | 2019-06-14 | 2019-06-18 | 2020-06-18 | Enphase Energy | IQ7-60-2-US | Inverters | 240 |  | 15 |  |  | 0.97 |  | Outdoor | Behind the PV Modules
Solar Registration Program | NJSRRE1541453341 | Little Egg Harbor Township | 8087 | 18 | 4.65 | Residential | Yes | Behind the Meter | Suntuity Solar LLC | AC Electric | Accepted | 2019-06-24 | 2019-06-26 | 2020-06-26 | Yingli Green Energy | YL310D-30b | Solar Panels |  | 0.31 | 15 | 262 | 18 |  | Fixed | Roof
Solar Registration Program | NJSRRE1541453341 | Little Egg Harbor Township | 8087 | 18 | 4.65 | Residential | Yes | Behind the Meter | Suntuity Solar LLC | AC Electric | Accepted | 2019-06-24 | 2019-06-26 | 2020-06-26 | Enphase Energy | IQ7-60-2-US | Inverters | 240 |  | 15 |  |  | 0.97 |  | Outdoor | Behind the PV Modules
Solar Registration Program | NJSRRE1541505836 | Waretown | 8758 | 18 | 4.65 | Residential | No | Behind the Meter | Suntuity Solar LLC | JCP&L | Accepted | 2019-06-28 | 2019-07-02 | 2020-07-02 | Yingli Green Energy | YL310D-30b | Solar Panels |  | 0.31 | 9 | 196 | 12 |  | Fixed | Roof
Solar Registration Program | NJSRRE1541505836 | Waretown | 8758 | 18 | 4.65 | Residential | No | Behind the Meter | Suntuity Solar LLC | JCP&L | Accepted | 2019-06-28 | 2019-07-02 | 2020-07-02 | Yingli Green Energy | YL310D-30b | Solar Panels |  | 0.31 | 6 | 196 | 32 |  | Fixed | Roof
Solar Registration Program | NJSRRE1541505836 | Waretown | 8758 | 18 | 4.65 | Residential | No | Behind the Meter | Suntuity Solar LLC | JCP&L | Accepted | 2019-06-28 | 2019-07-02 | 2020-07-02 | Enphase Energy | IQ7-60-2-US | Inverters | 240 |  | 15 |  |  | 0.97 |  | Outdoor | Behind the PV modules
Solar Registration Program | NJSRRE1541675758 | Mount Ephraim Boro | 8059 | 14 | 4.65 | Residential | Yes | Behind the Meter | Suntuity Solar LLC | PSE&G | Accepted | 2019-07-17 | 2019-07-18 | 2020-07-18 | Yingli Green Energy | YL310D-30b | Solar Panels |  | 0.31 | 15 | 168 | 40 |  | Fixed | Roof
Solar Registration Program | NJSRRE1541675758 | Mount Ephraim Boro | 8059 | 14 | 4.65 | Residential | Yes | Behind the Meter | Suntuity Solar LLC | PSE&G | Accepted | 2019-07-17 | 2019-07-18 | 2020-07-18 | Enphase Energy | IQ7-60-2-US | Inverters | 240 |  | 15 |  |  | 0.97 |  | Outdoor | Behind the PV Modules
Solar Registration Program | NJSRRE1541722706 | Willingboro | 8046 | 13 | 4.65 | Residential | No | Behind the Meter | Palmetto Solar | PSE&G | Accepted | 2019-08-02 | 2019-08-05 | 2020-08-05 | Hanwha | 310W All Black Module | Solar Panels |  | 0.31 | 15 | 180 | 25 |  | Fixed | Roof
Solar Registration Program | NJSRRE1541722706 | Willingboro | 8046 | 13 | 4.65 | Residential | No | Behind the Meter | Palmetto Solar | PSE&G | Accepted | 2019-08-02 | 2019-08-05 | 2020-08-05 | SolarEdge | SE3800H-US | Inverters | 3800 |  | 1 |  |  | 0.99 |  | Outdoor | Side of the house
Solar Registration Program | NJSRRE1541804140 | Forked River | 8731 | 18 | 4.65 | Residential | Yes | Behind the Meter | Suntuity Solar LLC | JCP&L | Accepted | 2019-08-08 | 2019-08-23 | 2020-08-23 | Yingli Solar | YL310D-30b | Solar Panels |  | 0.31 | 15 | 212 | 24 |  | Fixed | Roof
Solar Registration Program | NJSRRE1541804140 | Forked River | 8731 | 18 | 4.65 | Residential | Yes | Behind the Meter | Suntuity Solar LLC | JCP&L | Accepted | 2019-08-08 | 2019-08-23 | 2020-08-23 | Enphase Energy | IQ7-60-2-US | Inverters | 240 |  | 15 |  |  | 0.97 |  | Outdoor | Behind the PV modules
Solar Registration Program | NJSRRE1541873518 | Somers Point | 8244 | 19 | 4.65 | Residential | Yes | Behind the Meter | Suntuity Solar LLC | AC Electric | Accepted | 2019-08-22 | 2019-08-26 | 2020-08-26 | Yingli Green Energy | YL310D-30b | Solar Panels |  | 0.31 | 15 | 219 | 20 |  | Fixed | Roof
Solar Registration Program | NJSRRE1541873518 | Somers Point | 8244 | 19 | 4.65 | Residential | Yes | Behind the Meter | Suntuity Solar LLC | AC Electric | Accepted | 2019-08-22 | 2019-08-26 | 2020-08-26 | Enphase Energy | IQ7-60-2-US | Inverters | 240 |  | 15 |  |  | 0.97 |  | Outdoor | Behind the PV Modules
Solar Registration Program | NJSRRE1542409047 | North Brunswick | 8902 | 11 | 4.65 | Residential | Yes | Behind the Meter | All Season Solar | PSE&G | Accepted | 2019-09-16 | 2019-09-18 | 2020-09-18 | Trina | TSM DD05H.05II 310W AUG 2019 | Solar Panels |  | 0.31 | 3 | 39 | 38 |  | Fixed | Roof
Solar Registration Program | NJSRRE1542409047 | North Brunswick | 8902 | 11 | 4.65 | Residential | Yes | Behind the Meter | All Season Solar | PSE&G | Accepted | 2019-09-16 | 2019-09-18 | 2020-09-18 | Trina | TSM DD05H.05II 310W AUG 2019 | Solar Panels |  | 0.31 | 1 | 219 | 38 |  | Fixed | Roof
Solar Registration Program | NJSRRE1542409047 | North Brunswick | 8902 | 11 | 4.65 | Residential | Yes | Behind the Meter | All Season Solar | PSE&G | Accepted | 2019-09-16 | 2019-09-18 | 2020-09-18 | Trina | TSM DD05H.05II 310W AUG 2019 | Solar Panels |  | 0.31 | 1 | 219 | 38 |  | Fixed | Roof
Solar Registration Program | NJSRRE1542409047 | North Brunswick | 8902 | 11 | 4.65 | Residential | Yes | Behind the Meter | All Season Solar | PSE&G | Accepted | 2019-09-16 | 2019-09-18 | 2020-09-18 | Trina | TSM DD05H.05II 310W AUG 2019 | Solar Panels |  | 0.31 | 7 | 219 | 38 |  | Fixed | Roof
Solar Registration Program | NJSRRE1542409047 | North Brunswick | 8902 | 11 | 4.65 | Residential | Yes | Behind the Meter | All Season Solar | PSE&G | Accepted | 2019-09-16 | 2019-09-18 | 2020-09-18 | Trina | TSM DD05H.05II 310W AUG 2019 | Solar Panels |  | 0.31 | 3 | 39 | 38 |  | Fixed | Roof
Solar Registration Program | NJSRRE1542409047 | North Brunswick | 8902 | 11 | 4.65 | Residential | Yes | Behind the Meter | All Season Solar | PSE&G | Accepted | 2019-09-16 | 2019-09-18 | 2020-09-18 | Enphase | IQ7 | Inverters | 240 |  | 15 |  |  | 0.97 |  | Outdoor | Under Module
Solar Registration Program | NJSRRE1542500943 | Atlantic City | 8401 | 19 | 4.65 | Residential | Yes | Behind the Meter | All Season Solar | AC Electric | Accepted | 2019-10-03 | 2019-10-08 | 2020-10-08 | Trina | TSM DD05H.05II 310W AUG 2019 | Solar Panels |  | 0.31 | 15 | 148 | 23 |  | Fixed | Roof
Solar Registration Program | NJSRRE1542500943 | Atlantic City | 8401 | 19 | 4.65 | Residential | Yes | Behind the Meter | All Season Solar | AC Electric | Accepted | 2019-10-03 | 2019-10-08 | 2020-10-08 | Enphase | IQ7 | Inverters | 240 |  | 15 |  |  | 0.97 |  | Outdoor | Under Module
Solar Registration Program | NJSRRE1542544265 | Edison Township | 8817 | 11 | 4.65 | Residential | No | Behind the Meter | Palmetto Solar LLC | PSE&G | Accepted | 2019-10-15 | 2019-10-17 | 2020-10-17 | Hanwha | 310W All Black Module | Solar Panels |  | 0.31 | 15 | 180 | 25 |  | Fixed | Roof
Solar Registration Program | NJSRRE1542544265 | Edison Township | 8817 | 11 | 4.65 | Residential | No | Behind the Meter | Palmetto Solar LLC | PSE&G | Accepted | 2019-10-15 | 2019-10-17 | 2020-10-17 | SolarEdge | 3800H-US | Inverters | 3800 |  | 1 |  |  | 0.98 |  | Outside | side of the house
Solar Registration Program | NJSRRE1542685275 | Toms River | 8753 | 18 | 4.65 | Residential | No | Behind the Meter | Kopp Electric Company | JCP&L | Accepted | 2019-10-28 | 2019-10-30 | 2020-10-30 | CertainTeed | CT310M11-03 | Solar Panels |  | 0.31 | 15 | 205 | 27 |  | Fixed | Roof
Solar Registration Program | NJSRRE1542685275 | Toms River | 8753 | 18 | 4.65 | Residential | No | Behind the Meter | Kopp Electric Company | JCP&L | Accepted | 2019-10-28 | 2019-10-30 | 2020-10-30 | Solar Edge | SE5000H-US | Inverters | 5000 |  | 1 |  |  | 0.975 |  | Outdoor | Next to meter
Solar Registration Program | NJSRRE1543315715 | Woodbury | 8096 | 15 | 4.65 | Residential | No | Behind the Meter | Solar Energy World | PSE&G | Accepted | 2019-11-14 | 2019-11-19 | 2020-11-19 | LONGi Green Energy Technology | LR6-60PE-310M | Solar Panels |  | 0.31 | 15 | 192 | 32 |  | Fixed | Roof
Solar Registration Program | NJSRRE1543315715 | Woodbury | 8096 | 15 | 4.65 | Residential | No | Behind the Meter | Solar Energy World | PSE&G | Accepted | 2019-11-14 | 2019-11-19 | 2020-11-19 | Solar Edge | SE5000H-USRGM | Inverters | 5000 |  | 1 |  |  | 0.983 |  | Outdoor | near meter
Solar Registration Program | NJSRRE1543434369 | Lower Bank | 8215 | 19 | 4.65 | Residential | No | Behind the Meter | All Season Solar | AC Electric | Accepted | 2019-11-21 | 2019-11-27 | 2020-11-27 | Certain Teed | CT310HC11-04 | Solar Panels |  | 0.31 | 15 | 156 | 24 |  | Fixed | Roof
Solar Registration Program | NJSRRE1543434369 | Lower Bank | 8215 | 19 | 4.65 | Residential | No | Behind the Meter | All Season Solar | AC Electric | Accepted | 2019-11-21 | 2019-11-27 | 2020-11-27 | Enphase | IQ7 | Inverters | 240 |  | 15 |  |  | 0.97 |  | Outdoor | Under Module
Solar Registration Program | NJSRRE1540333950 | MAYS LANDING | 8330 | 19 | 4.68 | Residential | Yes | Behind the Meter | Vision Solar LLC | AC Electric | Accepted | 2019-02-05 | 2019-02-07 | 2020-02-07 | sunpower | spr-x22-360-d-ac | Solar Panels |  | 0.36 | 13 | 165 | 27 |  | Fixed | Roof
Solar Registration Program | NJSRRE1540333950 | MAYS LANDING | 8330 | 19 | 4.68 | Residential | Yes | Behind the Meter | Vision Solar LLC | AC Electric | Accepted | 2019-02-05 | 2019-02-07 | 2020-02-07 | sunpower | spr-x22-360-e-ac | Inverters | 0.36 |  | 13 |  |  | 0.96 |  | Outdoor | behind panels
Solar Registration Program | NJSRRE1540358166 | CAMDEN | 8105 | 14 | 4.68 | Residential | No | Behind the Meter | Pro Custom Solar dba Momentum Solar | PSE&G | Accepted | 2019-02-13 | 2019-02-15 | 2020-02-15 | TRINA SOLAR | TSM275-DD05A.05(II) | Solar Panels |  | 0.275 | 17 | 174 | 45 |  | Fixed | Roof
Solar Registration Program | NJSRRE1540358166 | CAMDEN | 8105 | 14 | 4.68 | Residential | No | Behind the Meter | Pro Custom Solar dba Momentum Solar | PSE&G | Accepted | 2019-02-13 | 2019-02-15 | 2020-02-15 | ENPHASE | IQ6-60-2-US | Inverters | 240 |  | 17 |  |  | 0.97 |  | Outdoor | ROOF
Solar Registration Program | NJSRRE1540746106 | Willingboro Twp | 8046 | 13 | 4.68 | Residential | Yes | Behind the Meter | SunnyMac LLC | PSE&G | Accepted | 2019-03-28 | 2019-03-29 | 2020-03-29 | Sunpower | SPR-X22-360 | Solar Panels |  | 0.36 | 13 | 149 | 31 |  | Fixed | Roof
Solar Registration Program | NJSRRE1540746106 | Willingboro Twp | 8046 | 13 | 4.68 | Residential | Yes | Behind the Meter | SunnyMac LLC | PSE&G | Accepted | 2019-03-28 | 2019-03-29 | 2020-03-29 | Sunpower | SPR-X22-360 | Inverters | 0.32 |  | 13 |  |  | 0.99 |  | Outside | Roof
Solar Registration Program | NJSRRE1541732031 | Englewood city | 7631 | 7 | 4.68 | Residential | No | Behind the Meter | SunPower Capital LLC | PSE&G | Accepted | 2019-08-02 | 2019-08-07 | 2020-08-07 | sunpower | spr-x22-360-e-ac | Solar Panels |  | 0.36 | 13 | 203 | 0 |  | Fixed | Roof
Solar Registration Program | NJSRRE1541732031 | Englewood city | 7631 | 7 | 4.68 | Residential | No | Behind the Meter | SunPower Capital LLC | PSE&G | Accepted | 2019-08-02 | 2019-08-07 | 2020-08-07 | sunpower | spr-x22-360-e-ac | Inverters | 0.32 |  | 5 |  |  | 0.96 |  | Other | behind panels
Solar Registration Program | NJSRRE1541897473 | Irvington | 7111 | 9 | 4.68 | Residential | No | Behind the Meter | SunPower Corporation, Systems | PSE&G | Accepted | 2019-08-29 | 2019-09-04 | 2020-09-04 | SUNPOWER | SPR-X22-360-E-AC | Solar Panels |  | 0.36 | 13 | 214 | 18 |  | Fixed | Roof
Solar Registration Program | NJSRRE1541897473 | Irvington | 7111 | 9 | 4.68 | Residential | No | Behind the Meter | SunPower Corporation, Systems | PSE&G | Accepted | 2019-08-29 | 2019-09-04 | 2020-09-04 | SUNPOWER | SPR-X22-360-E-AC | Inverters | 320 |  | 13 |  |  | 0.96 |  | Other | under each panel
Solar Registration Program | NJSRRE1542505661 | Galloway | 8205 | 19 | 4.68 | Residential | No | Behind the Meter | Green Power Energy | AC Electric | Accepted | 2019-10-04 | 2019-10-09 | 2020-10-09 | S-Energy | SN360M-10 | Solar Panels |  | 0.36 | 13 | 186 | 25 |  | Fixed | Roof
Solar Registration Program | NJSRRE1542505661 | Galloway | 8205 | 19 | 4.68 | Residential | No | Behind the Meter | Green Power Energy | AC Electric | Accepted | 2019-10-04 | 2019-10-09 | 2020-10-09 | Solar Edge | SE10000H-US | Inverters | 10000 |  | 1 |  |  | 0.97 |  | Outside | next to meter
Solar Registration Program | NJSRRE1540474814 | Newark | 7108 | 9 | 4.69 | Residential | Yes | Behind the Meter | Fusion Solar Energy LLC | PSE&G | Accepted | 2019-03-11 | 2019-03-13 | 2020-03-13 | Sunpower | x21 335 Blk D Ac | Solar Panels |  | 0.335 | 14 | South North | 44 |  | Fixed | Roof
Solar Registration Program | NJSRRE1540474814 | Newark | 7108 | 9 | 4.69 | Residential | Yes | Behind the Meter | Fusion Solar Energy LLC | PSE&G | Accepted | 2019-03-11 | 2019-03-13 | 2020-03-13 | Sunpower | Sunpower D | Inverters | 320 |  | 14 |  |  | 0.96 |  | Outdoor | Roof Top
Solar Registration Program | NJSRRE1540908975 | Elizabethport | 7206 | 10 | 4.69 | Residential | Yes | Behind the Meter | Pro Custom Solar dba Momentum Solar | PSE&G | Accepted | 2019-04-30 | 2019-05-02 | 2020-05-02 | HANWHA | LG 335N1C-A5 | Solar Panels |  | 0.335 | 14 | 144 | 45 |  | Fixed | Roof
Solar Registration Program | NJSRRE1540908975 | Elizabethport | 7206 | 10 | 4.69 | Residential | Yes | Behind the Meter | Pro Custom Solar dba Momentum Solar | PSE&G | Accepted | 2019-04-30 | 2019-05-02 | 2020-05-02 | ENPHASE | IQ7-60-2-US | Inverters | 250 |  | 14 |  |  | 0.97 |  | Outdoor | ROOF
Solar Registration Program | NJSRRE1541638251 | Clifton | 7012 | 6 | 4.69 | Residential | Yes | Behind the Meter | Pro Custom Solar dba Momentum Solar | PSE&G | Accepted | 2019-07-12 | 2019-07-16 | 2020-07-16 | LG ELECTRONICS | LG 335N1C-A5 | Solar Panels |  | 0.335 | 14 | 223 | 8 |  | Fixed | Roof
Solar Registration Program | NJSRRE1541638251 | Clifton | 7012 | 6 | 4.69 | Residential | Yes | Behind the Meter | Pro Custom Solar dba Momentum Solar | PSE&G | Accepted | 2019-07-12 | 2019-07-16 | 2020-07-16 | ENPHASE | IQ7-60-2-US | Inverters | 250 |  | 14 |  |  | 0.97 |  | Outdoor | Roof
Solar Registration Program | NJSRRE1541672577 | BAYONNE | 7002 | 8 | 4.69 | Residential | Yes | Behind the Meter | Pro Custom Solar dba Momentum Solar | PSE&G | Accepted | 2019-07-16 | 2019-07-18 | 2020-07-18 | LG ELECTRONICS | LG 335N1C-A5 | Solar Panels |  | 0.335 | 14 | 123 | 20 |  | Fixed | Roof
Solar Registration Program | NJSRRE1541672577 | BAYONNE | 7002 | 8 | 4.69 | Residential | Yes | Behind the Meter | Pro Custom Solar dba Momentum Solar | PSE&G | Accepted | 2019-07-16 | 2019-07-18 | 2020-07-18 | ENPHASE | IQ7+-60-2-US | Inverters | 295 |  | 14 |  |  | 0.97 |  | Outdoor | Roof
Solar Registration Program | NJSRRE1541672692 | NEW BRUNSWICK | 8901 | 11 | 4.69 | Residential | Yes | Behind the Meter | Pro Custom Solar dba Momentum Solar | PSE&G | Accepted | 2019-07-16 | 2019-07-18 | 2020-07-18 | LG ELECTRONICS | LG 335N1C-A5 | Solar Panels |  | 0.335 | 14 | 129 | 38 |  | Fixed | Roof
Solar Registration Program | NJSRRE1541672692 | NEW BRUNSWICK | 8901 | 11 | 4.69 | Residential | Yes | Behind the Meter | Pro Custom Solar dba Momentum Solar | PSE&G | Accepted | 2019-07-16 | 2019-07-18 | 2020-07-18 | ENPHASE | IQ7-60-2-US | Inverters | 250 |  | 14 |  |  | 0.97 |  | Outdoor | Roof
Solar Registration Program | NJSRRE1541695864 | Clifton | 7011 | 6 | 4.69 | Residential | Yes | Behind the Meter | Pro Custom Solar dba Momentum Solar | PSE&G | Accepted | 2019-07-23 | 2019-07-25 | 2020-07-25 | LG ELECTRONICS | LG 335N1C-A5 | Solar Panels |  | 0.335 | 14 | 257 | 35 |  | Fixed | Roof
Solar Registration Program | NJSRRE1541695864 | Clifton | 7011 | 6 | 4.69 | Residential | Yes | Behind the Meter | Pro Custom Solar dba Momentum Solar | PSE&G | Accepted | 2019-07-23 | 2019-07-25 | 2020-07-25 | ENPHASE ENERGY | IQ7-60-2-US | Inverters | 250 |  | 14 |  |  | 0.97 |  | Outdoor | Roof
Solar Registration Program | NJSRRE1541987101 | WILLINGBORO | 8046 | 13 | 4.69 | Residential | Yes | Behind the Meter | Pro Custom Solar dba Momentum Solar | PSE&G | Accepted | 2019-08-30 | 2019-09-04 | 2020-09-04 | LG ELECTRONICS | LG 335N1C-V5 | Solar Panels |  | 0.335 | 14 | 289 | 25 |  | Fixed | Roof
Solar Registration Program | NJSRRE1541987101 | WILLINGBORO | 8046 | 13 | 4.69 | Residential | Yes | Behind the Meter | Pro Custom Solar dba Momentum Solar | PSE&G | Accepted | 2019-08-30 | 2019-09-04 | 2020-09-04 | Enphase Energy | IQ7-60-2-US | Inverters | 250 |  | 14 |  |  | 0.97 |  | Outdoor | Roof
Solar Registration Program | NJSRRE1542389960 | Kenilworth | 7033 | 10 | 4.69 | Residential | Yes | Behind the Meter | Pro Custom Solar dba Momentum Solar | PSE&G | Accepted | 2019-09-11 | 2019-09-13 | 2020-09-13 | LG | LG 335N1C-V5 | Solar Panels |  | 0.335 | 9 | 263 | 16 |  | Fixed | Roof
Solar Registration Program | NJSRRE1542389960 | Kenilworth | 7033 | 10 | 4.69 | Residential | Yes | Behind the Meter | Pro Custom Solar dba Momentum Solar | PSE&G | Accepted | 2019-09-11 | 2019-09-13 | 2020-09-13 | LG | LG 335N1C-V5 | Solar Panels |  | 0.335 | 3 | 263 | 38 |  | Fixed | Roof
Solar Registration Program | NJSRRE1542389960 | Kenilworth | 7033 | 10 | 4.69 | Residential | Yes | Behind the Meter | Pro Custom Solar dba Momentum Solar | PSE&G | Accepted | 2019-09-11 | 2019-09-13 | 2020-09-13 | LG | LG 335N1C-V5 | Solar Panels |  | 0.335 | 2 | 83 | 39 |  | Fixed | Roof
Solar Registration Program | NJSRRE1542389960 | Kenilworth | 7033 | 10 | 4.69 | Residential | Yes | Behind the Meter | Pro Custom Solar dba Momentum Solar | PSE&G | Accepted | 2019-09-11 | 2019-09-13 | 2020-09-13 | ENPHASE | IQ7-60-2-US | Inverters | 250 |  | 14 |  |  | 0.97 |  | Outdoor | ROOF
Solar Registration Program | NJSRRE1542428752 | Newark | 7106 | 9 | 4.69 | Residential | Yes | Behind the Meter | Pro Custom Solar dba Momentum Solar | PSE&G | Accepted | 2019-09-23 | 2019-09-25 | 2020-09-25 | LG ELECTRONICS | LG 335N1C-V5 | Solar Panels |  | 0.335 | 14 | 108 | 26 |  | Fixed | Roof
Solar Registration Program | NJSRRE1542428752 | Newark | 7106 | 9 | 4.69 | Residential | Yes | Behind the Meter | Pro Custom Solar dba Momentum Solar | PSE&G | Accepted | 2019-09-23 | 2019-09-25 | 2020-09-25 | Enphase Energy | IQ7-60-2-US | Inverters | 250 |  | 14 |  |  | 0.97 |  | Outdoor | Roof
Solar Registration Program | NJSRRE1542461065 | Irvington Town | 7111 | 9 | 4.69 | Residential | No | Behind the Meter | Palmetto Solar LLC | PSE&G | Accepted | 2019-09-30 | 2019-10-02 | 2020-10-02 | LG | LG335N1C-A5 | Solar Panels |  | 0.335 | 14 | 180 | 25 |  | Fixed | Roof
Solar Registration Program | NJSRRE1542461065 | Irvington Town | 7111 | 9 | 4.69 | Residential | No | Behind the Meter | Palmetto Solar LLC | PSE&G | Accepted | 2019-09-30 | 2019-10-02 | 2020-10-02 | SolarEdge | SE3800H-US | Inverters | 3800 |  | 1 |  |  | 0.99 |  | Outside | NA
Solar Registration Program | NJSRRE1542683672 | Morganville | 7751 | 17 | 4.69 | Residential | No | Behind the Meter | Morgan Associates and Consulting LLC | JCP&L | Accepted | 2019-10-27 | 2019-10-30 | 2020-10-30 | LG | LG335 | Solar Panels |  | 0.335 | 14 | 192 | 14 |  | Fixed | Roof
Solar Registration Program | NJSRRE1542683672 | Morganville | 7751 | 17 | 4.69 | Residential | No | Behind the Meter | Morgan Associates and Consulting LLC | JCP&L | Accepted | 2019-10-27 | 2019-10-30 | 2020-10-30 | Enphase | 1Q7 | Inverters | 0.3 |  | 14 |  |  | 0.98 |  | Outdoor | roof
Solar Registration Program | NJSRRE1543290739 | OLD BRIDGE | 8857 | 11 | 4.69 | Residential | No | Behind the Meter | Infinity Solar Systems | JCP&L | Accepted | 2019-11-14 | 2019-11-19 | 2020-11-19 | LG | LG335N1K-V5 | Solar Panels |  | 0.335 | 14 | 183 | 15 |  | Fixed | Roof
Solar Registration Program | NJSRRE1543290739 | OLD BRIDGE | 8857 | 11 | 4.69 | Residential | No | Behind the Meter | Infinity Solar Systems | JCP&L | Accepted | 2019-11-14 | 2019-11-19 | 2020-11-19 | ENPHASE | IQ7-60-X-US | Inverters | 240 |  | 14 |  |  | 0.97 |  | Outside | MICROINVERTERS
Solar Registration Program | NJSRRE1543441691 | PISCATAWAY | 8854 | 11 | 4.69 | Residential | No | Behind the Meter | Pro Custom Solar dba Momentum Solar | PSE&G | Accepted | 2019-11-25 | 2019-11-27 | 2020-11-27 | LG Electronics | LG 335N1C-V5 | Solar Panels |  | 0.335 | 14 | 252 | 26 |  | Fixed | Roof
Solar Registration Program | NJSRRE1543441691 | PISCATAWAY | 8854 | 11 | 4.69 | Residential | No | Behind the Meter | Pro Custom Solar dba Momentum Solar | PSE&G | Accepted | 2019-11-25 | 2019-11-27 | 2020-11-27 | Enphase Energy | IQ7-60-2-US | Inverters | 250 |  | 14 |  |  | 0.97 |  | Outdoor | Roof
Solar Registration Program | NJSRRE1539648928 | Buena | 8326 | 19 | 4.72 | Residential | Yes | Behind the Meter | Trinity Solar | AC Electric | Accepted | 2018-10-17 | 2018-10-19 | 2020-04-19 | HANWHA 295 | Q.PEAK-BLK G4.1 295 | Solar Panels |  | 0.295 | 7 | 154 | 15 |  | Fixed | Roof
Solar Registration Program | NJSRRE1539648928 | Buena | 8326 | 19 | 4.72 | Residential | Yes | Behind the Meter | Trinity Solar | AC Electric | Accepted | 2018-10-17 | 2018-10-19 | 2020-04-19 | HANWHA 295 | Q.PEAK-BLK G4.1 295 | Solar Panels |  | 0.295 | 4 | 64 | 19 |  | Fixed | Roof
Solar Registration Program | NJSRRE1539648928 | Buena | 8326 | 19 | 4.72 | Residential | Yes | Behind the Meter | Trinity Solar | AC Electric | Accepted | 2018-10-17 | 2018-10-19 | 2020-04-19 | HANWHA 295 | Q.PEAK-BLK G4.1 295 | Solar Panels |  | 0.295 | 5 | 154 | 15 |  | Fixed | Roof
Solar Registration Program | NJSRRE1539648928 | Buena | 8326 | 19 | 4.72 | Residential | Yes | Behind the Meter | Trinity Solar | AC Electric | Accepted | 2018-10-17 | 2018-10-19 | 2020-04-19 | Solar Edge | SE5000H-US000NNC2 | Inverters | 5000 |  | 1 |  |  | 0.97 |  | Outdoor | side of home
Solar Registration Program | NJSRRE1540238995 | Millville | 8332 | 20 | 4.72 | Residential | No | Behind the Meter | Green Cities Energy, LLC | AC Electric | Accepted | 2019-01-13 | 2019-04-30 | 2020-04-30 | Solar World | SW295 | Solar Panels |  | 0.295 | 16 | 117 | 30 |  | Fixed | Ground
Solar Registration Program | NJSRRE1540238995 | Millville | 8332 | 20 | 4.72 | Residential | No | Behind the Meter | Green Cities Energy, LLC | AC Electric | Accepted | 2019-01-13 | 2019-04-30 | 2020-04-30 | Enphase Energy | M250 | Inverters | 0.25 |  | 16 |  |  | 0.96 |  | Outside | under modules
Solar Registration Program | NJSRRE1540489768 | Port Reading | 7064 | 11 | 4.72 | Residential | Yes | Behind the Meter | Pro Custom Solar dba Momentum Solar | PSE&G | Accepted | 2019-03-15 | 2019-03-18 | 2020-03-18 | HANWHA Q-CELLS | Q.PEAK BLK-G4.1 295 | Solar Panels |  | 0.295 | 11 | 174 | 40 |  | Fixed | Roof
Solar Registration Program | NJSRRE1540489768 | Port Reading | 7064 | 11 | 4.72 | Residential | Yes | Behind the Meter | Pro Custom Solar dba Momentum Solar | PSE&G | Accepted | 2019-03-15 | 2019-03-18 | 2020-03-18 | HANWHA Q-CELLS | Q.PEAK BLK-G4.1 295 | Solar Panels |  | 0.295 | 5 | 354 | 40 |  | Fixed | Roof
Solar Registration Program | NJSRRE1540489768 | Port Reading | 7064 | 11 | 4.72 | Residential | Yes | Behind the Meter | Pro Custom Solar dba Momentum Solar | PSE&G | Accepted | 2019-03-15 | 2019-03-18 | 2020-03-18 | ENPHASE | IQ6-60-2-US | Inverters | 240 |  | 16 |  |  | 0.97 |  | Outdoor | ROOF
Solar Registration Program | NJSRRE1540849226 | Jersey City | 7304 | 8 | 4.72 | Residential | No | Behind the Meter | Pro Custom Solar dba Momentum Solar | PSE&G | Accepted | 2019-04-12 | 2019-04-15 | 2020-04-15 | HANWHA Q-CELLS | Q.PEAK BLK-G4.1 295 | Solar Panels |  | 0.295 | 16 | 125 | 20 |  | Fixed | Roof
Solar Registration Program | NJSRRE1540849226 | Jersey City | 7304 | 8 | 4.72 | Residential | No | Behind the Meter | Pro Custom Solar dba Momentum Solar | PSE&G | Accepted | 2019-04-12 | 2019-04-15 | 2020-04-15 | ENPHASE | IQ6-60-2-US | Inverters | 240 |  | 16 |  |  | 0.97 |  | Outdoor | ROOF
Solar Registration Program | NJSRRE1540911143 | Whiting | 8759 | 18 | 4.72 | Residential | Yes | Behind the Meter | Trinity Solar | JCP&L | Accepted | 2019-05-01 | 2019-05-08 | 2020-05-08 | Hanwha 295 | Q.PEAK-BLK G4.1 295 | Solar Panels |  | 0.295 | 9 | 319 | 18 |  | Fixed | Roof
Solar Registration Program | NJSRRE1540911143 | Whiting | 8759 | 18 | 4.72 | Residential | Yes | Behind the Meter | Trinity Solar | JCP&L | Accepted | 2019-05-01 | 2019-05-08 | 2020-05-08 | Hanwha 295 | Q.PEAK-BLK G4.1 295 | Solar Panels |  | 0.295 | 7 | 229 | 34 |  | Fixed | Roof
Solar Registration Program | NJSRRE1540911143 | Whiting | 8759 | 18 | 4.72 | Residential | Yes | Behind the Meter | Trinity Solar | JCP&L | Accepted | 2019-05-01 | 2019-05-08 | 2020-05-08 | Solar Edge | SE5000H-US | Inverters | 5000 |  | 1 |  |  | 0.97 |  | Outside | Side of home
Solar Registration Program | NJSRRE1541024920 | Wenonah | 8090 | 15 | 4.72 | Residential | No | Behind the Meter | Green Cities Energy, LLC | AC Electric | Accepted | 2019-05-19 | 2019-05-22 | 2020-05-22 | Jinko | JKM295M-60-V | Solar Panels |  | 0.295 | 16 | 17 | 14 |  | Fixed | Roof
Solar Registration Program | NJSRRE1541024920 | Wenonah | 8090 | 15 | 4.72 | Residential | No | Behind the Meter | Green Cities Energy, LLC | AC Electric | Accepted | 2019-05-19 | 2019-05-22 | 2020-05-22 | Enphase Energy | M250 | Inverters | 0.25 |  | 16 |  |  | 0.96 |  | Outdoor | under modules
Solar Registration Program | NJSRRE1541727608 | Burlington | 8016 | 13 | 4.72 | Residential | Yes | Behind the Meter | Bright Planet Solar | PSE&G | Accepted | 2019-08-01 | 2019-08-06 | 2020-08-06 | Hanwha Q-Cells | Q.PEAK BLK-G4.1 295W | Solar Panels |  | 0.295 | 16 | 233 | 25 |  | Fixed | Roof
Solar Registration Program | NJSRRE1541727608 | Burlington | 8016 | 13 | 4.72 | Residential | Yes | Behind the Meter | Bright Planet Solar | PSE&G | Accepted | 2019-08-01 | 2019-08-06 | 2020-08-06 | SolarEdge | SE5000H-USRGM | Inverters | 5000 |  | 1 |  |  | 0.98 |  | Outdoor | Next to Meter
Solar Registration Program | NJSRRE1541804144 | Sicklerville | 8081 | 14 | 4.72 | Residential | Yes | Behind the Meter | Trinity Solar | AC Electric | Accepted | 2019-08-08 | 2019-08-23 | 2020-08-23 | HANWHA | Q.PEAK-BLK G4.1 295 | Solar Panels |  | 0.295 | 16 | 219 | 27 |  | Fixed | Roof
Solar Registration Program | NJSRRE1541804144 | Sicklerville | 8081 | 14 | 4.72 | Residential | Yes | Behind the Meter | Trinity Solar | AC Electric | Accepted | 2019-08-08 | 2019-08-23 | 2020-08-23 | Solar Edge | SE3800H-US000BNC4 | Inverters | 3800 |  | 1 |  |  | 0.97 |  | Outdoor | side of home
Solar Registration Program | NJSRRE1541808026 | Willingboro | 8046 | 13 | 4.72 | Residential | No | Behind the Meter | US Power Savers | PSE&G | Accepted | 2019-08-27 | 2019-08-29 | 2020-08-29 | Hanwha Q-Peak | Q-Peak G4.1 295W | Solar Panels |  | 0.295 | 16 | 255 | 20 |  | Fixed | Roof
Solar Registration Program | NJSRRE1541808026 | Willingboro | 8046 | 13 | 4.72 | Residential | No | Behind the Meter | US Power Savers | PSE&G | Accepted | 2019-08-27 | 2019-08-29 | 2020-08-29 | SolarEdge | SE3800H-US | Inverters | 3800 |  | 1 |  |  | 0.99 |  | Outdoor | Near Meter
Solar Registration Program | NJSRRE1543208034 | Galloway | 8205 | 19 | 4.72 | Residential | Yes | Behind the Meter | Bright Planet Solar | AC Electric | Accepted | 2019-11-13 | 2019-11-18 | 2020-11-18 | HANWHA Q-CELLS | Q.PEAK BLK-G4.1 295W | Solar Panels |  | 0.295 | 16 | 149 | 27 |  | Fixed | Roof
Solar Registration Program | NJSRRE1543208034 | Galloway | 8205 | 19 | 4.72 | Residential | Yes | Behind the Meter | Bright Planet Solar | AC Electric | Accepted | 2019-11-13 | 2019-11-18 | 2020-11-18 | SOLAR EDGE | SE5000H-USRGM | Inverters | 5000 |  | 1 |  |  | 0.98 |  | Outside | NEXT TO METER
Solar Registration Program | NJSRRE1539493627 | Vineland | 8360 | 20 | 4.73 | Residential | No | Behind the Meter | Green Cities Energy, LLC | Vineland Muni Electric | Accepted | 2018-09-23 | 2018-09-26 | 2020-03-26 | Kyocera | KD215GX-LFBA | Solar Panels |  | 0.215 | 22 | 183 | 23 |  | Fixed | Roof
Solar Registration Program | NJSRRE1539493627 | Vineland | 8360 | 20 | 4.73 | Residential | No | Behind the Meter | Green Cities Energy, LLC | Vineland Muni Electric | Accepted | 2018-09-23 | 2018-09-26 | 2020-03-26 | Solectria | PVI5000S | Inverters | 5000 |  | 1 |  |  | 0.967 |  | Outdoor | side of the house
Solar Registration Program | NJSRRE1539561678 | Jersey City | 7304 | 8 | 4.73 | Residential | Yes | Behind the Meter | Suntuity Solar LLC | PSE&G | Accepted | 2018-10-09 | 2018-10-11 | 2020-04-11 | Hanwha Solar | Q-Cells 315 Mono | Solar Panels |  | 0.315 | 15 | 216 | 2 |  | Fixed | Roof
Solar Registration Program | NJSRRE1539561678 | Jersey City | 7304 | 8 | 4.73 | Residential | Yes | Behind the Meter | Suntuity Solar LLC | PSE&G | Accepted | 2018-10-09 | 2018-10-11 | 2020-04-11 | Enphase Energy | IQ7-60-2-US | Inverters | 240 |  | 15 |  |  | 0.97 |  | Outdoor | Behind the PV Modules
Solar Registration Program | NJSRRE1540219885 | North Bergen | 7047 | 8 | 4.73 | Residential | Yes | Behind the Meter | Suntuity Solar LLC | PSE&G | Accepted | 2019-01-09 | 2019-02-20 | 2020-02-20 | Hanwha Solar | Q-Cells 315 Mono | Solar Panels |  | 0.315 | 7 | 302 | 38 |  | Fixed | Roof
Solar Registration Program | NJSRRE1540219885 | North Bergen | 7047 | 8 | 4.73 | Residential | Yes | Behind the Meter | Suntuity Solar LLC | PSE&G | Accepted | 2019-01-09 | 2019-02-20 | 2020-02-20 | Hanwha Solar | Q-Cells 315 Mono | Solar Panels |  | 0.315 | 2 | 212 | 38 |  | Fixed | Roof
Solar Registration Program | NJSRRE1540219885 | North Bergen | 7047 | 8 | 4.73 | Residential | Yes | Behind the Meter | Suntuity Solar LLC | PSE&G | Accepted | 2019-01-09 | 2019-02-20 | 2020-02-20 | Hanwha Solar | Q-Cells 315 Mono | Solar Panels |  | 0.315 | 2 | 212 | 38 |  | Fixed | Roof
Solar Registration Program | NJSRRE1540219885 | North Bergen | 7047 | 8 | 4.73 | Residential | Yes | Behind the Meter | Suntuity Solar LLC | PSE&G | Accepted | 2019-01-09 | 2019-02-20 | 2020-02-20 | Hanwha Solar | Q-Cells 315 Mono | Solar Panels |  | 0.315 | 2 | 32 | 38 |  | Fixed | Roof
Solar Registration Program | NJSRRE1540219885 | North Bergen | 7047 | 8 | 4.73 | Residential | Yes | Behind the Meter | Suntuity Solar LLC | PSE&G | Accepted | 2019-01-09 | 2019-02-20 | 2020-02-20 | Hanwha Solar | Q-Cells 315 Mono | Solar Panels |  | 0.315 | 2 | 32 | 38 |  | Fixed | Roof
Solar Registration Program | NJSRRE1540219885 | North Bergen | 7047 | 8 | 4.73 | Residential | Yes | Behind the Meter | Suntuity Solar LLC | PSE&G | Accepted | 2019-01-09 | 2019-02-20 | 2020-02-20 | SolarEdge | SE3800H-US | Inverters | 3800 |  | 1 |  |  | 0.99 |  | Outdoor | Besides the meter
Solar Registration Program | NJSRRE1540285616 | Union Beach | 7735 | 17 | 4.73 | Residential | Yes | Behind the Meter | Trinity Solar | JCP&L | Accepted | 2019-01-24 | 2019-01-28 | 2020-01-28 | HANWHA | Q.PEAK DUO BLK-G5 315 | Solar Panels |  | 0.315 | 15 | 176 | 23 |  | Fixed | Roof
Solar Registration Program | NJSRRE1540285616 | Union Beach | 7735 | 17 | 4.73 | Residential | Yes | Behind the Meter | Trinity Solar | JCP&L | Accepted | 2019-01-24 | 2019-01-28 | 2020-01-28 | Solar Edge | SE3800H-US000NNC2 | Inverters | 3800 |  | 1 |  |  | 0.97 |  | Outdoor | side of home
Solar Registration Program | NJSRRE1540369119 | South Bound Brook | 8880 | 5 | 4.73 | Residential | Yes | Behind the Meter | Vivint Solar Developer, LLC | PSE&G | Accepted | 2019-02-20 | 2019-02-21 | 2020-02-21 | Hanwha Solar | Q.PEAK DUO BLK-G5 315 | Solar Panels |  | 0.315 | 15 | 189 | 17 |  | Fixed | Roof
Solar Registration Program | NJSRRE1540369119 | South Bound Brook | 8880 | 5 | 4.73 | Residential | Yes | Behind the Meter | Vivint Solar Developer, LLC | PSE&G | Accepted | 2019-02-20 | 2019-02-21 | 2020-02-21 | Solar Edge | SE3800H-US | Inverters | 3800 |  | 1 |  |  | 0.992 |  | Outdoor | Near the Utility Meter
Solar Registration Program | NJSRRE1540378797 | Egg Harbor Township | 8234 | 19 | 4.73 | Residential | Yes | Behind the Meter | Trinity Solar | AC Electric | Accepted | 2019-02-19 | 2019-02-21 | 2020-02-21 | Hanwha 315 | Q.PEAK DUO BLK-G5 315 | Solar Panels |  | 0.315 | 15 | 163 | 34 |  | Fixed | Roof
Solar Registration Program | NJSRRE1540378797 | Egg Harbor Township | 8234 | 19 | 4.73 | Residential | Yes | Behind the Meter | Trinity Solar | AC Electric | Accepted | 2019-02-19 | 2019-02-21 | 2020-02-21 | Solar Edge | SE3800H-US | Inverters | 3800 |  | 1 |  |  | 0.97 |  | Outside | Side of home
Solar Registration Program | NJSRRE1540384326 | Sicklerville | 8081 | 14 | 4.73 | Residential | Yes | Behind the Meter | Trinity Solar | AC Electric | Accepted | 2019-02-21 | 2019-02-25 | 2020-02-25 | Hanwha | Q.PEAK DUO BLK-G5 315 | Solar Panels |  | 0.315 | 15 | 130 | 23 |  | Fixed | Roof
Solar Registration Program | NJSRRE1540384326 | Sicklerville | 8081 | 14 | 4.73 | Residential | Yes | Behind the Meter | Trinity Solar | AC Electric | Accepted | 2019-02-21 | 2019-02-25 | 2020-02-25 | Solar edge | SE3800 | Inverters | 3800 |  | 1 |  |  | 0.97 |  | Outside | side of home
Solar Registration Program | NJSRRE1540401389 | Linden | 7036 | 10 | 4.73 | Residential | Yes | Behind the Meter | Pro Custom Solar dba Momentum Solar | PSE&G | Accepted | 2019-02-27 | 2019-02-28 | 2020-02-28 | HANWHA | Q.PEAK DUO BLK-G5 315 | Solar Panels |  | 0.315 | 9 | 218 | 23 |  | Fixed | Roof
Solar Registration Program | NJSRRE1540401389 | Linden | 7036 | 10 | 4.73 | Residential | Yes | Behind the Meter | Pro Custom Solar dba Momentum Solar | PSE&G | Accepted | 2019-02-27 | 2019-02-28 | 2020-02-28 | HANWHA | Q.PEAK DUO BLK-G5 315 | Solar Panels |  | 0.315 | 3 | 128 | 23 |  | Fixed | Roof
Solar Registration Program | NJSRRE1540401389 | Linden | 7036 | 10 | 4.73 | Residential | Yes | Behind the Meter | Pro Custom Solar dba Momentum Solar | PSE&G | Accepted | 2019-02-27 | 2019-02-28 | 2020-02-28 | HANWHA | Q.PEAK DUO BLK-G5 315 | Solar Panels |  | 0.315 | 3 | 38 | 23 |  | Fixed | Roof
Solar Registration Program | NJSRRE1540401389 | Linden | 7036 | 10 | 4.73 | Residential | Yes | Behind the Meter | Pro Custom Solar dba Momentum Solar | PSE&G | Accepted | 2019-02-27 | 2019-02-28 | 2020-02-28 | ENPHASE | IQ6-60-2-US | Inverters | 240 |  | 15 |  |  | 0.97 |  | Outdoor | ROOF
Solar Registration Program | NJSRRE1540496429 | Carteret | 7008 | 11 | 4.73 | Residential | Yes | Behind the Meter | Suntuity Solar LLC | PSE&G | Accepted | 2019-03-18 | 2019-03-19 | 2020-03-19 | Hanwha Solar | Q-Cells 315 Mono | Solar Panels |  | 0.315 | 15 | 125 | 37 |  | Fixed | Roof
Solar Registration Program | NJSRRE1540496429 | Carteret | 7008 | 11 | 4.73 | Residential | Yes | Behind the Meter | Suntuity Solar LLC | PSE&G | Accepted | 2019-03-18 | 2019-03-19 | 2020-03-19 | Enphase Energy | IQ7-60-2-US | Inverters | 240 |  | 15 |  |  | 0.97 |  | Outdoor | Behind the PV Modules
Solar Registration Program | NJSRRE1540748169 | Mount Royal | 8061 | 15 | 4.73 | Residential | Yes | Behind the Meter | Trinity Solar | AC Electric | Accepted | 2019-03-28 | 2019-04-01 | 2020-04-01 | HANWHA | Q.PEAK DUO BLK-G5 315 | Solar Panels |  | 0.315 | 15 | 183 | 19 |  | Fixed | Roof
Solar Registration Program | NJSRRE1540748169 | Mount Royal | 8061 | 15 | 4.73 | Residential | Yes | Behind the Meter | Trinity Solar | AC Electric | Accepted | 2019-03-28 | 2019-04-01 | 2020-04-01 | Solar Edge | SE3800 | Inverters | 3800 |  | 1 |  |  | 0.97 |  | Outside | Side of home
Solar Registration Program | NJSRRE1540870518 | Dumont | 7628 | 7 | 4.73 | Residential | No | Behind the Meter | Vivint Solar Developer, LLC | PSE&G | Accepted | 2019-04-22 | 2019-04-23 | 2020-04-23 | Hanwha Solar | Q.Peak BLK-G5 315 | Solar Panels |  | 0.315 | 6 | 98 | 18 |  | Fixed | Roof
Solar Registration Program | NJSRRE1540870518 | Dumont | 7628 | 7 | 4.73 | Residential | No | Behind the Meter | Vivint Solar Developer, LLC | PSE&G | Accepted | 2019-04-22 | 2019-04-23 | 2020-04-23 | Hanwha Solar | Q.Peak BLK-G5 315 | Solar Panels |  | 0.315 | 3 | 98 | 36 |  | Fixed | Roof
Solar Registration Program | NJSRRE1540870518 | Dumont | 7628 | 7 | 4.73 | Residential | No | Behind the Meter | Vivint Solar Developer, LLC | PSE&G | Accepted | 2019-04-22 | 2019-04-23 | 2020-04-23 | Hanwha Solar | Q.Peak BLK-G5 315 | Solar Panels |  | 0.315 | 3 | 278 | 36 |  | Fixed | Roof
Solar Registration Program | NJSRRE1540870518 | Dumont | 7628 | 7 | 4.73 | Residential | No | Behind the Meter | Vivint Solar Developer, LLC | PSE&G | Accepted | 2019-04-22 | 2019-04-23 | 2020-04-23 | Hanwha Solar | Q.Peak BLK-G5 315 | Solar Panels |  | 0.315 | 3 | 278 | 27 |  | Fixed | Roof
Solar Registration Program | NJSRRE1540870518 | Dumont | 7628 | 7 | 4.73 | Residential | No | Behind the Meter | Vivint Solar Developer, LLC | PSE&G | Accepted | 2019-04-22 | 2019-04-23 | 2020-04-23 | Solar Edge | SE3800H-US | Inverters | 3800 |  | 1 |  |  | 0.992 |  | Outdoor | Near the Utility Meter.
Solar Registration Program | NJSRRE1540894567 | MANAHAWKIN | 8050 | 18 | 4.73 | Residential | Yes | Behind the Meter | Vivint Solar Developer, LLC | AC Electric | Accepted | 2019-04-25 | 2019-04-26 | 2020-04-26 | Hanwha Solar | Q.PEAK BLK-G5 315 | Solar Panels |  | 0.315 | 15 | 175 | 14 |  | Fixed | Roof
Solar Registration Program | NJSRRE1540894567 | MANAHAWKIN | 8050 | 18 | 4.73 | Residential | Yes | Behind the Meter | Vivint Solar Developer, LLC | AC Electric | Accepted | 2019-04-25 | 2019-04-26 | 2020-04-26 | Solar Edge | SE3800H-US | Inverters | 3800 |  | 1 |  |  | 0.992 |  | Outdoor | Near the Utility Meter
Solar Registration Program | NJSRRE1540896760 | ELIZABETH | 7202 | 10 | 4.73 | Residential | Yes | Behind the Meter | Vivint Solar Developer, LLC | PSE&G | Accepted | 2019-04-26 | 2019-04-29 | 2020-04-29 | Hanwha Solar | Q.PEAK BLK-G5 315 | Solar Panels |  | 0.315 | 9 | 222 | 26 |  | Fixed | Roof
Solar Registration Program | NJSRRE1540896760 | ELIZABETH | 7202 | 10 | 4.73 | Residential | Yes | Behind the Meter | Vivint Solar Developer, LLC | PSE&G | Accepted | 2019-04-26 | 2019-04-29 | 2020-04-29 | Hanwha Solar | Q.PEAK BLK-G5 315 | Solar Panels |  | 0.315 | 6 | 132 | 26 |  | Fixed | Roof
Solar Registration Program | NJSRRE1540896760 | ELIZABETH | 7202 | 10 | 4.73 | Residential | Yes | Behind the Meter | Vivint Solar Developer, LLC | PSE&G | Accepted | 2019-04-26 | 2019-04-29 | 2020-04-29 | Solar Edge | SE3800H-US | Inverters | 3800 |  | 1 |  |  | 0.992 |  | Outdoor | Near the Utility Meter
Solar Registration Program | NJSRRE1540972651 | Belleville | 7109 | 9 | 4.73 | Residential | Yes | Behind the Meter | Pro Custom Solar dba Momentum Solar | PSE&G | Accepted | 2019-05-09 | 2019-05-13 | 2020-05-13 | HANWHA | Q.PEAK DUO BLK-G5 315 | Solar Panels |  | 0.315 | 15 | 194 | 40 |  | Fixed | Roof
Solar Registration Program | NJSRRE1540972651 | Belleville | 7109 | 9 | 4.73 | Residential | Yes | Behind the Meter | Pro Custom Solar dba Momentum Solar | PSE&G | Accepted | 2019-05-09 | 2019-05-13 | 2020-05-13 | ENPHASE | IQ7-60-2-US | Inverters | 250 |  | 15 |  |  | 0.97 |  | Outdoor | ROOF
Solar Registration Program | NJSRRE1541027879 | New Brunswick | 8901 | 11 | 4.73 | Residential | Yes | Behind the Meter | Trinity Solar | PSE&G | Accepted | 2019-05-21 | 2019-05-24 | 2020-05-24 | Hanwha | Q.PEAK DUO BLK-G5 315 | Solar Panels |  | 0.315 | 13 | 129 | 45 |  | Fixed | Roof
Solar Registration Program | NJSRRE1541027879 | New Brunswick | 8901 | 11 | 4.73 | Residential | Yes | Behind the Meter | Trinity Solar | PSE&G | Accepted | 2019-05-21 | 2019-05-24 | 2020-05-24 | Hanwha | Q.PEAK DUO BLK-G5 315 | Solar Panels |  | 0.315 | 2 | 219 | 45 |  | Fixed | Roof
Solar Registration Program | NJSRRE1541027879 | New Brunswick | 8901 | 11 | 4.73 | Residential | Yes | Behind the Meter | Trinity Solar | PSE&G | Accepted | 2019-05-21 | 2019-05-24 | 2020-05-24 | Solar Edge | SE3800 | Inverters | 3800 |  | 1 |  |  | 0.97 |  | Outside | side of home
Solar Registration Program | NJSRRE1541131682 | Maywood | 7607 | 7 | 4.73 | Residential | Yes | Behind the Meter | Trinity Solar | PSE&G | Accepted | 2019-06-11 | 2019-06-14 | 2020-06-14 | Hanwha 315 | Q.PEAK DUO BLK-G5 315 | Solar Panels |  | 0.315 | 15 | 126 | 40 |  | Fixed | Roof
Solar Registration Program | NJSRRE1541131682 | Maywood | 7607 | 7 | 4.73 | Residential | Yes | Behind the Meter | Trinity Solar | PSE&G | Accepted | 2019-06-11 | 2019-06-14 | 2020-06-14 | Solar Edge | SE3800H-US | Inverters | 3800 |  | 1 |  |  | 0.97 |  | Outside | Side of home
Solar Registration Program | NJSRRE1541302999 | Teaneck | 7666 | 7 | 4.73 | Residential | Yes | Behind the Meter | Trinity Solar | PSE&G | Accepted | 2019-06-13 | 2019-06-18 | 2020-06-18 | Hanwha | Q.PEAK DUO BLK-G5 315 | Solar Panels |  | 0.315 | 13 | 207 | 23 |  | Fixed | Roof
Solar Registration Program | NJSRRE1541302999 | Teaneck | 7666 | 7 | 4.73 | Residential | Yes | Behind the Meter | Trinity Solar | PSE&G | Accepted | 2019-06-13 | 2019-06-18 | 2020-06-18 | Hanwha | Q.PEAK DUO BLK-G5 315 | Solar Panels |  | 0.315 | 2 | 207 | 23 |  | Fixed | Roof
Solar Registration Program | NJSRRE1541302999 | Teaneck | 7666 | 7 | 4.73 | Residential | Yes | Behind the Meter | Trinity Solar | PSE&G | Accepted | 2019-06-13 | 2019-06-18 | 2020-06-18 | Solar Edge | SE3800 | Inverters | 3800 |  | 1 |  |  | 0.97 |  | Indoor | side of home
Solar Registration Program | NJSRRE1541307338 | Trenton | 8618 | 12 | 4.73 | Residential | Yes | Behind the Meter | Pro Custom Solar dba Momentum Solar | PSE&G | Accepted | 2019-06-13 | 2019-06-18 | 2020-06-18 | HANWHA | Q.PEAK DUO BLK-G5 315 | Solar Panels |  | 0.315 | 12 | 218 | 26 |  | Fixed | Roof
Solar Registration Program | NJSRRE1541307338 | Trenton | 8618 | 12 | 4.73 | Residential | Yes | Behind the Meter | Pro Custom Solar dba Momentum Solar | PSE&G | Accepted | 2019-06-13 | 2019-06-18 | 2020-06-18 | HANWHA | Q.PEAK DUO BLK-G5 315 | Solar Panels |  | 0.315 | 3 | 38 | 26 |  | Fixed | Roof
Solar Registration Program | NJSRRE1541307338 | Trenton | 8618 | 12 | 4.73 | Residential | Yes | Behind the Meter | Pro Custom Solar dba Momentum Solar | PSE&G | Accepted | 2019-06-13 | 2019-06-18 | 2020-06-18 | ENPHASE | IQ6-60-2-US | Inverters | 240 |  | 15 |  |  | 0.97 |  | Outdoor | ROOF
Solar Registration Program | NJSRRE1541431050 | Pleasantville | 8232 | 19 | 4.73 | Residential | Yes | Behind the Meter | Sunnova Energy Corporation | AC Electric | Accepted | 2019-06-19 | 2019-06-24 | 2020-06-24 | HANWHA | Q.PEAK DUO BLK-G5 315 | Solar Panels |  | 0.315 | 3 | 25 | 23 |  | Fixed | Roof
Solar Registration Program | NJSRRE1541431050 | Pleasantville | 8232 | 19 | 4.73 | Residential | Yes | Behind the Meter | Sunnova Energy Corporation | AC Electric | Accepted | 2019-06-19 | 2019-06-24 | 2020-06-24 | HANWHA | Q.PEAK DUO BLK-G5 315 | Solar Panels |  | 0.315 | 4 | 205 | 23 |  | Fixed | Roof
Solar Registration Program | NJSRRE1541431050 | Pleasantville | 8232 | 19 | 4.73 | Residential | Yes | Behind the Meter | Sunnova Energy Corporation | AC Electric | Accepted | 2019-06-19 | 2019-06-24 | 2020-06-24 | HANWHA | Q.PEAK DUO BLK-G5 315 | Solar Panels |  | 0.315 | 8 | 205 | 23 |  | Fixed | Roof
Solar Registration Program | NJSRRE1541431050 | Pleasantville | 8232 | 19 | 4.73 | Residential | Yes | Behind the Meter | Sunnova Energy Corporation | AC Electric | Accepted | 2019-06-19 | 2019-06-24 | 2020-06-24 | Solar Edge | SE3800H-US000BNC4 | Inverters | 3800 |  | 1 |  |  | 0.97 |  | Outdoor | side of home
Solar Registration Program | NJSRRE1541443726 | Ocean Grove | 7756 | 17 | 4.73 | Residential | Yes | Behind the Meter | Trinity Solar | JCP&L | Accepted | 2019-06-21 | 2019-06-25 | 2020-06-25 | Hanwha | Q.PEAK DUO BLK-G5 315 | Solar Panels |  | 0.315 | 15 | 196 | 18 |  | Fixed | Roof
Solar Registration Program | NJSRRE1541443726 | Ocean Grove | 7756 | 17 | 4.73 | Residential | Yes | Behind the Meter | Trinity Solar | JCP&L | Accepted | 2019-06-21 | 2019-06-25 | 2020-06-25 | Solar Edge | SE3800 | Inverters | 3800 |  | 1 |  |  | 0.97 |  | Outside | side of home
Solar Registration Program | NJSRRE1541494821 | North Arlington | 7031 | 7 | 4.73 | Residential | Yes | Behind the Meter | Trinity Solar | PSE&G | Accepted | 2019-06-26 | 2019-06-28 | 2020-06-28 | Hanwha 315 | Q.PEAK DUO BLK-G5 315 | Solar Panels |  | 0.315 | 15 | 123 | 23 |  | Fixed | Roof
Solar Registration Program | NJSRRE1541494821 | North Arlington | 7031 | 7 | 4.73 | Residential | Yes | Behind the Meter | Trinity Solar | PSE&G | Accepted | 2019-06-26 | 2019-06-28 | 2020-06-28 | Solar Edge | SE3800H-US | Inverters | 3800 |  | 1 |  |  | 0.97 |  | Outdoor | Side of home
Solar Registration Program | NJSRRE1541620814 | Atlantic City | 8401 | 19 | 4.73 | Residential | Yes | Behind the Meter | Vivint Solar Developer, LLC | AC Electric | Accepted | 2019-07-08 | 2019-07-10 | 2020-07-10 | Hanwha Solar | Q.PEAK BLK-G5 315 | Solar Panels |  | 0.315 | 2 | 332 | 37 |  | Fixed | Roof
Solar Registration Program | NJSRRE1541620814 | Atlantic City | 8401 | 19 | 4.73 | Residential | Yes | Behind the Meter | Vivint Solar Developer, LLC | AC Electric | Accepted | 2019-07-08 | 2019-07-10 | 2020-07-10 | Hanwha Solar | Q.PEAK BLK-G5 315 | Solar Panels |  | 0.315 | 2 | 62 | 23 |  | Fixed | Roof
Solar Registration Program | NJSRRE1541620814 | Atlantic City | 8401 | 19 | 4.73 | Residential | Yes | Behind the Meter | Vivint Solar Developer, LLC | AC Electric | Accepted | 2019-07-08 | 2019-07-10 | 2020-07-10 | Hanwha Solar | Q.PEAK BLK-G5 315 | Solar Panels |  | 0.315 | 3 | 32 | 37 |  | Fixed | Roof
Solar Registration Program | NJSRRE1541620814 | Atlantic City | 8401 | 19 | 4.73 | Residential | Yes | Behind the Meter | Vivint Solar Developer, LLC | AC Electric | Accepted | 2019-07-08 | 2019-07-10 | 2020-07-10 | Hanwha Solar | Q.PEAK BLK-G5 315 | Solar Panels |  | 0.315 | 4 | 152 | 23 |  | Fixed | Roof
Solar Registration Program | NJSRRE1541620814 | Atlantic City | 8401 | 19 | 4.73 | Residential | Yes | Behind the Meter | Vivint Solar Developer, LLC | AC Electric | Accepted | 2019-07-08 | 2019-07-10 | 2020-07-10 | Hanwha Solar | Q.PEAK BLK-G5 315 | Solar Panels |  | 0.315 | 4 | 332 | 23 |  | Fixed | Roof
Solar Registration Program | NJSRRE1541620814 | Atlantic City | 8401 | 19 | 4.73 | Residential | Yes | Behind the Meter | Vivint Solar Developer, LLC | AC Electric | Accepted | 2019-07-08 | 2019-07-10 | 2020-07-10 | SolarEdge | SE3800H-US | Inverters | 3800 |  | 1 |  |  | 0.992 |  | Outdoor | Near The Utility Meter
Solar Registration Program | NJSRRE1541623299 | POMPTON PLAINS | 7444 | 3 | 4.73 | Residential | Yes | Behind the Meter | Vivint Solar Developer, LLC | JCP&L | Accepted | 2019-07-12 | 2019-07-12 | 2020-07-12 | Hanwha Solar | Q.PEAK BLK-G5 315 | Solar Panels |  | 0.315 | 3 | 216 | 38 |  | Fixed | Roof
Solar Registration Program | NJSRRE1541623299 | POMPTON PLAINS | 7444 | 3 | 4.73 | Residential | Yes | Behind the Meter | Vivint Solar Developer, LLC | JCP&L | Accepted | 2019-07-12 | 2019-07-12 | 2020-07-12 | Hanwha Solar | Q.PEAK BLK-G5 315 | Solar Panels |  | 0.315 | 12 | 216 | 22 |  | Fixed | Roof
Solar Registration Program | NJSRRE1541623299 | POMPTON PLAINS | 7444 | 3 | 4.73 | Residential | Yes | Behind the Meter | Vivint Solar Developer, LLC | JCP&L | Accepted | 2019-07-12 | 2019-07-12 | 2020-07-12 | SolarEdge | SE3800H-US | Inverters | 3800 |  | 1 |  |  | 0.992 |  | Outdoor | Near The Utility Meter
Solar Registration Program | NJSRRE1541629619 | Hackensack | 7601 | 7 | 4.73 | Residential | Yes | Behind the Meter | Trinity Solar | PSE&G | Accepted | 2019-07-10 | 2019-07-15 | 2020-07-15 | Hanwha | Q.PEAK DUO BLK-G5 315 | Solar Panels |  | 0.315 | 2 | 127 | 18 |  | Fixed | Roof
Solar Registration Program | NJSRRE1541629619 | Hackensack | 7601 | 7 | 4.73 | Residential | Yes | Behind the Meter | Trinity Solar | PSE&G | Accepted | 2019-07-10 | 2019-07-15 | 2020-07-15 | Hanwha | Q.PEAK DUO BLK-G5 315 | Solar Panels |  | 0.315 | 2 | 217 | 40 |  | Fixed | Roof
Solar Registration Program | NJSRRE1541629619 | Hackensack | 7601 | 7 | 4.73 | Residential | Yes | Behind the Meter | Trinity Solar | PSE&G | Accepted | 2019-07-10 | 2019-07-15 | 2020-07-15 | Hanwha | Q.PEAK DUO BLK-G5 315 | Solar Panels |  | 0.315 | 11 | 127 | 40 |  | Fixed | Roof
Solar Registration Program | NJSRRE1541629619 | Hackensack | 7601 | 7 | 4.73 | Residential | Yes | Behind the Meter | Trinity Solar | PSE&G | Accepted | 2019-07-10 | 2019-07-15 | 2020-07-15 | Solar Edge | SE3800 | Inverters | 3800 |  | 1 |  |  | 0.97 |  | Outside | side of home
Solar Registration Program | NJSRRE1541631421 | Passaic | 7055 | 6 | 4.73 | Residential | Yes | Behind the Meter | Trinity Solar | PSE&G | Accepted | 2019-07-11 | 2019-07-15 | 2020-07-15 | Hanwha | Q.PEAK DUO BLK-G5 315 | Solar Panels |  | 0.315 | 15 | 215 | 5 |  | Fixed | Roof
Solar Registration Program | NJSRRE1541631421 | Passaic | 7055 | 6 | 4.73 | Residential | Yes | Behind the Meter | Trinity Solar | PSE&G | Accepted | 2019-07-11 | 2019-07-15 | 2020-07-15 | Solar Edge | SE3800 | Inverters | 3800 |  | 1 |  |  | 0.97 |  | Outside | side of home
Solar Registration Program | NJSRRE1541680394 | Englewood | 7631 | 7 | 4.73 | Residential | Yes | Behind the Meter | Trinity Solar | PSE&G | Accepted | 2019-07-18 | 2019-07-22 | 2020-07-22 | Hanwha | Q.PEAK DUO BLK-G5 315 | Solar Panels |  | 0.315 | 9 | 205 | 34 |  | Fixed | Roof
Solar Registration Program | NJSRRE1541680394 | Englewood | 7631 | 7 | 4.73 | Residential | Yes | Behind the Meter | Trinity Solar | PSE&G | Accepted | 2019-07-18 | 2019-07-22 | 2020-07-22 | Hanwha | Q.PEAK DUO BLK-G5 315 | Solar Panels |  | 0.315 | 6 | 205 | 18 |  | Fixed | Roof
Solar Registration Program | NJSRRE1541680394 | Englewood | 7631 | 7 | 4.73 | Residential | Yes | Behind the Meter | Trinity Solar | PSE&G | Accepted | 2019-07-18 | 2019-07-22 | 2020-07-22 | Solar Edge | SE3800 | Inverters | 3800 |  | 1 |  |  | 0.97 |  | Outside | side of home
Solar Registration Program | NJSRRE1541702970 | Iselin | 8830 | 11 | 4.73 | Residential | No | Behind the Meter | Pro Custom Solar dba Momentum Solar | PSE&G | Accepted | 2019-07-25 | 2019-07-30 | 2020-07-30 | HANWHA | Q.PEAK DUO BLK-G5 315 | Solar Panels |  | 0.315 | 15 | 179 | 23 |  | Fixed | Roof
Solar Registration Program | NJSRRE1541702970 | Iselin | 8830 | 11 | 4.73 | Residential | No | Behind the Meter | Pro Custom Solar dba Momentum Solar | PSE&G | Accepted | 2019-07-25 | 2019-07-30 | 2020-07-30 | HANWHA | Q.PEAK DUO BLK-G5 315 | Inverters | 250 |  | 15 |  |  | 0.97 |  | Outdoor | Roof
Solar Registration Program | NJSRRE1541708144 | TRENTON | 8620 | 12 | 4.73 | Residential | Yes | Behind the Meter | Vivint Solar Developer, LLC | PSE&G | Accepted | 2019-08-05 | 2019-08-06 | 2020-08-06 | Hanwha Solar | Q.PEAK BLK-G5 315 | Solar Panels |  | 0.315 | 15 | 23 | 195 |  | Fixed | Roof
Solar Registration Program | NJSRRE1541708144 | TRENTON | 8620 | 12 | 4.73 | Residential | Yes | Behind the Meter | Vivint Solar Developer, LLC | PSE&G | Accepted | 2019-08-05 | 2019-08-06 | 2020-08-06 | SolarEdge | SE3800H-US | Inverters | 3800 |  | 1 |  |  | 0.992 |  | Outdoor | Near The Utility Meter
Solar Registration Program | NJSRRE1541715327 | PATERSON | 7513 | 6 | 4.73 | Residential | Yes | Behind the Meter | Pro Custom Solar dba Momentum Solar | PSE&G | Accepted | 2019-07-29 | 2019-08-01 | 2020-08-01 | HANWHA | Q.PEAK DUO BLK-G5 315 | Solar Panels |  | 0.315 | 3 | 279 | 39 |  | Fixed | Roof
Solar Registration Program | NJSRRE1541715327 | PATERSON | 7513 | 6 | 4.73 | Residential | Yes | Behind the Meter | Pro Custom Solar dba Momentum Solar | PSE&G | Accepted | 2019-07-29 | 2019-08-01 | 2020-08-01 | HANWHA | Q.PEAK DUO BLK-G5 315 | Solar Panels |  | 0.315 | 4 | 279 | 22 |  | Fixed | Roof
Solar Registration Program | NJSRRE1541715327 | PATERSON | 7513 | 6 | 4.73 | Residential | Yes | Behind the Meter | Pro Custom Solar dba Momentum Solar | PSE&G | Accepted | 2019-07-29 | 2019-08-01 | 2020-08-01 | HANWHA | Q.PEAK DUO BLK-G5 315 | Solar Panels |  | 0.315 | 8 | 99 | 24 |  | Fixed | Roof
Solar Registration Program | NJSRRE1541715327 | PATERSON | 7513 | 6 | 4.73 | Residential | Yes | Behind the Meter | Pro Custom Solar dba Momentum Solar | PSE&G | Accepted | 2019-07-29 | 2019-08-01 | 2020-08-01 | ENPHASE ENERGY | IQ7-60-2-US | Inverters | 250 |  | 15 |  |  | 0.97 |  | Outdoor | Roof
Solar Registration Program | NJSRRE1541717496 | Cliffwood Beach | 7735 | 17 | 4.73 | Residential | Yes | Behind the Meter | Vivint Solar Developer, LLC | JCP&L | Accepted | 2019-07-30 | 2019-08-02 | 2020-08-02 | Hanwha Solar | Q.Peak BLK - G5 315 | Solar Panels |  | 0.315 | 15 | 119 | 25 |  | Fixed | Roof
Solar Registration Program | NJSRRE1541717496 | Cliffwood Beach | 7735 | 17 | 4.73 | Residential | Yes | Behind the Meter | Vivint Solar Developer, LLC | JCP&L | Accepted | 2019-07-30 | 2019-08-02 | 2020-08-02 | SolarEdge | SE3800H-US | Inverters | 3800 |  | 1 |  |  | 0.992 |  | Outdoor | Near the Utility Meter
Solar Registration Program | NJSRRE1541800242 | PLAINFIELD | 7060 | 10 | 4.73 | Residential | No | Behind the Meter | Vivint Solar Developer, LLC | PSE&G | Accepted | 2019-08-07 | 2019-08-12 | 2020-08-12 | Hanwha Solar | Q.PEAK BLK-G5 315 | Solar Panels |  | 0.315 | 4 | 85 | 43 |  | Fixed | Roof
Solar Registration Program | NJSRRE1541800242 | PLAINFIELD | 7060 | 10 | 4.73 | Residential | No | Behind the Meter | Vivint Solar Developer, LLC | PSE&G | Accepted | 2019-08-07 | 2019-08-12 | 2020-08-12 | Hanwha Solar | Q.PEAK BLK-G5 315 | Solar Panels |  | 0.315 | 5 | 265 | 43 |  | Fixed | Roof
Solar Registration Program | NJSRRE1541800242 | PLAINFIELD | 7060 | 10 | 4.73 | Residential | No | Behind the Meter | Vivint Solar Developer, LLC | PSE&G | Accepted | 2019-08-07 | 2019-08-12 | 2020-08-12 | Hanwha SOlar | Q.PEAK BLK-G5 315 | Solar Panels |  | 0.315 | 6 | 355 | 8 |  | Fixed | Roof
Solar Registration Program | NJSRRE1541800242 | PLAINFIELD | 7060 | 10 | 4.73 | Residential | No | Behind the Meter | Vivint Solar Developer, LLC | PSE&G | Accepted | 2019-08-07 | 2019-08-12 | 2020-08-12 | Solar Edge | SE3800H-US | Inverters | 3800 |  | 1 |  |  | 0.992 |  | Outside | Near the Utility Meter
Solar Registration Program | NJSRRE1541801962 | New Brunswick | 8901 | 11 | 4.73 | Residential | Yes | Behind the Meter | Trinity Solar | PSE&G | Accepted | 2019-08-07 | 2019-08-12 | 2020-08-12 | Hanwha 315 | Q.PEAK DUO BLK-G5 315 | Solar Panels |  | 0.315 | 7 | 308 | 23 |  | Fixed | Roof
Solar Registration Program | NJSRRE1541801962 | New Brunswick | 8901 | 11 | 4.73 | Residential | Yes | Behind the Meter | Trinity Solar | PSE&G | Accepted | 2019-08-07 | 2019-08-12 | 2020-08-12 | Hanwha 315 | Q.PEAK DUO BLK-G5 315 | Solar Panels |  | 0.315 | 8 | 218 | 23 |  | Fixed | Roof
Solar Registration Program | NJSRRE1541801962 | New Brunswick | 8901 | 11 | 4.73 | Residential | Yes | Behind the Meter | Trinity Solar | PSE&G | Accepted | 2019-08-07 | 2019-08-12 | 2020-08-12 | Solar Edge | SE3800H-US000BNC4 | Inverters | 3800 |  | 1 |  |  | 0.97 |  | Outside | side of home
Solar Registration Program | NJSRRE1541844469 | Villas | 8251 | 21 | 4.73 | Residential | Yes | Behind the Meter | Vivint Solar Developer, LLC | AC Electric | Accepted | 2019-09-12 | 2019-09-13 | 2020-09-13 | HANWHA SOLAR | Q.PEAK BLK-G5 315 | Solar Panels |  | 0.315 | 7 | 35 | 17 |  | Fixed | Roof
Solar Registration Program | NJSRRE1541844469 | Villas | 8251 | 21 | 4.73 | Residential | Yes | Behind the Meter | Vivint Solar Developer, LLC | AC Electric | Accepted | 2019-09-12 | 2019-09-13 | 2020-09-13 | HANWHA SOLAR | Q.PEAK BLK-G5 315 | Solar Panels |  | 0.315 | 8 | 305 | 17 |  | Fixed | Roof
Solar Registration Program | NJSRRE1541844469 | Villas | 8251 | 21 | 4.73 | Residential | Yes | Behind the Meter | Vivint Solar Developer, LLC | AC Electric | Accepted | 2019-09-12 | 2019-09-13 | 2020-09-13 | SOLAREDGE | SE3800H-US | Inverters | 3800 |  | 1 |  |  | 0.992 |  | Outdoor | Near The Utility meter
Solar Registration Program | NJSRRE1541871753 | Bloomfield | 7003 | 9 | 4.73 | Residential | No | Behind the Meter | Trinity Solar | PSE&G | Accepted | 2019-08-21 | 2019-08-26 | 2020-08-26 | Hanwha | Q.PEAK DUO BLK-G5 315 | Solar Panels |  | 0.315 | 7 | 200 | 18 |  | Fixed | Roof
Solar Registration Program | NJSRRE1541871753 | Bloomfield | 7003 | 9 | 4.73 | Residential | No | Behind the Meter | Trinity Solar | PSE&G | Accepted | 2019-08-21 | 2019-08-26 | 2020-08-26 | Hanwha | Q.PEAK DUO BLK-G5 315 | Solar Panels |  | 0.315 | 8 | 200 | 18 |  | Fixed | Roof
Solar Registration Program | NJSRRE1541871753 | Bloomfield | 7003 | 9 | 4.73 | Residential | No | Behind the Meter | Trinity Solar | PSE&G | Accepted | 2019-08-21 | 2019-08-26 | 2020-08-26 | Solar Edge | SE3800 | Inverters | 3800 |  | 1 |  |  | 0.97 |  | Outside | side of home
Solar Registration Program | NJSRRE1541871789 | Ewing Township | 8638 | 12 | 4.73 | Residential | Yes | Behind the Meter | Pro Custom Solar dba Momentum Solar | PSE&G | Accepted | 2019-08-21 | 2019-08-26 | 2020-08-26 | HANWHA | Q.PEAK DUO BLK-G5 315 | Solar Panels |  | 0.315 | 15 | 218 | 41 |  | Fixed | Roof
Solar Registration Program | NJSRRE1541871789 | Ewing Township | 8638 | 12 | 4.73 | Residential | Yes | Behind the Meter | Pro Custom Solar dba Momentum Solar | PSE&G | Accepted | 2019-08-21 | 2019-08-26 | 2020-08-26 | Enphase Energy | IQ6-60-2-US | Inverters | 240 |  | 15 |  |  | 0.97 |  | Outdoor | Roof
Solar Registration Program | NJSRRE1541883675 | HAZLET | 7730 | 17 | 4.73 | Residential | Yes | Behind the Meter | Vivint Solar Developer, LLC | JCP&L | Accepted | 2019-08-29 | 2019-09-04 | 2020-09-04 | Hanwha Solar | Q.PEAK BLK-G5 315 | Solar Panels |  | 0.315 | 8 | 183 | 20 |  | Fixed | Roof
Solar Registration Program | NJSRRE1541883675 | HAZLET | 7730 | 17 | 4.73 | Residential | Yes | Behind the Meter | Vivint Solar Developer, LLC | JCP&L | Accepted | 2019-08-29 | 2019-09-04 | 2020-09-04 | Hanwha Solar | Q.PEAK BLK-G5 315 | Solar Panels |  | 0.315 | 7 | 3 | 20 |  | Fixed | Roof
Solar Registration Program | NJSRRE1541883675 | HAZLET | 7730 | 17 | 4.73 | Residential | Yes | Behind the Meter | Vivint Solar Developer, LLC | JCP&L | Accepted | 2019-08-29 | 2019-09-04 | 2020-09-04 | Solar Edge | SE3800H-US | Inverters | 3800 |  | 1 |  |  | 0.992 |  | Outdoor | Near the Utility Meter
Solar Registration Program | NJSRRE1541883964 | ENGLEWOOD | 7631 | 7 | 4.73 | Residential | Yes | Behind the Meter | Vivint Solar Developer, LLC | PSE&G | Accepted | 2019-09-03 | 2019-09-03 | 2020-09-03 | Hanwha | Q.PEAK DUO BLK-G5 315w | Solar Panels |  | 0.315 | 8 | 297 | 33 |  | Fixed | Roof
Solar Registration Program | NJSRRE1541883964 | ENGLEWOOD | 7631 | 7 | 4.73 | Residential | Yes | Behind the Meter | Vivint Solar Developer, LLC | PSE&G | Accepted | 2019-09-03 | 2019-09-03 | 2020-09-03 | Hanwha | Q.PEAK DUO BLK-G5 315w | Solar Panels |  | 0.315 | 3 | 207 | 39 |  | Fixed | Roof
Solar Registration Program | NJSRRE1541883964 | ENGLEWOOD | 7631 | 7 | 4.73 | Residential | Yes | Behind the Meter | Vivint Solar Developer, LLC | PSE&G | Accepted | 2019-09-03 | 2019-09-03 | 2020-09-03 | Hanwha | Q.PEAK DUO BLK-G5 315w | Solar Panels |  | 0.315 | 4 | 117 | 33 |  | Fixed | Roof
Solar Registration Program | NJSRRE1541883964 | ENGLEWOOD | 7631 | 7 | 4.73 | Residential | Yes | Behind the Meter | Vivint Solar Developer, LLC | PSE&G | Accepted | 2019-09-03 | 2019-09-03 | 2020-09-03 | Solar Edge | SE3800H-US | Inverters | 3800 |  | 1 |  |  | 0.992 |  | Outdoor | Near the Utility Meter
Solar Registration Program | NJSRRE1541895217 | Roselle | 7203 | 10 | 4.73 | Residential | Yes | Behind the Meter | Vivint Solar Developer, LLC | PSE&G | Accepted | 2019-09-04 | 2019-09-05 | 2020-09-05 | Hanwha Solar | Q.PEAK BLK-G5 315 | Solar Panels |  | 0.315 | 15 | 170 | 38 |  | Fixed | Roof
Solar Registration Program | NJSRRE1541895217 | Roselle | 7203 | 10 | 4.73 | Residential | Yes | Behind the Meter | Vivint Solar Developer, LLC | PSE&G | Accepted | 2019-09-04 | 2019-09-05 | 2020-09-05 | Solar Edge | SE3800H-US | Inverters | 3800 |  | 1 |  |  | 0.992 |  | Outdoor | Near the Utility Meter
Solar Registration Program | NJSRRE1541989822 | VILLAS | 8251 | 21 | 4.73 | Residential | Yes | Behind the Meter | Vivint Solar Developer, LLC | AC Electric | Accepted | 2019-09-03 | 2019-09-05 | 2020-09-05 | solar edge | Q.PEAK BLK-G5 315 | Solar Panels |  | 0.315 | 15 | 299 | 19 |  | Fixed | Roof
Solar Registration Program | NJSRRE1541989822 | VILLAS | 8251 | 21 | 4.73 | Residential | Yes | Behind the Meter | Vivint Solar Developer, LLC | AC Electric | Accepted | 2019-09-03 | 2019-09-05 | 2020-09-05 | solar edge | SE3800H-US | Inverters | 3800 |  | 1 |  |  | 0.992 |  | Outdoor | near utility meter
Solar Registration Program | NJSRRE1541989841 | PARSIPPANY | 7054 | 3 | 4.73 | Residential | Yes | Behind the Meter | Vivint Solar Developer, LLC | JCP&L | Accepted | 2019-09-06 | 2019-09-06 | 2020-09-06 | HANWHA SOLAR | Q.PEAK BLK-G5 315 | Solar Panels |  | 0.315 | 15 | 197 | 19 |  | Fixed | Roof
Solar Registration Program | NJSRRE1541989841 | PARSIPPANY | 7054 | 3 | 4.73 | Residential | Yes | Behind the Meter | Vivint Solar Developer, LLC | JCP&L | Accepted | 2019-09-06 | 2019-09-06 | 2020-09-06 | SOLAR EDGE | SE3800H-US000BNC4 | Inverters | 3800 |  | 1 |  |  | 0.992 |  | Outdoor | Near Utility Meter
Solar Registration Program | NJSRRE1542381971 | Totowa | 7512 | 6 | 4.73 | Residential | No | Behind the Meter | Trinity Solar | PSE&G | Accepted | 2019-09-11 | 2019-09-12 | 2020-09-12 | HANWHA | Q.PEAK DUO BLK-G5 315 | Solar Panels |  | 0.315 | 7 | 136 | 18 |  | Fixed | Roof
Solar Registration Program | NJSRRE1542381971 | Totowa | 7512 | 6 | 4.73 | Residential | No | Behind the Meter | Trinity Solar | PSE&G | Accepted | 2019-09-11 | 2019-09-12 | 2020-09-12 | HANWHA | Q.PEAK DUO BLK-G5 315 | Solar Panels |  | 0.315 | 8 | 136 | 37 |  | Fixed | Roof
Solar Registration Program | NJSRRE1542381971 | Totowa | 7512 | 6 | 4.73 | Residential | No | Behind the Meter | Trinity Solar | PSE&G | Accepted | 2019-09-11 | 2019-09-12 | 2020-09-12 | SOLAR EDGE | SE3800H-US | Inverters | 3800 |  | 1 |  |  | 0.97 |  | Outdoor | SIDE OF HOME
Solar Registration Program | NJSRRE1542393182 | Little Egg Harbor | 8087 | 18 | 4.73 | Residential | Yes | Behind the Meter | Trinity Solar | AC Electric | Accepted | 2019-09-12 | 2019-09-16 | 2020-09-16 | HANWHA | Q.PEAK DUO BLK-G5 315 | Solar Panels |  | 0.315 | 9 | 181 | 14 |  | Fixed | Roof
Solar Registration Program | NJSRRE1542393182 | Little Egg Harbor | 8087 | 18 | 4.73 | Residential | Yes | Behind the Meter | Trinity Solar | AC Electric | Accepted | 2019-09-12 | 2019-09-16 | 2020-09-16 | HANWHA | Q.PEAK DUO BLK-G5 315 | Solar Panels |  | 0.315 | 6 | 271 | 2 |  | Fixed | Roof
Solar Registration Program | NJSRRE1542393182 | Little Egg Harbor | 8087 | 18 | 4.73 | Residential | Yes | Behind the Meter | Trinity Solar | AC Electric | Accepted | 2019-09-12 | 2019-09-16 | 2020-09-16 | SOLAR EDGE | SE3800H-US | Inverters | 3800 |  | 1 |  |  | 0.97 |  | Outdoor | SIDE OF HOME
Solar Registration Program | NJSRRE1542407199 | GLASSBORO | 8028 | 15 | 4.73 | Residential | Yes | Behind the Meter | Vivint Solar Developer, LLC | AC Electric | Accepted | 2019-09-14 | 2019-09-17 | 2020-09-17 | SolarEdge | SE3800H-US | Inverters | 3800 |  | 1 |  |  | 0.992 |  | Outdoor | Near the Utility Meter
Solar Registration Program | NJSRRE1542407199 | GLASSBORO | 8028 | 15 | 4.73 | Residential | Yes | Behind the Meter | Vivint Solar Developer, LLC | AC Electric | Accepted | 2019-09-14 | 2019-09-17 | 2020-09-17 | Hanwha | Q.PEAK BLK-G5 315 | Solar Panels |  | 0.315 | 12 | 46 | 20 |  | Fixed | Roof
Solar Registration Program | NJSRRE1542407199 | GLASSBORO | 8028 | 15 | 4.73 | Residential | Yes | Behind the Meter | Vivint Solar Developer, LLC | AC Electric | Accepted | 2019-09-14 | 2019-09-17 | 2020-09-17 | Hanwha | Q.PEAK BLK-G5 315 | Solar Panels |  | 0.315 | 3 | 46 | 19 |  | Fixed | Roof
Solar Registration Program | NJSRRE1542412651 | FRANKLIN | 7416 | 1 | 4.73 | Residential | Yes | Behind the Meter | Vivint Solar Developer, LLC | JCP&L | Accepted | 2019-09-18 | 2019-11-05 | 2020-11-05 | HANWHA SOLAR | Q.PEAK BLK-G5 315 | Solar Panels |  | 0.315 | 7 | 38 | 27 |  | Fixed | Roof
Solar Registration Program | NJSRRE1542412651 | FRANKLIN | 7416 | 1 | 4.73 | Residential | Yes | Behind the Meter | Vivint Solar Developer, LLC | JCP&L | Accepted | 2019-09-18 | 2019-11-05 | 2020-11-05 | HANWHA SOLAR | Q.PEAK BLK-G5 315 | Solar Panels |  | 0.315 | 8 | 218 | 27 |  | Fixed | Roof
Solar Registration Program | NJSRRE1542412651 | FRANKLIN | 7416 | 1 | 4.73 | Residential | Yes | Behind the Meter | Vivint Solar Developer, LLC | JCP&L | Accepted | 2019-09-18 | 2019-11-05 | 2020-11-05 | Solar Edge | SE3800H-US | Inverters | 3800 |  | 1 |  |  | 0.992 |  | Outdoor | Near utility meter
Solar Registration Program | NJSRRE1542416563 | Little Egg Harbor Township | 8087 | 18 | 4.73 | Residential | Yes | Behind the Meter | Suntuity Solar LLC | AC Electric | Accepted | 2019-09-18 | 2019-09-20 | 2020-09-20 | Yingli Green Energy | YL315D-30b | Solar Panels |  | 0.315 | 15 | 216 | 28 |  | Fixed | Roof
Solar Registration Program | NJSRRE1542416563 | Little Egg Harbor Township | 8087 | 18 | 4.73 | Residential | Yes | Behind the Meter | Suntuity Solar LLC | AC Electric | Accepted | 2019-09-18 | 2019-09-20 | 2020-09-20 | Enphase Energy | IQ7-60-2-US | Inverters | 240 |  | 15 |  |  | 0.97 |  | Outdoor | Behind the PV Modules
Solar Registration Program | NJSRRE1542416595 | Totowa | 7512 | 6 | 4.73 | Residential | No | Behind the Meter | Trinity Solar | PSE&G | Accepted | 2019-09-18 | 2019-09-23 | 2020-09-23 | HANWHA | Q.PEAK DUO BLK-G5 315 | Solar Panels |  | 0.315 | 3 | 136 | 45 |  | Fixed | Roof
Solar Registration Program | NJSRRE1542416595 | Totowa | 7512 | 6 | 4.73 | Residential | No | Behind the Meter | Trinity Solar | PSE&G | Accepted | 2019-09-18 | 2019-09-23 | 2020-09-23 | HANWHA | Q.PEAK DUO BLK-G5 315 | Solar Panels |  | 0.315 | 5 | 136 | 18 |  | Fixed | Roof
Solar Registration Program | NJSRRE1542416595 | Totowa | 7512 | 6 | 4.73 | Residential | No | Behind the Meter | Trinity Solar | PSE&G | Accepted | 2019-09-18 | 2019-09-23 | 2020-09-23 | HANWHA | Q.PEAK DUO BLK-G5 315 | Solar Panels |  | 0.315 | 7 | 316 | 18 |  | Fixed | Roof
Solar Registration Program | NJSRRE1542416595 | Totowa | 7512 | 6 | 4.73 | Residential | No | Behind the Meter | Trinity Solar | PSE&G | Accepted | 2019-09-18 | 2019-09-23 | 2020-09-23 | SOLAR EDGE | SE3800H-US | Inverters | 3800 |  | 1 |  |  | 0.97 |  | Outdoor | SIDE
Solar Registration Program | NJSRRE1542419903 | Englishtown | 7726 | 17 | 4.73 | Residential | Yes | Behind the Meter | Pro Custom Solar dba Momentum Solar | JCP&L | Accepted | 2019-09-18 | 2019-09-20 | 2020-09-20 | HANWHA | Q.PEAK DUO BLK-G5 315 | Solar Panels |  | 0.315 | 15 | 159 | 25 |  | Fixed | Roof
Solar Registration Program | NJSRRE1542419903 | Englishtown | 7726 | 17 | 4.73 | Residential | Yes | Behind the Meter | Pro Custom Solar dba Momentum Solar | JCP&L | Accepted | 2019-09-18 | 2019-09-20 | 2020-09-20 | Enphase Energy | IQ7-60-2-US | Inverters | 250 |  | 15 |  |  | 0.97 |  | Outdoor | Roof
Solar Registration Program | NJSRRE1542422653 | Waldwick | 7463 | 7 | 4.73 | Residential | Yes | Behind the Meter | Trinity Solar | PSE&G | Accepted | 2019-09-19 | 2019-09-23 | 2020-09-23 | Hanwha | Q.PEAK DUO BLK-G5 315 | Solar Panels |  | 0.315 | 15 | 196 | 37 |  | Fixed | Roof
Solar Registration Program | NJSRRE1542422653 | Waldwick | 7463 | 7 | 4.73 | Residential | Yes | Behind the Meter | Trinity Solar | PSE&G | Accepted | 2019-09-19 | 2019-09-23 | 2020-09-23 | Solar Edge | SE3800 | Inverters | 3800 |  | 1 |  |  | 0.97 |  | Outside | side of home
Solar Registration Program | NJSRRE1542431072 | Newark | 7106 | 9 | 4.73 | Residential | Yes | Behind the Meter | Trinity Solar | PSE&G | Accepted | 2019-09-24 | 2019-09-26 | 2020-09-26 | Hanwha | Q.PEAK DUO BLK-G5 315 | Solar Panels |  | 0.315 | 4 | 291 | 30 |  | Fixed | Roof
Solar Registration Program | NJSRRE1542431072 | Newark | 7106 | 9 | 4.73 | Residential | Yes | Behind the Meter | Trinity Solar | PSE&G | Accepted | 2019-09-24 | 2019-09-26 | 2020-09-26 | Hanwha | Q.PEAK DUO BLK-G5 315 | Solar Panels |  | 0.315 | 11 | 111 | 30 |  | Fixed | Roof
Solar Registration Program | NJSRRE1542431072 | Newark | 7106 | 9 | 4.73 | Residential | Yes | Behind the Meter | Trinity Solar | PSE&G | Accepted | 2019-09-24 | 2019-09-26 | 2020-09-26 | Solar Edge | SE3800 | Inverters | 3800 |  | 1 |  |  | 0.97 |  | Outside | side of home
Solar Registration Program | NJSRRE1542431242 | Somerset | 8873 | 5 | 4.73 | Residential | Yes | Behind the Meter | Trinity Solar | PSE&G | Accepted | 2019-09-24 | 2019-09-26 | 2020-09-26 | Hanwha | Q.PEAK DUO BLK-G5 315 | Solar Panels |  | 0.315 | 15 | 103 | 18 |  | Fixed | Roof
Solar Registration Program | NJSRRE1542431242 | Somerset | 8873 | 5 | 4.73 | Residential | Yes | Behind the Meter | Trinity Solar | PSE&G | Accepted | 2019-09-24 | 2019-09-26 | 2020-09-26 | Solar Edge | SE3800 | Inverters | 3800 |  | 1 |  |  | 0.97 |  | Outside | side of home
Solar Registration Program | NJSRRE1542441597 | Merchantville | 8109 | 14 | 4.73 | Residential | Yes | Behind the Meter | Vivint Solar Developer, LLC | PSE&G | Accepted | 2019-09-25 | 2019-09-27 | 2020-09-27 | Hanwha Solar | Q.PEAK BLK-G5 315 | Solar Panels |  | 0.315 | 15 | 125 | 26 |  | Fixed | Roof
Solar Registration Program | NJSRRE1542441597 | Merchantville | 8109 | 14 | 4.73 | Residential | Yes | Behind the Meter | Vivint Solar Developer, LLC | PSE&G | Accepted | 2019-09-25 | 2019-09-27 | 2020-09-27 | solar edge | SE7600H-US | Inverters | 7600 |  | 1 |  |  | 0.992 |  | Outdoor | near utility meter
Solar Registration Program | NJSRRE1542443548 | POMPTON LAKES | 7442 | 6 | 4.73 | Residential | Yes | Behind the Meter | Vivint Solar Developer, LLC | JCP&L | Accepted | 2019-09-26 | 2019-09-30 | 2020-09-30 | Hanwha Solar | Q.PEAK BLK-G5 315 | Solar Panels |  | 0.315 | 15 | 182 | 40 |  | Fixed | Roof
Solar Registration Program | NJSRRE1542443548 | POMPTON LAKES | 7442 | 6 | 4.73 | Residential | Yes | Behind the Meter | Vivint Solar Developer, LLC | JCP&L | Accepted | 2019-09-26 | 2019-09-30 | 2020-09-30 | Solar Edge | SE3800H-US000BNC4 | Inverters | 3800 |  | 1 |  |  | 0.992 |  | Outdoor | near the utility meter
Solar Registration Program | NJSRRE1542448456 | Vineland | 8360 | 20 | 4.73 | Residential | Yes | Behind the Meter | Trinity Solar | Vineland Muni Electric | Accepted | 2019-09-27 | 2019-10-01 | 2020-10-01 | HANWHA | Q.PEAK DUO BLK-G5 315 | Solar Panels |  | 0.315 | 15 | 184 | 18 |  | Fixed | Roof
Solar Registration Program | NJSRRE1542448456 | Vineland | 8360 | 20 | 4.73 | Residential | Yes | Behind the Meter | Trinity Solar | Vineland Muni Electric | Accepted | 2019-09-27 | 2019-10-01 | 2020-10-01 | Solar Edge | SE3800H-US | Inverters | 3800 |  | 1 |  |  | 0.97 |  | Outdoor | side of home
Solar Registration Program | NJSRRE1542461591 | Linden | 7036 | 10 | 4.73 | Residential | Yes | Behind the Meter | Trinity Solar | PSE&G | Accepted | 2019-09-30 | 2019-10-02 | 2020-10-02 | Hanwha | Q.PEAK DUO BLK-G5 315 | Solar Panels |  | 0.315 | 8 | 126 | 37 |  | Fixed | Roof
Solar Registration Program | NJSRRE1542461591 | Linden | 7036 | 10 | 4.73 | Residential | Yes | Behind the Meter | Trinity Solar | PSE&G | Accepted | 2019-09-30 | 2019-10-02 | 2020-10-02 | Hanwha | Q.PEAK DUO BLK-G5 315 | Solar Panels |  | 0.315 | 7 | 216 | 30 |  | Fixed | Roof
Solar Registration Program | NJSRRE1542461591 | Linden | 7036 | 10 | 4.73 | Residential | Yes | Behind the Meter | Trinity Solar | PSE&G | Accepted | 2019-09-30 | 2019-10-02 | 2020-10-02 | Solar Edge | SE3800 | Inverters | 3800 |  | 1 |  |  | 0.97 |  | Outside | side of home
Solar Registration Program | NJSRRE1542474805 | Vineland | 8360 | 20 | 4.73 | Residential | Yes | Behind the Meter | Trinity Solar | Vineland Muni Electric | Accepted | 2019-10-01 | 2019-10-03 | 2020-10-03 | HANWHA | Q.PEAK DUO BLK-G5 315 | Solar Panels |  | 0.315 | 15 | 94 | 34 |  | Fixed | Roof
Solar Registration Program | NJSRRE1542474805 | Vineland | 8360 | 20 | 4.73 | Residential | Yes | Behind the Meter | Trinity Solar | Vineland Muni Electric | Accepted | 2019-10-01 | 2019-10-03 | 2020-10-03 | Solar Edge | SE3800H-US000BNC4 | Inverters | 3800 |  | 1 |  |  | 0.97 |  | Outdoor | side of home
Solar Registration Program | NJSRRE1542494064 | BRICK | 8724 | 18 | 4.73 | Residential | Yes | Behind the Meter | Vivint Solar Developer, LLC | JCP&L | Accepted | 2019-10-02 | 2019-10-04 | 2020-10-04 | Hanwha | Q.PEAK BLK-G5 315w | Solar Panels |  | 0.315 | 4 | 148 | 13 |  | Fixed | Roof
Solar Registration Program | NJSRRE1542494064 | BRICK | 8724 | 18 | 4.73 | Residential | Yes | Behind the Meter | Vivint Solar Developer, LLC | JCP&L | Accepted | 2019-10-02 | 2019-10-04 | 2020-10-04 | Hanwha | Q.PEAK BLK-G5 315w | Solar Panels |  | 0.315 | 11 | 148 | 19 |  | Fixed | Roof
Solar Registration Program | NJSRRE1542494064 | BRICK | 8724 | 18 | 4.73 | Residential | Yes | Behind the Meter | Vivint Solar Developer, LLC | JCP&L | Accepted | 2019-10-02 | 2019-10-04 | 2020-10-04 | Solar Edge | SE3800H-US000BNC4 | Inverters | 3800 |  | 1 |  |  | 0.992 |  | Outdoor | Near the Utility Meter
Solar Registration Program | NJSRRE1542500903 | FAIR LAWN | 7410 | 7 | 4.73 | Residential | Yes | Behind the Meter | Vivint Solar Developer, LLC | PSE&G | Accepted | 2019-10-03 | 2019-10-08 | 2020-10-08 | Hanwha | Q.PEAK DUO BLK-G5 315w | Solar Panels |  | 0.315 | 15 | 160 | 26 |  | Fixed | Roof
Solar Registration Program | NJSRRE1542500903 | FAIR LAWN | 7410 | 7 | 4.73 | Residential | Yes | Behind the Meter | Vivint Solar Developer, LLC | PSE&G | Accepted | 2019-10-03 | 2019-10-08 | 2020-10-08 | Solar Edge | SE3800H-US000BNC4 | Inverters | 3800 |  | 1 |  |  | 0.992 |  | Outdoor | Near the Utility Meter
Solar Registration Program | NJSRRE1542510216 | VILLAS | 8251 | 21 | 4.73 | Residential | Yes | Behind the Meter | Vivint Solar Developer, LLC | AC Electric | Accepted | 2019-10-05 | 2019-10-09 | 2020-10-09 | Hanwha Solar | Q.PEAKBLK-G5315 | Solar Panels |  | 0.315 | 15 | 112 | 23 |  | Fixed | Roof
Solar Registration Program | NJSRRE1542510216 | VILLAS | 8251 | 21 | 4.73 | Residential | Yes | Behind the Meter | Vivint Solar Developer, LLC | AC Electric | Accepted | 2019-10-05 | 2019-10-09 | 2020-10-09 | Solar Edge | SE3800H-US000BNC4 | Inverters | 3800 |  | 1 |  |  | 0.992 |  | Outdoor | near the utility meter
Solar Registration Program | NJSRRE1542511030 | Orange | 7050 | 9 | 4.73 | Residential | Yes | Behind the Meter | Trinity Solar | PSE&G | Accepted | 2019-10-07 | 2019-10-09 | 2020-10-09 | Hanwha | Q.PEAK DUO BLK-G5 315 | Solar Panels |  | 0.315 | 15 | 210 | 45 |  | Fixed | Roof
Solar Registration Program | NJSRRE1542511030 | Orange | 7050 | 9 | 4.73 | Residential | Yes | Behind the Meter | Trinity Solar | PSE&G | Accepted | 2019-10-07 | 2019-10-09 | 2020-10-09 | Solar Edge | SE3800 | Inverters | 3800 |  | 1 |  |  | 0.97 |  | Outside | side of home
Solar Registration Program | NJSRRE1542514985 | Long Branch | 7740 | 17 | 4.73 | Residential | Yes | Behind the Meter | Trinity Solar | JCP&L | Accepted | 2019-10-08 | 2019-10-10 | 2020-10-10 | Hanwha | Q.PEAK DUO BLK-G5 315 | Solar Panels |  | 0.315 | 11 | 219 | 37 |  | Fixed | Roof
Solar Registration Program | NJSRRE1542514985 | Long Branch | 7740 | 17 | 4.73 | Residential | Yes | Behind the Meter | Trinity Solar | JCP&L | Accepted | 2019-10-08 | 2019-10-10 | 2020-10-10 | Hanwha | Q.PEAK DUO BLK-G5 315 | Solar Panels |  | 0.315 | 4 | 309 | 5 |  | Fixed | Roof
Solar Registration Program | NJSRRE1542514985 | Long Branch | 7740 | 17 | 4.73 | Residential | Yes | Behind the Meter | Trinity Solar | JCP&L | Accepted | 2019-10-08 | 2019-10-10 | 2020-10-10 | Solar Edge | SE3800 | Inverters | 3800 |  | 1 |  |  | 0.97 |  | Outside | side of home
Solar Registration Program | NJSRRE1542519368 | Union | 7083 | 10 | 4.73 | Residential | Yes | Behind the Meter | Trinity Solar | PSE&G | Accepted | 2019-10-09 | 2019-10-11 | 2020-10-11 | HANWHA | Q.PEAK DUO BLK-G5 315 | Solar Panels |  | 0.315 | 15 | 263 | 34 |  | Fixed | Roof
Solar Registration Program | NJSRRE1542519368 | Union | 7083 | 10 | 4.73 | Residential | Yes | Behind the Meter | Trinity Solar | PSE&G | Accepted | 2019-10-09 | 2019-10-11 | 2020-10-11 | Solar Edge | SE3800H-US000BNC4 | Inverters | 3800 |  | 1 |  |  | 0.97 |  | Outdoor | side of home
Solar Registration Program | NJSRRE1542521693 | Fair lawn | 7410 | 7 | 4.73 | Residential | Yes | Behind the Meter | Trinity Solar | PSE&G | Accepted | 2019-10-09 | 2019-10-11 | 2020-10-11 | Hanwha | Q.PEAK DUO BLK-G5 315 | Solar Panels |  | 0.315 | 3 | 11 | 14 |  | Fixed | Roof
Solar Registration Program | NJSRRE1542521693 | Fair lawn | 7410 | 7 | 4.73 | Residential | Yes | Behind the Meter | Trinity Solar | PSE&G | Accepted | 2019-10-09 | 2019-10-11 | 2020-10-11 | Hanwha | Q.PEAK DUO BLK-G5 315 | Solar Panels |  | 0.315 | 6 | 191 | 43 |  | Fixed | Roof
Solar Registration Program | NJSRRE1542521693 | Fair lawn | 7410 | 7 | 4.73 | Residential | Yes | Behind the Meter | Trinity Solar | PSE&G | Accepted | 2019-10-09 | 2019-10-11 | 2020-10-11 | Hanwha | Q.PEAK DUO BLK-G5 315 | Solar Panels |  | 0.315 | 6 | 191 | 30 |  | Fixed | Roof
Solar Registration Program | NJSRRE1542521693 | Fair lawn | 7410 | 7 | 4.73 | Residential | Yes | Behind the Meter | Trinity Solar | PSE&G | Accepted | 2019-10-09 | 2019-10-11 | 2020-10-11 | Solar Edge | SE3800 | Inverters | 3800 |  | 1 |  |  | 0.97 |  | Outside | side of home
Solar Registration Program | NJSRRE1542524451 | Lyndhurst | 7071 | 7 | 4.73 | Residential | No | Behind the Meter | Pro Custom Solar dba Momentum Solar | PSE&G | Accepted | 2019-10-10 | 2019-10-14 | 2020-10-14 | HANWHA | Q.PEAK DUO BLK-G5 315 | Solar Panels |  | 0.315 | 11 | 217 | 4 |  | Fixed | Roof
Solar Registration Program | NJSRRE1542524451 | Lyndhurst | 7071 | 7 | 4.73 | Residential | No | Behind the Meter | Pro Custom Solar dba Momentum Solar | PSE&G | Accepted | 2019-10-10 | 2019-10-14 | 2020-10-14 | HANWHA | Q.PEAK DUO BLK-G5 315 | Solar Panels |  | 0.315 | 4 | 307 | 22 |  | Fixed | Roof
Solar Registration Program | NJSRRE1542524451 | Lyndhurst | 7071 | 7 | 4.73 | Residential | No | Behind the Meter | Pro Custom Solar dba Momentum Solar | PSE&G | Accepted | 2019-10-10 | 2019-10-14 | 2020-10-14 | Enphase Energy | IQ7-60-2-US | Inverters | 250 |  | 15 |  |  | 0.97 |  | Outdoor | Roof
Solar Registration Program | NJSRRE1542527760 | Egg Harbor Township | 8234 | 19 | 4.73 | Residential | No | Behind the Meter | Trinity Solar | AC Electric | Accepted | 2019-10-11 | 2019-10-14 | 2020-10-14 | HANWHA | Q.PEAK DUO BLK-G5 315 | Solar Panels |  | 0.315 | 15 | 96 | 34 |  | Fixed | Roof
Solar Registration Program | NJSRRE1542527760 | Egg Harbor Township | 8234 | 19 | 4.73 | Residential | No | Behind the Meter | Trinity Solar | AC Electric | Accepted | 2019-10-11 | 2019-10-14 | 2020-10-14 | Solar Edge | SE3800H-US000BNC4 | Inverters | 3800 |  | 1 |  |  | 0.97 |  | Outdoor | side of home
Solar Registration Program | NJSRRE1542527857 | Paterson | 7502 | 6 | 4.73 | Residential | Yes | Behind the Meter | Trinity Solar | PSE&G | Accepted | 2019-10-11 | 2019-10-16 | 2020-10-16 | Hanwha 315 | Q.PEAK DUO BLK-G5 315 | Solar Panels |  | 0.315 | 3 | 227 | 9 |  | Fixed | Roof
Solar Registration Program | NJSRRE1542527857 | Paterson | 7502 | 6 | 4.73 | Residential | Yes | Behind the Meter | Trinity Solar | PSE&G | Accepted | 2019-10-11 | 2019-10-16 | 2020-10-16 | Hanwha 315 | Q.PEAK DUO BLK-G5 315 | Solar Panels |  | 0.315 | 12 | 137 | 34 |  | Fixed | Roof
Solar Registration Program | NJSRRE1542527857 | Paterson | 7502 | 6 | 4.73 | Residential | Yes | Behind the Meter | Trinity Solar | PSE&G | Accepted | 2019-10-11 | 2019-10-16 | 2020-10-16 | Solar Edge | SE3800H-US | Inverters | 3800 |  | 1 |  |  | 0.97 |  | Outside | side of home
Solar Registration Program | NJSRRE1542540390 | Carteret | 7008 | 11 | 4.73 | Residential | Yes | Behind the Meter | Pro Custom Solar dba Momentum Solar | PSE&G | Accepted | 2019-10-14 | 2019-10-16 | 2020-10-16 | Hanwha | Q.Peak DUO BLK-G5 315 | Solar Panels |  | 0.315 | 15 | 196 | 4 |  | Fixed | Roof
Solar Registration Program | NJSRRE1542540390 | Carteret | 7008 | 11 | 4.73 | Residential | Yes | Behind the Meter | Pro Custom Solar dba Momentum Solar | PSE&G | Accepted | 2019-10-14 | 2019-10-16 | 2020-10-16 | Enphase Energy | IQ6-60-2-US | Inverters | 240 |  | 15 |  |  | 0.97 |  | Outdoor | Roof
Solar Registration Program | NJSRRE1542543706 | Edison | 8817 | 11 | 4.73 | Residential | Yes | Behind the Meter | Suntuity Solar LLC | PSE&G | Accepted | 2019-10-15 | 2019-10-17 | 2020-10-17 | Yingli Green Energy | YL315D-30b | Solar Panels |  | 0.315 | 15 | 226 | 22 |  | Fixed | Roof
Solar Registration Program | NJSRRE1542543706 | Edison | 8817 | 11 | 4.73 | Residential | Yes | Behind the Meter | Suntuity Solar LLC | PSE&G | Accepted | 2019-10-15 | 2019-10-17 | 2020-10-17 | Enphase Energy | IQ7-60-2-US | Inverters | 240 |  | 15 |  |  | 0.97 |  | Outdoor | Behind the PV Modules
Solar Registration Program | NJSRRE1542544079 | Clifton | 7011 | 6 | 4.73 | Residential | Yes | Behind the Meter | Trinity Solar | PSE&G | Accepted | 2019-10-15 | 2019-10-17 | 2020-10-17 | Hanwha | Q.PEAK DUO BLK-G5 315 | Solar Panels |  | 0.315 | 15 | 168 | 10 |  | Fixed | Roof
Solar Registration Program | NJSRRE1542544079 | Clifton | 7011 | 6 | 4.73 | Residential | Yes | Behind the Meter | Trinity Solar | PSE&G | Accepted | 2019-10-15 | 2019-10-17 | 2020-10-17 | Solar Edge | SE3800 | Inverters | 3800 |  | 1 |  |  | 0.97 |  | Outside | side of home
Solar Registration Program | NJSRRE1542544117 | KEYPORT | 7735 | 17 | 4.73 | Residential | Yes | Behind the Meter | Vivint Solar Developer, LLC | JCP&L | Accepted | 2019-10-15 | 2019-10-17 | 2020-10-17 | Hanwha Solar | Q.PEAK BLK-G5 315 | Solar Panels |  | 0.315 | 12 | 291 | 34 |  | Fixed | Roof
Solar Registration Program | NJSRRE1542544117 | KEYPORT | 7735 | 17 | 4.73 | Residential | Yes | Behind the Meter | Vivint Solar Developer, LLC | JCP&L | Accepted | 2019-10-15 | 2019-10-17 | 2020-10-17 | SOLAREDGE | SE3800H-US | Inverters | 3800 |  | 1 |  |  | 0.992 |  | Outdoor | Near the Utility Meter
Solar Registration Program | NJSRRE1542544117 | KEYPORT | 7735 | 17 | 4.73 | Residential | Yes | Behind the Meter | Vivint Solar Developer, LLC | JCP&L | Accepted | 2019-10-15 | 2019-10-17 | 2020-10-17 | Hanwha Solar | Q.PEAK BLK-G5 315 | Solar Panels |  | 0.315 | 3 | 111 | 34 |  | Fixed | Roof
Solar Registration Program | NJSRRE1542544483 | DOVER | 7801 | 3 | 4.73 | Residential | Yes | Behind the Meter | Vivint Solar Developer, LLC | JCP&L | Accepted | 2019-10-15 | 2019-10-18 | 2020-10-18 | Hanwha Solar | Q.PEAK BLK-G5 315 | Solar Panels |  | 0.315 | 15 | 58 | 29 |  | Fixed | Roof
Solar Registration Program | NJSRRE1542544483 | DOVER | 7801 | 3 | 4.73 | Residential | Yes | Behind the Meter | Vivint Solar Developer, LLC | JCP&L | Accepted | 2019-10-15 | 2019-10-18 | 2020-10-18 | Solar Edge | SE3800H-US000BNC4 | Inverters | 3800 |  | 1 |  |  | 0.992 |  | Outdoor | Near the utility meter
Solar Registration Program | NJSRRE1542547449 | Vineland | 8360 | 20 | 4.73 | Residential | Yes | Behind the Meter | Trinity Solar | Vineland Muni Electric | Accepted | 2019-10-16 | 2019-10-18 | 2020-10-18 | Hanwha 315 | Q.PEAK DUO BLK-G5 315 | Solar Panels |  | 0.315 | 15 | 193 | 30 |  | Fixed | Roof
Solar Registration Program | NJSRRE1542547449 | Vineland | 8360 | 20 | 4.73 | Residential | Yes | Behind the Meter | Trinity Solar | Vineland Muni Electric | Accepted | 2019-10-16 | 2019-10-18 | 2020-10-18 | Solar Edge | SE3800H-US | Inverters | 3800 |  | 1 |  |  | 0.97 |  | Outside | side of home
Solar Registration Program | NJSRRE1542553962 | Eatontown | 7724 | 17 | 4.73 | Residential | Yes | Behind the Meter | Pro Custom Solar dba Momentum Solar | JCP&L | Accepted | 2019-10-17 | 2019-10-21 | 2020-10-21 | HANWHA | Q.PEAK DUO BLK-G5 315 | Solar Panels |  | 0.315 | 15 | 234 | 15 |  | Fixed | Roof
Solar Registration Program | NJSRRE1542553962 | Eatontown | 7724 | 17 | 4.73 | Residential | Yes | Behind the Meter | Pro Custom Solar dba Momentum Solar | JCP&L | Accepted | 2019-10-17 | 2019-10-21 | 2020-10-21 | Enphase Energy | IQ6-60-2-US | Inverters | 240 |  | 15 |  |  | 0.97 |  | Outdoor | Roof
Solar Registration Program | NJSRRE1542554054 | NORTH BERGEN | 7047 | 8 | 4.73 | Residential | Yes | Behind the Meter | Vivint Solar Developer, LLC | PSE&G | Accepted | 2019-10-17 | 2019-10-21 | 2020-10-21 | HANWHA SOLAR | Q.PEAK BLK-G5 315 | Solar Panels |  | 0.315 | 6 | 31 | 39 |  | Fixed | Roof
Solar Registration Program | NJSRRE1542554054 | NORTH BERGEN | 7047 | 8 | 4.73 | Residential | Yes | Behind the Meter | Vivint Solar Developer, LLC | PSE&G | Accepted | 2019-10-17 | 2019-10-21 | 2020-10-21 | HANWHA SOLAR | Q.PEAK BLK-G5 315 | Solar Panels |  | 0.315 | 3 | 301 | 39 |  | Fixed | Roof
Solar Registration Program | NJSRRE1542554054 | NORTH BERGEN | 7047 | 8 | 4.73 | Residential | Yes | Behind the Meter | Vivint Solar Developer, LLC | PSE&G | Accepted | 2019-10-17 | 2019-10-21 | 2020-10-21 | HANWHA SOLAR | Q.PEAK BLK-G5 315 | Solar Panels |  | 0.315 | 6 | 211 | 39 |  | Fixed | Roof
Solar Registration Program | NJSRRE1542554054 | NORTH BERGEN | 7047 | 8 | 4.73 | Residential | Yes | Behind the Meter | Vivint Solar Developer, LLC | PSE&G | Accepted | 2019-10-17 | 2019-10-21 | 2020-10-21 | SOLAREDGE | SE3800H-US000BNC4 | Inverters | 3800 |  | 1 |  |  | 0.992 |  | Outdoor | Near the Utility Meter
Solar Registration Program | NJSRRE1542554451 | Newark | 7106 | 9 | 4.73 | Residential | Yes | Behind the Meter | Pro Custom Solar dba Momentum Solar | PSE&G | Accepted | 2019-10-17 | 2019-10-21 | 2020-10-21 | HANWHA | Q.PEAK DUO BLK-G5 315 | Solar Panels |  | 0.315 | 5 | 195 | 24 |  | Fixed | Roof
Solar Registration Program | NJSRRE1542554451 | Newark | 7106 | 9 | 4.73 | Residential | Yes | Behind the Meter | Pro Custom Solar dba Momentum Solar | PSE&G | Accepted | 2019-10-17 | 2019-10-21 | 2020-10-21 | HANWHA | Q.PEAK DUO BLK-G5 315 | Solar Panels |  | 0.315 | 10 | 15 | 25 |  | Fixed | Roof
Solar Registration Program | NJSRRE1542554451 | Newark | 7106 | 9 | 4.73 | Residential | Yes | Behind the Meter | Pro Custom Solar dba Momentum Solar | PSE&G | Accepted | 2019-10-17 | 2019-10-21 | 2020-10-21 | Enphase Energy | IQ7-60-2-US | Inverters | 250 |  | 15 |  |  | 0.97 |  | Outdoor | Roof
Solar Registration Program | NJSRRE1542575093 | Burlington | 8016 | 13 | 4.73 | Residential | Yes | Behind the Meter | Trinity Solar | PSE&G | Accepted | 2019-10-22 | 2019-10-24 | 2020-10-24 | HANWHA | Q.PEAK DUO BLK-G5 315 | Solar Panels |  | 0.315 | 10 | 309 | 27 |  | Fixed | Roof
Solar Registration Program | NJSRRE1542575093 | Burlington | 8016 | 13 | 4.73 | Residential | Yes | Behind the Meter | Trinity Solar | PSE&G | Accepted | 2019-10-22 | 2019-10-24 | 2020-10-24 | HANWHA | Q.PEAK DUO BLK-G5 315 | Solar Panels |  | 0.315 | 5 | 309 | 27 |  | Fixed | Roof
Solar Registration Program | NJSRRE1542575093 | Burlington | 8016 | 13 | 4.73 | Residential | Yes | Behind the Meter | Trinity Solar | PSE&G | Accepted | 2019-10-22 | 2019-10-24 | 2020-10-24 | Solar Edge | SE3800H-US000BNC4 | Inverters | 3800 |  | 1 |  |  | 0.97 |  | Outdoor | side of home
Solar Registration Program | NJSRRE1542575526 | Princeton | 8540 | 12 | 4.73 | Residential | No | Behind the Meter | Trinity Solar | PSE&G | Accepted | 2019-10-22 | 2019-10-24 | 2020-10-24 | Hanwha | Q.PEAK DUO BLK-G5 315 | Solar Panels |  | 0.315 | 15 | 234 | 28 |  | Fixed | Roof
Solar Registration Program | NJSRRE1542575526 | Princeton | 8540 | 12 | 4.73 | Residential | No | Behind the Meter | Trinity Solar | PSE&G | Accepted | 2019-10-22 | 2019-10-24 | 2020-10-24 | Solar Edge | SE3800 | Inverters | 3800 |  | 1 |  |  | 0.97 |  | Outside | side of home
Solar Registration Program | NJSRRE1542578715 | Clifton | 7013 | 6 | 4.73 | Residential | Yes | Behind the Meter | Trinity Solar | PSE&G | Accepted | 2019-10-23 | 2019-10-25 | 2020-10-25 | Hanwha 315 | Q.PEAK DUO BLK-G5 315 | Solar Panels |  | 0.315 | 6 | 20 | 14 |  | Fixed | Roof
Solar Registration Program | NJSRRE1542578715 | Clifton | 7013 | 6 | 4.73 | Residential | Yes | Behind the Meter | Trinity Solar | PSE&G | Accepted | 2019-10-23 | 2019-10-25 | 2020-10-25 | Hanwha 315 | Q.PEAK DUO BLK-G5 315 | Solar Panels |  | 0.315 | 9 | 200 | 12 |  | Fixed | Roof
Solar Registration Program | NJSRRE1542578715 | Clifton | 7013 | 6 | 4.73 | Residential | Yes | Behind the Meter | Trinity Solar | PSE&G | Accepted | 2019-10-23 | 2019-10-25 | 2020-10-25 | Solar Edge | SE3800H-US | Inverters | 3800 |  | 1 |  |  | 0.97 |  | Outside | side of home
Solar Registration Program | NJSRRE1542583115 | PENNSVILLE | 8070 | 16 | 4.73 | Residential | Yes | Behind the Meter | Vivint Solar Developer, LLC | AC Electric | Accepted | 2019-10-24 | 2019-10-28 | 2020-10-28 | Hanwha Solar | Q.PEAK BLK-G5 315 | Solar Panels |  | 0.315 | 15 | 218 | 24 |  | Fixed | Roof
Solar Registration Program | NJSRRE1542583115 | PENNSVILLE | 8070 | 16 | 4.73 | Residential | Yes | Behind the Meter | Vivint Solar Developer, LLC | AC Electric | Accepted | 2019-10-24 | 2019-10-28 | 2020-10-28 | solar edge | SE3800H-US | Inverters | 3800 |  | 1 |  |  | 0.992 |  | Outdoor | near utility meter
Solar Registration Program | NJSRRE1542589581 | Pennsauken | 8110 | 14 | 4.73 | Residential | No | Behind the Meter | Trinity Solar | PSE&G | Accepted | 2019-10-25 | 2019-10-29 | 2020-10-29 | Hanwha | Q.PEAK DUO BLK-G5 315 | Solar Panels |  | 0.315 | 15 | 148 | 34 |  | Fixed | Roof
Solar Registration Program | NJSRRE1542589581 | Pennsauken | 8110 | 14 | 4.73 | Residential | No | Behind the Meter | Trinity Solar | PSE&G | Accepted | 2019-10-25 | 2019-10-29 | 2020-10-29 | Solar Edge | SE3800 | Inverters | 3800 |  | 1 |  |  | 0.97 |  | Outside | side of home
Solar Registration Program | NJSRRE1542738249 | Bergenfield | 7621 | 7 | 4.73 | Residential | No | Behind the Meter | Trinity Solar | PSE&G | Accepted | 2019-10-29 | 2019-10-31 | 2020-10-31 | Q.PEAK DUO BLK-G5 315 | Hanwha | Solar Panels |  | 0.315 | 7 | 177 | 27 |  | Fixed | Roof
Solar Registration Program | NJSRRE1542738249 | Bergenfield | 7621 | 7 | 4.73 | Residential | No | Behind the Meter | Trinity Solar | PSE&G | Accepted | 2019-10-29 | 2019-10-31 | 2020-10-31 | Hanwha | Q.PEAK DUO BLK-G5 315 | Solar Panels |  | 0.315 | 8 | 177 | 40 |  | Fixed | Roof
Solar Registration Program | NJSRRE1542738249 | Bergenfield | 7621 | 7 | 4.73 | Residential | No | Behind the Meter | Trinity Solar | PSE&G | Accepted | 2019-10-29 | 2019-10-31 | 2020-10-31 | Solar Edge | SE3800 | Inverters | 3800 |  | 1 |  |  | 0.97 |  | Outside | side of home
Solar Registration Program | NJSRRE1542790406 | BURLINGTON | 8016 | 13 | 4.73 | Residential | Yes | Behind the Meter | Vivint Solar Developer, LLC | PSE&G | Accepted | 2019-10-30 | 2019-11-01 | 2020-11-01 | HANWHA SOLAR | Q.PEAK BLK-G5 315 | Solar Panels |  | 0.315 | 11 | 156 | 27 |  | Fixed | Roof
Solar Registration Program | NJSRRE1542790406 | BURLINGTON | 8016 | 13 | 4.73 | Residential | Yes | Behind the Meter | Vivint Solar Developer, LLC | PSE&G | Accepted | 2019-10-30 | 2019-11-01 | 2020-11-01 | HANWHA SOLAR | Q.PEAK BLK-G5 315 | Solar Panels |  | 0.315 | 4 | 156 | 26 |  | Fixed | Roof
Solar Registration Program | NJSRRE1542790406 | BURLINGTON | 8016 | 13 | 4.73 | Residential | Yes | Behind the Meter | Vivint Solar Developer, LLC | PSE&G | Accepted | 2019-10-30 | 2019-11-01 | 2020-11-01 | SOLAREDGE | SE3800H-US000BNC4 | Inverters | 3800 |  | 1 |  |  | 0.992 |  | Outdoor | Near The Utility Meter
Solar Registration Program | NJSRRE1542839372 | Bayonne | 7002 | 8 | 4.73 | Residential | No | Behind the Meter | Suntuity Solar LLC | PSE&G | Accepted | 2019-10-31 | 2019-11-04 | 2020-11-04 | Yingli Green Energy | YL315D-30b | Solar Panels |  | 0.315 | 8 | 122 | 38 |  | Fixed | Roof
Solar Registration Program | NJSRRE1542839372 | Bayonne | 7002 | 8 | 4.73 | Residential | No | Behind the Meter | Suntuity Solar LLC | PSE&G | Accepted | 2019-10-31 | 2019-11-04 | 2020-11-04 | Yingli Green Energy | YL315D-30b | Solar Panels |  | 0.315 | 7 | 212 | 3 |  | Fixed | Roof
Solar Registration Program | NJSRRE1542839372 | Bayonne | 7002 | 8 | 4.73 | Residential | No | Behind the Meter | Suntuity Solar LLC | PSE&G | Accepted | 2019-10-31 | 2019-11-04 | 2020-11-04 | Enphase Energy | IQ7-60-2-US | Inverters | 240 |  | 15 |  |  | 0.97 |  | Outdoor | Behind the PV Modules
Solar Registration Program | NJSRRE1542839978 | North Brunswick | 8902 | 11 | 4.73 | Residential | No | Behind the Meter | Pro Custom Solar dba Momentum Solar | PSE&G | Accepted | 2019-10-31 | 2019-11-04 | 2020-11-04 | HANWHA | Q.PEAK DUO BLK-G5 315 | Solar Panels |  | 0.315 | 15 | 128 | 34 |  | Fixed | Roof
Solar Registration Program | NJSRRE1542839978 | North Brunswick | 8902 | 11 | 4.73 | Residential | No | Behind the Meter | Pro Custom Solar dba Momentum Solar | PSE&G | Accepted | 2019-10-31 | 2019-11-04 | 2020-11-04 | Enphase Energy | IQ7-60-2-US | Inverters | 250 |  | 15 |  |  | 0.97 |  | Outdoor | Roof
Solar Registration Program | NJSRRE1542850499 | Belleville | 7109 | 9 | 4.73 | Residential | Yes | Behind the Meter | Pro Custom Solar dba Momentum Solar | PSE&G | Accepted | 2019-10-31 | 2019-11-04 | 2020-11-04 | HANWHA | Q.PEAK DUO BLK-G5 315 | Solar Panels |  | 0.315 | 15 | 103 | 35 |  | Fixed | Roof
Solar Registration Program | NJSRRE1542850499 | Belleville | 7109 | 9 | 4.73 | Residential | Yes | Behind the Meter | Pro Custom Solar dba Momentum Solar | PSE&G | Accepted | 2019-10-31 | 2019-11-04 | 2020-11-04 | Enphase Energy | IQ6-60-2-US | Inverters | 240 |  | 15 |  |  | 0.97 |  | Outdoor | Roof
Solar Registration Program | NJSRRE1542863990 | Bellmawr | 8031 | 14 | 4.73 | Residential | Yes | Behind the Meter | Trinity Solar | PSE&G | Accepted | 2019-11-01 | 2019-11-05 | 2020-11-05 | Hanwha | Q.PEAK DUO BLK-G5 315 | Solar Panels |  | 0.315 | 12 | 239 | 45 |  | Fixed | Roof
Solar Registration Program | NJSRRE1542863990 | Bellmawr | 8031 | 14 | 4.73 | Residential | Yes | Behind the Meter | Trinity Solar | PSE&G | Accepted | 2019-11-01 | 2019-11-05 | 2020-11-05 | Hanwha | Q.PEAK DUO BLK-G5 315 | Solar Panels |  | 0.315 | 3 | 239 | 30 |  | Fixed | Roof
Solar Registration Program | NJSRRE1542863990 | Bellmawr | 8031 | 14 | 4.73 | Residential | Yes | Behind the Meter | Trinity Solar | PSE&G | Accepted | 2019-11-01 | 2019-11-05 | 2020-11-05 | Solar Edge | SE3800 | Inverters | 3800 |  | 1 |  |  | 0.97 |  | Outside | side of home
Solar Registration Program | NJSRRE1543041132 | Port Monmouth | 7758 | 17 | 4.73 | Residential | Yes | Behind the Meter | Vivint Solar Developer, LLC | JCP&L | Accepted | 2019-11-06 | 2019-11-11 | 2020-11-11 | Hanwha | Q.PEAK BLK-G5 315 | Solar Panels |  | 0.315 | 15 | 95 | 24 |  | Fixed | Roof
Solar Registration Program | NJSRRE1543041132 | Port Monmouth | 7758 | 17 | 4.73 | Residential | Yes | Behind the Meter | Vivint Solar Developer, LLC | JCP&L | Accepted | 2019-11-06 | 2019-11-11 | 2020-11-11 | Solar Edge | SE3800H-US000BNC4 | Inverters | 3800 |  | 1 |  |  | 0.992 |  | Outdoor | Near the utility meter
Solar Registration Program | NJSRRE1543056223 | Jersey City | 7304 | 8 | 4.73 | Residential | Yes | Behind the Meter | Vivint Solar Developer, LLC | PSE&G | Accepted | 2019-11-09 | 2019-11-12 | 2020-11-12 | Hanwha | Q.PEAK BLK-G5 315 | Solar Panels |  | 0.315 | 15 | 37 | 4 |  | Fixed | Roof
Solar Registration Program | NJSRRE1543056223 | Jersey City | 7304 | 8 | 4.73 | Residential | Yes | Behind the Meter | Vivint Solar Developer, LLC | PSE&G | Accepted | 2019-11-09 | 2019-11-12 | 2020-11-12 | Solar Edge | SE3800H-US000BNC4 | Inverters | 3800 |  | 1 |  |  | 0.992 |  | Outdoor | Near the utility meter
Solar Registration Program | NJSRRE1543060358 | Browns Mills | 8015 | 13 | 4.73 | Residential | Yes | Behind the Meter | Trinity Solar | JCP&L | Accepted | 2019-11-08 | 2019-11-13 | 2020-11-13 | Hanwha | Q.PEAK DUO BLK-G5 315 | Solar Panels |  | 0.315 | 2 | 196 | 18 |  | Fixed | Roof
Solar Registration Program | NJSRRE1543060358 | Browns Mills | 8015 | 13 | 4.73 | Residential | Yes | Behind the Meter | Trinity Solar | JCP&L | Accepted | 2019-11-08 | 2019-11-13 | 2020-11-13 | Hanwha | Q.PEAK DUO BLK-G5 315 | Solar Panels |  | 0.315 | 13 | 196 | 18 |  | Fixed | Roof
Solar Registration Program | NJSRRE1543060358 | Browns Mills | 8015 | 13 | 4.73 | Residential | Yes | Behind the Meter | Trinity Solar | JCP&L | Accepted | 2019-11-08 | 2019-11-13 | 2020-11-13 | Solar Edge | SE3800 | Inverters | 3800 |  | 1 |  |  | 0.97 |  | Outside | side of home
Solar Registration Program | NJSRRE1543060828 | Woodbury | 8096 | 15 | 4.73 | Residential | Yes | Behind the Meter | Pro Custom Solar dba Momentum Solar | PSE&G | Accepted | 2019-11-08 | 2019-11-13 | 2020-11-13 | Hanwha | Q.Peak DUO BLK-G5 315 | Solar Panels |  | 0.315 | 4 | 232 | 22 |  | Fixed | Roof
Solar Registration Program | NJSRRE1543060828 | Woodbury | 8096 | 15 | 4.73 | Residential | Yes | Behind the Meter | Pro Custom Solar dba Momentum Solar | PSE&G | Accepted | 2019-11-08 | 2019-11-13 | 2020-11-13 | Hanwha | Q.Peak DUO BLK-G5 315 | Solar Panels |  | 0.315 | 6 | 142 | 37 |  | Fixed | Roof
Solar Registration Program | NJSRRE1543060828 | Woodbury | 8096 | 15 | 4.73 | Residential | Yes | Behind the Meter | Pro Custom Solar dba Momentum Solar | PSE&G | Accepted | 2019-11-08 | 2019-11-13 | 2020-11-13 | Hanwha | Q.Peak DUO BLK-G5 315 | Solar Panels |  | 0.315 | 2 | 52 | 24 |  | Fixed | Roof
Solar Registration Program | NJSRRE1543060828 | Woodbury | 8096 | 15 | 4.73 | Residential | Yes | Behind the Meter | Pro Custom Solar dba Momentum Solar | PSE&G | Accepted | 2019-11-08 | 2019-11-13 | 2020-11-13 | Hanwha | Q.Peak DUO BLK-G5 315 | Solar Panels |  | 0.315 | 3 | 142 | 34 |  | Fixed | Roof
Solar Registration Program | NJSRRE1543060828 | Woodbury | 8096 | 15 | 4.73 | Residential | Yes | Behind the Meter | Pro Custom Solar dba Momentum Solar | PSE&G | Accepted | 2019-11-08 | 2019-11-13 | 2020-11-13 | Enphase Energy | IQ6-60-2-US | Inverters | 240 |  | 15 |  |  | 0.97 |  | Outdoor | Roof
Solar Registration Program | NJSRRE1543065897 | CAMDEN | 8105 | 14 | 4.73 | Residential | Yes | Behind the Meter | Vivint Solar Developer, LLC | PSE&G | Accepted | 2019-11-11 | 2019-11-13 | 2020-11-13 | Hanwha | Q.PEAK BLK G5 315 | Solar Panels |  | 0.315 | 15 | 352 | 2 |  | Fixed | Roof
Solar Registration Program | NJSRRE1543065897 | CAMDEN | 8105 | 14 | 4.73 | Residential | Yes | Behind the Meter | Vivint Solar Developer, LLC | PSE&G | Accepted | 2019-11-11 | 2019-11-13 | 2020-11-13 | Solar Edge | SE3800H-US | Inverters | 3800 |  | 1 |  |  | 0.992 |  | Outdoor | Near the Utility Meter
Solar Registration Program | NJSRRE1543151862 | Irvington | 7111 | 9 | 4.73 | Residential | Yes | Behind the Meter | Trinity Solar | PSE&G | Accepted | 2019-11-13 | 2019-11-15 | 2020-11-15 | HANWHA | Q.PEAK DUO BLK-G5 315 | Solar Panels |  | 0.315 | 10 | 200 | 18 |  | Fixed | Roof
Solar Registration Program | NJSRRE1543151862 | Irvington | 7111 | 9 | 4.73 | Residential | Yes | Behind the Meter | Trinity Solar | PSE&G | Accepted | 2019-11-13 | 2019-11-15 | 2020-11-15 | HANWHA | Q.PEAK DUO BLK-G5 315 | Solar Panels |  | 0.315 | 5 | 200 | 18 |  | Fixed | Roof
Solar Registration Program | NJSRRE1543151862 | Irvington | 7111 | 9 | 4.73 | Residential | Yes | Behind the Meter | Trinity Solar | PSE&G | Accepted | 2019-11-13 | 2019-11-15 | 2020-11-15 | Solar Edge | SE3800H-US000BNC4 | Inverters | 3800 |  | 1 |  |  | 0.97 |  | Outdoor | side of home
Solar Registration Program | NJSRRE1543417269 | West Orange | 7052 | 9 | 4.73 | Residential | Yes | Behind the Meter | Pro Custom Solar dba Momentum Solar | PSE&G | Accepted | 2019-11-18 | 2019-11-20 | 2020-11-20 | HANWHA | Q.PEAK DUO BLK-G5 315 | Solar Panels |  | 0.315 | 15 | 118 | 24 |  | Fixed | Roof
Solar Registration Program | NJSRRE1543417269 | West Orange | 7052 | 9 | 4.73 | Residential | Yes | Behind the Meter | Pro Custom Solar dba Momentum Solar | PSE&G | Accepted | 2019-11-18 | 2019-11-20 | 2020-11-20 | Enphase Energy | IQ6-60-2-US | Inverters | 240 |  | 15 |  |  | 0.97 |  | Outdoor | Roof
Solar Registration Program | NJSRRE1543417584 | HIGHLAND PARK | 8904 | 11 | 4.73 | Residential | Yes | Behind the Meter | Vivint Solar Developer, LLC | PSE&G | Accepted | 2019-11-18 | 2019-11-20 | 2020-11-20 | Hanwha | Q.PEAK BLK-G5 315 | Solar Panels |  | 0.315 | 15 | 162 | 35 |  | Fixed | Roof
Solar Registration Program | NJSRRE1543417584 | HIGHLAND PARK | 8904 | 11 | 4.73 | Residential | Yes | Behind the Meter | Vivint Solar Developer, LLC | PSE&G | Accepted | 2019-11-18 | 2019-11-20 | 2020-11-20 | Solar Edge | SE3800H-US000BNC4 | Inverters | 3800 |  | 1 |  |  | 0.992 |  | Outdoor | Near the utility meter
Solar Registration Program | NJSRRE1543418025 | Mount Royal | 8061 | 15 | 4.73 | Residential | Yes | Behind the Meter | Trinity Solar | AC Electric | Accepted | 2019-11-18 | 2019-11-20 | 2020-11-20 | Hanwha | Q.PEAK DUO BLK-G5 315 | Solar Panels |  | 0.315 | 15 | 183 | 27 |  | Fixed | Roof
Solar Registration Program | NJSRRE1543418025 | Mount Royal | 8061 | 15 | 4.73 | Residential | Yes | Behind the Meter | Trinity Solar | AC Electric | Accepted | 2019-11-18 | 2019-11-20 | 2020-11-20 | Solar Edge | SE3800 | Inverters | 3800 |  | 1 |  |  | 0.97 |  | Outside | side of home
Solar Registration Program | NJSRRE1543421788 | Mt Ephraim | 8059 | 14 | 4.73 | Residential | Yes | Behind the Meter | Trinity Solar | PSE&G | Accepted | 2019-11-19 | 2019-11-22 | 2020-11-22 | Hanwha | Q.PEAK DUO BLK-G5 315 | Solar Panels |  | 0.315 | 15 | 207 | 21 |  | Fixed | Roof
Solar Registration Program | NJSRRE1543421788 | Mt Ephraim | 8059 | 14 | 4.73 | Residential | Yes | Behind the Meter | Trinity Solar | PSE&G | Accepted | 2019-11-19 | 2019-11-22 | 2020-11-22 | Solar Edge | SE3800 | Inverters | 3800 |  | 1 |  |  | 0.97 |  | Outside | side of home
Solar Registration Program | NJSRRE1543421827 | Union | 7083 | 10 | 4.73 | Residential | Yes | Behind the Meter | Pro Custom Solar dba Momentum Solar | PSE&G | Accepted | 2019-11-19 | 2019-11-22 | 2020-11-22 | Hanwha | Q.Peak DUO BLK-G5 315 | Solar Panels |  | 0.315 | 6 | 247 | 27 |  | Fixed | Roof
Solar Registration Program | NJSRRE1543421827 | Union | 7083 | 10 | 4.73 | Residential | Yes | Behind the Meter | Pro Custom Solar dba Momentum Solar | PSE&G | Accepted | 2019-11-19 | 2019-11-22 | 2020-11-22 | Hanwha | Q.Peak DUO BLK-G5 315 | Solar Panels |  | 0.315 | 9 | 157 | 24 |  | Fixed | Roof
Solar Registration Program | NJSRRE1543421827 | Union | 7083 | 10 | 4.73 | Residential | Yes | Behind the Meter | Pro Custom Solar dba Momentum Solar | PSE&G | Accepted | 2019-11-19 | 2019-11-22 | 2020-11-22 | Enphase Energy | IQ6-60-2-US | Inverters | 240 |  | 15 |  |  | 0.97 |  | Outdoor | Roof
Solar Registration Program | NJSRRE1543443464 | Cedar Grove | 7009 | 9 | 4.73 | Residential | Yes | Behind the Meter | Pro Custom Solar dba Momentum Solar | PSE&G | Accepted | 2019-11-25 | 2019-11-27 | 2020-11-27 | Hanwha | Q.Peak DUO BLK-G5 315 | Solar Panels |  | 0.315 | 10 | 120 | 23 |  | Fixed | Roof
Solar Registration Program | NJSRRE1543443464 | Cedar Grove | 7009 | 9 | 4.73 | Residential | Yes | Behind the Meter | Pro Custom Solar dba Momentum Solar | PSE&G | Accepted | 2019-11-25 | 2019-11-27 | 2020-11-27 | Hanwha | Q.Peak DUO BLK-G5 315 | Solar Panels |  | 0.315 | 5 | 120 | 24 |  | Fixed | Roof
Solar Registration Program | NJSRRE1543443464 | Cedar Grove | 7009 | 9 | 4.73 | Residential | Yes | Behind the Meter | Pro Custom Solar dba Momentum Solar | PSE&G | Accepted | 2019-11-25 | 2019-11-27 | 2020-11-27 | Enphase Energy | IQ6-60-2-US | Inverters | 240 |  | 15 |  |  | 0.97 |  | Outdoor | Roof
Solar Registration Program | NJSRRE1543446643 | New Brunswick | 8902 | 11 | 4.73 | Residential | No | Behind the Meter | Trinity Solar | PSE&G | Accepted | 2019-11-26 | 2019-12-02 | 2020-12-02 | HANWHA | Q.PEAK DUO BLK-G5 315 | Solar Panels |  | 0.315 | 15 | 129 | 23 |  | Fixed | Roof
Solar Registration Program | NJSRRE1543446643 | New Brunswick | 8902 | 11 | 4.73 | Residential | No | Behind the Meter | Trinity Solar | PSE&G | Accepted | 2019-11-26 | 2019-12-02 | 2020-12-02 | Solar Edge | SE3800H-US000BNC4 | Inverters | 3800 |  | 1 |  |  | 0.97 |  | Outdoor | side of home
Solar Registration Program | NJSRRE1543450915 | Somers Point | 8244 | 19 | 4.73 | Residential | Yes | Behind the Meter | Trinity Solar | AC Electric | Accepted | 2019-11-27 | 2019-12-03 | 2020-12-03 | Hanwha | Q.PEAK DUO BLK-G5 315 | Solar Panels |  | 0.315 | 15 | 128 | 18 |  | Fixed | Roof
Solar Registration Program | NJSRRE1543450915 | Somers Point | 8244 | 19 | 4.73 | Residential | Yes | Behind the Meter | Trinity Solar | AC Electric | Accepted | 2019-11-27 | 2019-12-03 | 2020-12-03 | Solar Edge | SE3800 | Inverters | 3800 |  | 1 |  |  | 0.97 |  | Outside | side of home
Solar Registration Program | NJSRRE1543450979 | Clifton | 7011 | 6 | 4.73 | Residential | Yes | Behind the Meter | Trinity Solar | PSE&G | Accepted | 2019-11-27 | 2019-12-03 | 2020-12-03 | Hanwha | Q.PEAK DUO BLK-G5 315 | Solar Panels |  | 0.315 | 15 | 167 | 30 |  | Fixed | Roof
Solar Registration Program | NJSRRE1543450979 | Clifton | 7011 | 6 | 4.73 | Residential | Yes | Behind the Meter | Trinity Solar | PSE&G | Accepted | 2019-11-27 | 2019-12-03 | 2020-12-03 | Solar Edge | SE3800 | Inverters | 3800 |  | 1 |  |  | 0.97 |  | Outside | side of home
Solar Registration Program | NJSRRE1543451844 | Bloomfield | 7003 | 9 | 4.73 | Residential | Yes | Behind the Meter | Trinity Solar | PSE&G | Accepted | 2019-11-27 | 2019-12-03 | 2020-12-03 | Hanwha | Q.PEAK DUO BLK-G5 315 | Solar Panels |  | 0.315 | 15 | 263 | 45 |  | Fixed | Roof
Solar Registration Program | NJSRRE1543451844 | Bloomfield | 7003 | 9 | 4.73 | Residential | Yes | Behind the Meter | Trinity Solar | PSE&G | Accepted | 2019-11-27 | 2019-12-03 | 2020-12-03 | Solar Edge | SE3800 | Inverters | 3800 |  | 1 |  |  | 0.97 |  | Outside | side of home
Solar Registration Program | NJSRRE1543465461 | EWING | 8618 | 12 | 4.73 | Residential | Yes | Behind the Meter | Vivint Solar Developer, LLC | PSE&G | Accepted | 2019-12-02 | 2019-12-05 | 2020-12-05 | HANWHA SOLAR | Q.PEAK BLK-G5 315 | Solar Panels |  | 0.315 | 15 | 128 | 22 |  | Fixed | Roof
Solar Registration Program | NJSRRE1543465461 | EWING | 8618 | 12 | 4.73 | Residential | Yes | Behind the Meter | Vivint Solar Developer, LLC | PSE&G | Accepted | 2019-12-02 | 2019-12-05 | 2020-12-05 | SOLAREDGE | SE3800H-US | Inverters | 3800 |  | 1 |  |  | 0.992 |  | Outdoor | Near the Utility Meter
Solar Registration Program | NJSRRE1543473757 | West Deptford | 8086 | 15 | 4.73 | Residential | Yes | Behind the Meter | Trinity Solar | PSE&G | Accepted | 2019-12-03 | 2019-12-05 | 2020-12-05 | Hanwha 315 | Q.PEAK DUO BLK-G5 315 | Solar Panels |  | 0.315 | 3 | 341 | 18 |  | Fixed | Roof
Solar Registration Program | NJSRRE1543473757 | West Deptford | 8086 | 15 | 4.73 | Residential | Yes | Behind the Meter | Trinity Solar | PSE&G | Accepted | 2019-12-03 | 2019-12-05 | 2020-12-05 | Hanwha 315 | Q.PEAK DUO BLK-G5 315 | Solar Panels |  | 0.315 | 6 | 341 | 16 |  | Fixed | Roof
Solar Registration Program | NJSRRE1543473757 | West Deptford | 8086 | 15 | 4.73 | Residential | Yes | Behind the Meter | Trinity Solar | PSE&G | Accepted | 2019-12-03 | 2019-12-05 | 2020-12-05 | Hanwha 315 | Q.PEAK DUO BLK-G5 315 | Solar Panels |  | 0.315 | 6 | 161 | 16 |  | Fixed | Roof
Solar Registration Program | NJSRRE1543473757 | West Deptford | 8086 | 15 | 4.73 | Residential | Yes | Behind the Meter | Trinity Solar | PSE&G | Accepted | 2019-12-03 | 2019-12-05 | 2020-12-05 | Solar Edge | SE3800H-US | Inverters | 3800 |  | 1 |  |  | 0.97 |  | Outside | side of home
Solar Registration Program | NJSRRE1543478079 | Hillsborough | 8844 | 5 | 4.73 | Residential | No | Behind the Meter | Trinity Solar | PSE&G | Accepted | 2019-12-04 | 2019-12-06 | 2020-12-06 | Hanwha 315 | Q.PEAK DUO BLK-G5 315 | Solar Panels |  | 0.315 | 8 | 107 | 34 |  | Fixed | Roof
Solar Registration Program | NJSRRE1543478079 | Hillsborough | 8844 | 5 | 4.73 | Residential | No | Behind the Meter | Trinity Solar | PSE&G | Accepted | 2019-12-04 | 2019-12-06 | 2020-12-06 | Hanwha 315 | Q.PEAK DUO BLK-G5 315 | Solar Panels |  | 0.315 | 4 | 107 | 34 |  | Fixed | Roof
Solar Registration Program | NJSRRE1543478079 | Hillsborough | 8844 | 5 | 4.73 | Residential | No | Behind the Meter | Trinity Solar | PSE&G | Accepted | 2019-12-04 | 2019-12-06 | 2020-12-06 | Hanwha 315 | Q.PEAK DUO BLK-G5 315 | Solar Panels |  | 0.315 | 3 | 197 | 40 |  | Fixed | Roof
Solar Registration Program | NJSRRE1543478079 | Hillsborough | 8844 | 5 | 4.73 | Residential | No | Behind the Meter | Trinity Solar | PSE&G | Accepted | 2019-12-04 | 2019-12-06 | 2020-12-06 | Solar Edge | SE3800H-US | Inverters | 3800 |  | 1 |  |  | 0.97 |  | Outside | side of home
Solar Registration Program | NJSRRE1543491488 | Neptune City | 7753 | 17 | 4.73 | Residential | Yes | Behind the Meter | Trinity Solar | JCP&L | Accepted | 2019-12-06 | 2019-12-10 | 2020-12-10 | Hanwha | Q.PEAK DUO BLK-G5 315 | Solar Panels |  | 0.315 | 11 | 170 | 30 |  | Fixed | Roof
Solar Registration Program | NJSRRE1543491488 | Neptune City | 7753 | 17 | 4.73 | Residential | Yes | Behind the Meter | Trinity Solar | JCP&L | Accepted | 2019-12-06 | 2019-12-10 | 2020-12-10 | Hanwha | Q.PEAK DUO BLK-G5 315 | Solar Panels |  | 0.315 | 2 | 80 | 30 |  | Fixed | Roof
Solar Registration Program | NJSRRE1543491488 | Neptune City | 7753 | 17 | 4.73 | Residential | Yes | Behind the Meter | Trinity Solar | JCP&L | Accepted | 2019-12-06 | 2019-12-10 | 2020-12-10 | Hanwha | Q.PEAK DUO BLK-G5 315 | Solar Panels |  | 0.315 | 2 | 260 | 30 |  | Fixed | Roof
Solar Registration Program | NJSRRE1543491488 | Neptune City | 7753 | 17 | 4.73 | Residential | Yes | Behind the Meter | Trinity Solar | JCP&L | Accepted | 2019-12-06 | 2019-12-10 | 2020-12-10 | Solar Edge | SE3800 | Inverters | 3800 |  | 1 |  |  | 0.97 |  | Outside | side of home
Solar Registration Program | NJSRRE1543502165 | Keyport | 7735 | 17 | 4.73 | Residential | Yes | Behind the Meter | Vivint Solar Developer, LLC | JCP&L | Accepted | 2019-12-09 | 2019-12-12 | 2020-12-12 | Hanwha | Q.PEAK BLK-G5 315 | Solar Panels |  | 0.315 | 9 | 281 | 22 |  | Fixed | Roof
Solar Registration Program | NJSRRE1543502165 | Keyport | 7735 | 17 | 4.73 | Residential | Yes | Behind the Meter | Vivint Solar Developer, LLC | JCP&L | Accepted | 2019-12-09 | 2019-12-12 | 2020-12-12 | Hanwha | Q.PEAK BLK-G5 315 | Solar Panels |  | 0.315 | 6 | 191 | 22 |  | Fixed | Roof
Solar Registration Program | NJSRRE1543502165 | Keyport | 7735 | 17 | 4.73 | Residential | Yes | Behind the Meter | Vivint Solar Developer, LLC | JCP&L | Accepted | 2019-12-09 | 2019-12-12 | 2020-12-12 | Solar Edge | SE3800H-US | Inverters | 3800 |  | 1 |  |  | 0.992 |  | Outdoor | Near the utility meter
Solar Registration Program | NJSRRE1543505556 | Toms River | 8753 | 18 | 4.73 | Residential | No | Behind the Meter | Suntuity Solar LLC | JCP&L | Accepted | 2019-12-10 | 2019-12-13 | 2020-12-13 | Yingli Green Energy | YL315D-30b | Solar Panels |  | 0.315 | 8 | 272 | 10 |  | Fixed | Roof
Solar Registration Program | NJSRRE1543505556 | Toms River | 8753 | 18 | 4.73 | Residential | No | Behind the Meter | Suntuity Solar LLC | JCP&L | Accepted | 2019-12-10 | 2019-12-13 | 2020-12-13 | Yingli Green Energy | YL315D-30b | Solar Panels |  | 0.315 | 7 | 92 | 13 |  | Fixed | Roof
Solar Registration Program | NJSRRE1543505556 | Toms River | 8753 | 18 | 4.73 | Residential | No | Behind the Meter | Suntuity Solar LLC | JCP&L | Accepted | 2019-12-10 | 2019-12-13 | 2020-12-13 | Enphase Energy | IQ7-60-2-US | Inverters | 240 |  | 15 |  |  | 0.97 |  | Outdoor | Behind the PV Modules
Solar Registration Program | NJSRRE1543505599 | Marlton | 8053 | 13 | 4.73 | Residential | Yes | Behind the Meter | Trinity Solar | PSE&G | Accepted | 2019-12-10 | 2019-12-12 | 2020-12-12 | HANWHA | Q.PEAK DUO BLK-G5 315 | Solar Panels |  | 0.315 | 15 | 189 | 30 |  | Fixed | Roof
Solar Registration Program | NJSRRE1543505599 | Marlton | 8053 | 13 | 4.73 | Residential | Yes | Behind the Meter | Trinity Solar | PSE&G | Accepted | 2019-12-10 | 2019-12-12 | 2020-12-12 | Solar Edge | SE3800H-US000BNC4 | Inverters | 3800 |  | 1 |  |  | 0.97 |  | Outdoor | side of home
Solar Registration Program | NJSRRE1543506839 | Pennsauken | 8110 | 14 | 4.73 | Residential | Yes | Behind the Meter | Vivint Solar Developer, LLC | PSE&G | Accepted | 2019-12-11 | 2019-12-13 | 2020-12-13 | Hanwha Solar | Q.PEAK BLK-G5 315 | Solar Panels |  | 0.315 | 9 | 237 | 27 |  | Fixed | Roof
Solar Registration Program | NJSRRE1543506839 | Pennsauken | 8110 | 14 | 4.73 | Residential | Yes | Behind the Meter | Vivint Solar Developer, LLC | PSE&G | Accepted | 2019-12-11 | 2019-12-13 | 2020-12-13 | Hanwha Solar | Q.PEAK BLK-G5 315 | Solar Panels |  | 0.315 | 6 | 57 | 27 |  | Fixed | Roof
Solar Registration Program | NJSRRE1543506839 | Pennsauken | 8110 | 14 | 4.73 | Residential | Yes | Behind the Meter | Vivint Solar Developer, LLC | PSE&G | Accepted | 2019-12-11 | 2019-12-13 | 2020-12-13 | Solar Edge | SE3800H-US | Inverters | 3800 |  | 1 |  |  | 0.992 |  | Outdoor | Near the utility meter
Solar Registration Program | NJSRRE1543513180 | Southampton Township | 8088 | 13 | 4.73 | Residential | No | Behind the Meter | Trinity Solar | PSE&G | Accepted | 2019-12-11 | 2019-12-16 | 2020-12-16 | YINGLI 315 | YL315D-30b | Solar Panels |  | 0.315 | 15 | 217 | 23 |  | Fixed | Roof
Solar Registration Program | NJSRRE1543513180 | Southampton Township | 8088 | 13 | 4.73 | Residential | No | Behind the Meter | Trinity Solar | PSE&G | Accepted | 2019-12-11 | 2019-12-16 | 2020-12-16 | Solar Edge | SE3800H-US000BNC4 | Inverters | 3800 |  | 1 |  |  | 0.97 |  | Outdoor | side of home
Solar Registration Program | NJSRRE1543547212 | North Cape May | 8204 | 21 | 4.73 | Residential | Yes | Behind the Meter | Trinity Solar | AC Electric | Accepted | 2019-12-13 | 2019-12-17 | 2020-12-17 | Hanwha 315 | Q.PEAK DUO BLK-G5 315 | Solar Panels |  | 0.315 | 15 | 189 | 12 |  | Fixed | Roof
Solar Registration Program | NJSRRE1543547212 | North Cape May | 8204 | 21 | 4.73 | Residential | Yes | Behind the Meter | Trinity Solar | AC Electric | Accepted | 2019-12-13 | 2019-12-17 | 2020-12-17 | Solar Edge | SE3800H-US | Inverters | 3800 |  | 1 |  |  | 0.97 |  | Outside | side of home
Solar Registration Program | NJSRRE1543547291 | Hillside | 7205 | 10 | 4.73 | Residential | Yes | Behind the Meter | Pro Custom Solar dba Momentum Solar | PSE&G | Accepted | 2019-12-13 | 2019-12-18 | 2020-12-18 | HANWHA | Q.PEAK DUO BLK-G5 315 | Solar Panels |  | 0.315 | 15 | 169 | 39 |  | Fixed | Roof
Solar Registration Program | NJSRRE1543547291 | Hillside | 7205 | 10 | 4.73 | Residential | Yes | Behind the Meter | Pro Custom Solar dba Momentum Solar | PSE&G | Accepted | 2019-12-13 | 2019-12-18 | 2020-12-18 | Enphase Energy | IQ6-60-2-US | Inverters | 230 |  | 15 |  |  | 0.97 |  | Outdoor | Roof
Solar Registration Program | NJSRRE1543548020 | Parlin | 8859 | 11 | 4.73 | Residential | No | Behind the Meter | Pro Custom Solar dba Momentum Solar | JCP&L | Accepted | 2019-12-13 | 2019-12-19 | 2020-12-19 | HANWHA | Q.PEAK DUO BLK-G5 315 | Solar Panels |  | 0.315 | 12 | 289 | 32 |  | Fixed | Roof
Solar Registration Program | NJSRRE1543548020 | Parlin | 8859 | 11 | 4.73 | Residential | No | Behind the Meter | Pro Custom Solar dba Momentum Solar | JCP&L | Accepted | 2019-12-13 | 2019-12-19 | 2020-12-19 | HANWHA | Q.PEAK DUO BLK-G5 315 | Solar Panels |  | 0.315 | 3 | 3 | 199 |  | Fixed | Roof
Solar Registration Program | NJSRRE1543548020 | Parlin | 8859 | 11 | 4.73 | Residential | No | Behind the Meter | Pro Custom Solar dba Momentum Solar | JCP&L | Accepted | 2019-12-13 | 2019-12-19 | 2020-12-19 | Enphase Energy | IQ6-60-2-US | Inverters | 230 |  | 15 |  |  | 0.97 |  | Outdoor | Roof
Solar Registration Program | NJSRRE1543552420 | Colonia | 7067 | 10 | 4.73 | Residential | Yes | Behind the Meter | Pro Custom Solar dba Momentum Solar | PSE&G | Accepted | 2019-12-16 | 2019-12-19 | 2020-12-19 | HANWHA | Q.PEAK DUO BLK-G5 315 | Solar Panels |  | 0.315 | 15 | 190 | 0.36 |  | Fixed | Roof
Solar Registration Program | NJSRRE1543552420 | Colonia | 7067 | 10 | 4.73 | Residential | Yes | Behind the Meter | Pro Custom Solar dba Momentum Solar | PSE&G | Accepted | 2019-12-16 | 2019-12-19 | 2020-12-19 | Enphase Energy | IQ6-60-2-US | Inverters | 230 |  | 15 |  |  | 0.397 |  | Outdoor | Roof
Solar Registration Program | NJSRRE1543552708 | Trenton | 8648 | 12 | 4.73 | Residential | Yes | Behind the Meter | Trinity Solar | PSE&G | Accepted | 2019-12-16 | 2019-12-19 | 2020-12-19 | HANWHA | Q.PEAK DUO BLK-G5 315 | Solar Panels |  | 0.315 | 15 | 174 | 18 |  | Fixed | Roof
Solar Registration Program | NJSRRE1543552708 | Trenton | 8648 | 12 | 4.73 | Residential | Yes | Behind the Meter | Trinity Solar | PSE&G | Accepted | 2019-12-16 | 2019-12-19 | 2020-12-19 | Solar Edge | SE3800H-US000BNC4 | Inverters | 3800 |  | 1 |  |  | 0.97 |  | Outdoor | side of home
Solar Registration Program | NJSRRE1543565200 | Mt Holly | 8060 | 13 | 4.73 | Residential | Yes | Behind the Meter | Trinity Solar | PSE&G | Accepted | 2019-12-18 | 2019-12-23 | 2020-12-23 | Hanwha 315 | Q.PEAK DUO BLK-G5 315 | Solar Panels |  | 0.315 | 15 | 124 | 27 |  | Fixed | Roof
Solar Registration Program | NJSRRE1543565200 | Mt Holly | 8060 | 13 | 4.73 | Residential | Yes | Behind the Meter | Trinity Solar | PSE&G | Accepted | 2019-12-18 | 2019-12-23 | 2020-12-23 | Solar Edge | SE3800H-US | Inverters | 3800 |  | 1 |  |  | 0.97 |  | Outside | side of home
Solar Registration Program | NJSRRE1543570635 | Bloomfield | 7003 | 9 | 4.73 | Residential | No | Behind the Meter | Suntuity Solar LLC | PSE&G | Accepted | 2019-12-19 | 2019-12-23 | 2020-12-23 | Hanwha Solar | Q-Cells 315 Mono | Solar Panels |  | 0.315 | 15 | 292 | 25 |  | Fixed | Roof
Solar Registration Program | NJSRRE1543570635 | Bloomfield | 7003 | 9 | 4.73 | Residential | No | Behind the Meter | Suntuity Solar LLC | PSE&G | Accepted | 2019-12-19 | 2019-12-23 | 2020-12-23 | Enphase Energy | IQ7-60-2-US | Inverters | 240 |  | 15 |  |  | 0.97 |  | Outdoor | Behind the PV Modules
Solar Registration Program | NJSRRE1543586312 | South Amboy | 8879 | 11 | 4.73 | Residential | Yes | Behind the Meter | Trinity Solar | JCP&L | Accepted | 2019-12-20 | 2019-12-26 | 2020-12-26 | Hanwha | Q.PEAK DUO BLK-G5 315 | Solar Panels |  | 0.315 | 15 | 149 | 23 |  | Fixed | Roof
Solar Registration Program | NJSRRE1543586312 | South Amboy | 8879 | 11 | 4.73 | Residential | Yes | Behind the Meter | Trinity Solar | JCP&L | Accepted | 2019-12-20 | 2019-12-26 | 2020-12-26 | Solar Edge | SE3800 | Inverters | 3800 |  | 1 |  |  | 0.97 |  | Outside | side of home
Solar Registration Program | NJSRRE1543586450 | New Milford Boro | 7646 | 7 | 4.73 | Residential | Yes | Behind the Meter | Vision Solar LLC | PSE&G | Accepted | 2019-12-20 | 2019-12-26 | 2020-12-26 | hanwa qcells | q.peak duo-g5 315 | Solar Panels |  | 0.315 | 15 | 220 | 43 |  | Fixed | Roof
Solar Registration Program | NJSRRE1543586450 | New Milford Boro | 7646 | 7 | 4.73 | Residential | Yes | Behind the Meter | Vision Solar LLC | PSE&G | Accepted | 2019-12-20 | 2019-12-26 | 2020-12-26 | Enphase | iq7-60-2-us | Inverters | 0.25 |  | 15 |  |  | 0.96 |  | Other | behind panels
Solar Registration Program | NJSRRE1543651560 | Union | 7083 | 10 | 4.73 | Residential | Yes | Behind the Meter | Suntuity Solar LLC | PSE&G | Accepted | 2019-12-23 | 2019-12-30 | 2020-12-30 | Hanwha Solar | Q-Cells 315 Mono | Solar Panels |  | 0.315 | 15 | 171 | 31 |  | Fixed | Roof
Solar Registration Program | NJSRRE1543651560 | Union | 7083 | 10 | 4.73 | Residential | Yes | Behind the Meter | Suntuity Solar LLC | PSE&G | Accepted | 2019-12-23 | 2019-12-30 | 2020-12-30 | Enphase Energy | IQ7-60-2-US | Inverters | 240 |  | 15 |  |  | 0.97 |  | Outdoor | Behind the PV Modules
Solar Registration Program | NJSRRE1542431279 | Oaklyn | 8107 | 14 | 4.74 | Commercial | No | Behind the Meter | Geoscape Solar | PSE&G | Accepted | 2019-09-24 | 2019-09-26 | 2020-09-26 | SunPower | SPR-P19-395-COM | Solar Panels |  | 0.395 | 12 | 147 | 24 |  | Fixed | Roof
Solar Registration Program | NJSRRE1542431279 | Oaklyn | 8107 | 14 | 4.74 | Commercial | No | Behind the Meter | Geoscape Solar | PSE&G | Accepted | 2019-09-24 | 2019-09-26 | 2020-09-26 | SolarEdge | SE3800H-us | Inverters | 3800 |  | 1 |  |  | 0.98 |  | Outside | Adj. to utility meter
Solar Registration Program | NJSRRE1543182809 | Ewing Township | 8618 | 12 | 4.75 | Residential | No | Behind the Meter | Sunrun Installation Services, Inc. | PSE&G | Accepted | 2019-11-13 | 2019-11-18 | 2020-11-18 | LG Electronics | LG365Q1C-V5 | Solar Panels |  | 0.365 | 6 | 177 | 24 |  | Fixed | Roof
Solar Registration Program | NJSRRE1543182809 | Ewing Township | 8618 | 12 | 4.75 | Residential | No | Behind the Meter | Sunrun Installation Services, Inc. | PSE&G | Accepted | 2019-11-13 | 2019-11-18 | 2020-11-18 | LG Electronics | LG365Q1C-V5 | Solar Panels |  | 0.365 | 7 | 267 | 23 |  | Fixed | Roof
Solar Registration Program | NJSRRE1543182809 | Ewing Township | 8618 | 12 | 4.75 | Residential | No | Behind the Meter | Sunrun Installation Services, Inc. | PSE&G | Accepted | 2019-11-13 | 2019-11-18 | 2020-11-18 | Delta Electronics | M4-TL-US | Inverters | 3840 |  | 1 |  |  | 0.96 |  | Outdoor | Next To Meter
Solar Registration Program | NJSRRE1540388236 | Linden | 7036 | 10 | 4.76 | Residential | Yes | Behind the Meter | Pro Custom Solar dba Momentum Solar | PSE&G | Accepted | 2019-02-22 | 2019-02-26 | 2020-02-26 | TRINA SOLAR | TSM280-DD05A.05(II) | Solar Panels |  | 0.28 | 8 | 242 | 38 |  | Fixed | Roof
Solar Registration Program | NJSRRE1540388236 | Linden | 7036 | 10 | 4.76 | Residential | Yes | Behind the Meter | Pro Custom Solar dba Momentum Solar | PSE&G | Accepted | 2019-02-22 | 2019-02-26 | 2020-02-26 | TRINA SOLAR | TSM280-DD05A.05(II) | Solar Panels |  | 0.28 | 9 | 62 | 38 |  | Fixed | Roof
Solar Registration Program | NJSRRE1540388236 | Linden | 7036 | 10 | 4.76 | Residential | Yes | Behind the Meter | Pro Custom Solar dba Momentum Solar | PSE&G | Accepted | 2019-02-22 | 2019-02-26 | 2020-02-26 | ENPHASE | IQ6-60-2-US | Inverters | 240 |  | 17 |  |  | 0.97 |  | Outdoor | ROOF
Solar Registration Program | NJSRRE1540397036 | Glassboro | 8028 | 15 | 4.76 | Residential | Yes | Behind the Meter | Vivint Solar Developer, LLC | AC Electric | Accepted | 2019-02-27 | 2019-02-28 | 2020-02-28 | Trina Solar | TSM-280DD05A.05(II) | Solar Panels |  | 0.28 | 17 | 136 | 28 |  | Fixed | Roof
Solar Registration Program | NJSRRE1540397036 | Glassboro | 8028 | 15 | 4.76 | Residential | Yes | Behind the Meter | Vivint Solar Developer, LLC | AC Electric | Accepted | 2019-02-27 | 2019-02-28 | 2020-02-28 | Solar Edge | SE3800H-US | Inverters | 3800 |  | 1 |  |  | 0.992 |  | Outdoor | Near the Utility Meter.
Solar Registration Program | NJSRRE1540457425 | Jersey City | 7305 | 8 | 4.76 | Residential | Yes | Behind the Meter | Pro Custom Solar dba Momentum Solar | PSE&G | Accepted | 2019-03-06 | 2019-03-08 | 2020-03-08 | TRINA SOLAR | TSM280-DD05A.05(II) | Solar Panels |  | 0.28 | 17 | 40 | 1 |  | Fixed | Roof
Solar Registration Program | NJSRRE1540457425 | Jersey City | 7305 | 8 | 4.76 | Residential | Yes | Behind the Meter | Pro Custom Solar dba Momentum Solar | PSE&G | Accepted | 2019-03-06 | 2019-03-08 | 2020-03-08 | ENPHASE | IQ7-60-2-US | Inverters | 250 |  | 17 |  |  | 0.97 |  | Outdoor | ROOF
Solar Registration Program | NJSRRE1540912877 | Toms River | 8757 | 18 | 4.76 | Residential | Yes | Behind the Meter | Vivint Solar Developer, LLC | JCP&L | Accepted | 2019-05-01 | 2019-05-08 | 2020-05-08 | Trina Solar | TSM-280DD05A.05(II) | Solar Panels |  | 0.28 | 17 | 77 | 19 |  | Fixed | Roof
Solar Registration Program | NJSRRE1540912877 | Toms River | 8757 | 18 | 4.76 | Residential | Yes | Behind the Meter | Vivint Solar Developer, LLC | JCP&L | Accepted | 2019-05-01 | 2019-05-08 | 2020-05-08 | Solar Edge | SE3800H-US | Inverters | 3800 |  | 1 |  |  | 0.992 |  | Outdoor | Near the Utility Meter.
Solar Registration Program | NJSRRE1541624533 | Long Branch | 7740 | 17 | 4.76 | Residential | Yes | Behind the Meter | Pro Custom Solar dba Momentum Solar | JCP&L | Accepted | 2019-07-09 | 2019-07-11 | 2020-07-11 | LG | LG 340N1C-V5 | Solar Panels |  | 0.34 | 7 | 260 | 36 |  | Fixed | Roof
Solar Registration Program | NJSRRE1541624533 | Long Branch | 7740 | 17 | 4.76 | Residential | Yes | Behind the Meter | Pro Custom Solar dba Momentum Solar | JCP&L | Accepted | 2019-07-09 | 2019-07-11 | 2020-07-11 | LG | LG 340N1C-V5 | Solar Panels |  | 0.34 | 7 | 80 | 38 |  | Fixed | Roof
Solar Registration Program | NJSRRE1541624533 | Long Branch | 7740 | 17 | 4.76 | Residential | Yes | Behind the Meter | Pro Custom Solar dba Momentum Solar | JCP&L | Accepted | 2019-07-09 | 2019-07-11 | 2020-07-11 | ENPHASE | IQ7-60-2-US | Inverters | 0.25 |  | 14 |  |  | 0.97 |  | Outdoor | ROOF
Solar Registration Program | NJSRRE1541629879 | JERSEY CITY | 7305 | 8 | 4.76 | Residential | Yes | Behind the Meter | Pro Custom Solar dba Momentum Solar | PSE&G | Accepted | 2019-07-10 | 2019-07-15 | 2020-07-15 | SILFAB | SLA280M | Solar Panels |  | 0.28 | 17 | 202 | 24 |  | Fixed | Roof
Solar Registration Program | NJSRRE1541629879 | JERSEY CITY | 7305 | 8 | 4.76 | Residential | Yes | Behind the Meter | Pro Custom Solar dba Momentum Solar | PSE&G | Accepted | 2019-07-10 | 2019-07-15 | 2020-07-15 | ENPHASE | IQ7-60-2-US | Inverters | 250 |  | 17 |  |  | 0.97 |  | Outdoor | Roof
Solar Registration Program | NJSRRE1541721831 | BAYONNE | 7002 | 8 | 4.76 | Residential | Yes | Behind the Meter | Pro Custom Solar dba Momentum Solar | PSE&G | Accepted | 2019-07-31 | 2019-08-05 | 2020-08-05 | LG ELECTRONICS | LG340N1C-V5 | Solar Panels |  | 0.34 | 5 | 123 | 37 |  | Fixed | Roof
Solar Registration Program | NJSRRE1541721831 | BAYONNE | 7002 | 8 | 4.76 | Residential | Yes | Behind the Meter | Pro Custom Solar dba Momentum Solar | PSE&G | Accepted | 2019-07-31 | 2019-08-05 | 2020-08-05 | LG ELECTRONICS | LG340N1C-V5 | Solar Panels |  | 0.34 | 4 | 123 | 10 |  | Fixed | Roof
Solar Registration Program | NJSRRE1541721831 | BAYONNE | 7002 | 8 | 4.76 | Residential | Yes | Behind the Meter | Pro Custom Solar dba Momentum Solar | PSE&G | Accepted | 2019-07-31 | 2019-08-05 | 2020-08-05 | LG ELECTRONICS | LG340N1C-V5 | Solar Panels |  | 0.34 | 5 | 303 | 9 |  | Fixed | Roof
Solar Registration Program | NJSRRE1541721831 | BAYONNE | 7002 | 8 | 4.76 | Residential | Yes | Behind the Meter | Pro Custom Solar dba Momentum Solar | PSE&G | Accepted | 2019-07-31 | 2019-08-05 | 2020-08-05 | ENPHASE ENERGY | IQ7-60-2-US | Inverters | 250 |  | 14 |  |  | 0.97 |  | Outdoor | Roof
Solar Registration Program | NJSRRE1540402439 | Stratford | 8084 | 14 | 4.8 | Residential | No | Behind the Meter | Eznergy | AC Electric | Accepted | 2019-02-27 | 2019-03-01 | 2020-03-01 | Trina | TSM 300 | Solar Panels |  | 0.3 | 16 | 135 | 26 |  | Fixed | Roof
Solar Registration Program | NJSRRE1540402439 | Stratford | 8084 | 14 | 4.8 | Residential | No | Behind the Meter | Eznergy | AC Electric | Accepted | 2019-02-27 | 2019-03-01 | 2020-03-01 | Enphase | IQ7 | Inverters | 240 |  | 16 |  |  | 0.97 |  | Outdoor | under panels on rails
Solar Registration Program | NJSRRE1540412129 | Trenton | 8610 | 12 | 4.8 | Residential | No | Behind the Meter | Palmetto Solar | PSE&G | Accepted | 2019-03-01 | 2019-03-04 | 2020-03-04 | Silfab | SLA-M 300 | Solar Panels |  | 0.3 | 13 | 117 | 34 |  | Fixed | Roof
Solar Registration Program | NJSRRE1540412129 | Trenton | 8610 | 12 | 4.8 | Residential | No | Behind the Meter | Palmetto Solar | PSE&G | Accepted | 2019-03-01 | 2019-03-04 | 2020-03-04 | Silfab | SLA-M 300 | Solar Panels |  | 0.3 | 3 | 117 | 18 |  | Fixed | Roof
Solar Registration Program | NJSRRE1540412129 | Trenton | 8610 | 12 | 4.8 | Residential | No | Behind the Meter | Palmetto Solar | PSE&G | Accepted | 2019-03-01 | 2019-03-04 | 2020-03-04 | SolarEdge | SE5000A-US | Inverters | 5000 |  | 1 |  |  | 0.99 |  | Outdoor | side of house
Solar Registration Program | NJSRRE1540485416 | Barnegat Light | 8006 | 18 | 4.8 | Residential | Yes | Behind the Meter | All Season Solar | AC Electric | Accepted | 2019-03-14 | 2019-03-15 | 2020-03-15 | Trina | TSM DD05A.05II 300W NOV 2017 | Solar Panels |  | 0.3 | 7 | 115 | 26 |  | Fixed | Roof
Solar Registration Program | NJSRRE1540485416 | Barnegat Light | 8006 | 18 | 4.8 | Residential | Yes | Behind the Meter | All Season Solar | AC Electric | Accepted | 2019-03-14 | 2019-03-15 | 2020-03-15 | Trina | TSM DD05A.05II 300W NOV 2017 | Solar Panels |  | 0.3 | 2 | 205 | 26 |  | Fixed | Roof
Solar Registration Program | NJSRRE1540485416 | Barnegat Light | 8006 | 18 | 4.8 | Residential | Yes | Behind the Meter | All Season Solar | AC Electric | Accepted | 2019-03-14 | 2019-03-15 | 2020-03-15 | Trina | TSM DD05A.05II 300W NOV 2017 | Solar Panels |  | 0.3 | 7 | 295 | 26 |  | Fixed | Roof
Solar Registration Program | NJSRRE1540485416 | Barnegat Light | 8006 | 18 | 4.8 | Residential | Yes | Behind the Meter | All Season Solar | AC Electric | Accepted | 2019-03-14 | 2019-03-15 | 2020-03-15 | Enphase | IQ7 | Inverters | 240 |  | 16 |  |  | 0.97 |  | Outdoor | Under Module
Solar Registration Program | NJSRRE1540489796 | West Orange | 7052 | 9 | 4.8 | Residential | Yes | Behind the Meter | Pro Custom Solar dba Momentum Solar | PSE&G | Accepted | 2019-03-15 | 2019-03-18 | 2020-03-18 | LG | LG320N1K-A5 | Solar Panels |  | 0.32 | 13 | 202 | 37 |  | Fixed | Roof
Solar Registration Program | NJSRRE1540489796 | West Orange | 7052 | 9 | 4.8 | Residential | Yes | Behind the Meter | Pro Custom Solar dba Momentum Solar | PSE&G | Accepted | 2019-03-15 | 2019-03-18 | 2020-03-18 | LG | LG320N1K-A5 | Solar Panels |  | 0.32 | 2 | 22 | 16 |  | Fixed | Roof
Solar Registration Program | NJSRRE1540489796 | West Orange | 7052 | 9 | 4.8 | Residential | Yes | Behind the Meter | Pro Custom Solar dba Momentum Solar | PSE&G | Accepted | 2019-03-15 | 2019-03-18 | 2020-03-18 | ENPHASE | IQ6-60-2-US | Inverters | 240 |  | 15 |  |  | 0.97 |  | Outdoor | ROOF
Solar Registration Program | NJSRRE1540822521 | North Bergen Twp | 7047 | 8 | 4.8 | Residential | No | Behind the Meter | Palmetto Solar | PSE&G | Accepted | 2019-04-05 | 2019-04-09 | 2020-04-09 | Silfab | SLA-M | Solar Panels |  | 0.3 | 4 | 117 | 10 |  | Fixed | Roof
Solar Registration Program | NJSRRE1540822521 | North Bergen Twp | 7047 | 8 | 4.8 | Residential | No | Behind the Meter | Palmetto Solar | PSE&G | Accepted | 2019-04-05 | 2019-04-09 | 2020-04-09 | Silfab | SLA-M | Solar Panels |  | 0.3 | 12 | 297 | 3 |  | Fixed | Roof
Solar Registration Program | NJSRRE1540822521 | North Bergen Twp | 7047 | 8 | 4.8 | Residential | No | Behind the Meter | Palmetto Solar | PSE&G | Accepted | 2019-04-05 | 2019-04-09 | 2020-04-09 | SolarEdge | SE5000A-US | Inverters | 5000 |  | 1 |  |  | 0.98 |  | Outside | NA
Solar Registration Program | NJSRRE1540919098 | Egg Harbor | 8234 | 19 | 4.8 | Commercial | No | Behind the Meter | Wysocki Electric | AC Electric | Accepted | 2019-05-02 | 2019-05-08 | 2020-05-08 | lg | LG320n1k | Solar Panels |  | 0.32 | 15 | 151 | 30 |  | Fixed | Roof
Solar Registration Program | NJSRRE1540919098 | Egg Harbor | 8234 | 19 | 4.8 | Commercial | No | Behind the Meter | Wysocki Electric | AC Electric | Accepted | 2019-05-02 | 2019-05-08 | 2020-05-08 | solar edge | se3800us | Inverters | 3800 |  | 1 |  |  | 0.98 |  | Outside | near meter
Solar Registration Program | NJSRRE1540919118 | Egg Harbor | 8234 | 19 | 4.8 | Commercial | No | Behind the Meter | Wysocki Electric | AC Electric | Accepted | 2019-05-02 | 2019-05-08 | 2020-05-08 | LG | LG320n1k | Solar Panels |  | 0.32 | 15 | 151 | 30 |  | Fixed | Roof
Solar Registration Program | NJSRRE1540919118 | Egg Harbor | 8234 | 19 | 4.8 | Commercial | No | Behind the Meter | Wysocki Electric | AC Electric | Accepted | 2019-05-02 | 2019-05-08 | 2020-05-08 | solar edge | se3800us | Inverters | 3800 |  | 1 |  |  | 0.98 |  | Outdoor | at meter
Solar Registration Program | NJSRRE1541041400 | Galloway | 8205 | 19 | 4.8 | Residential | Yes | Behind the Meter | Vision Solar LLC | AC Electric | Accepted | 2019-05-24 | 2019-05-30 | 2020-05-30 | sunpower | e20-327-e-ac | Solar Panels |  | 0.32 | 15 | 186 | 20 |  | Fixed | Roof
Solar Registration Program | NJSRRE1541041400 | Galloway | 8205 | 19 | 4.8 | Residential | Yes | Behind the Meter | Vision Solar LLC | AC Electric | Accepted | 2019-05-24 | 2019-05-30 | 2020-05-30 | sunpower | e20-327-e-ac | Inverters | 0.32 |  | 15 |  |  | 0.96 |  | Other | behind panels
Solar Registration Program | NJSRRE1541068693 | Vineland | 8361 | 20 | 4.8 | Residential | No | Behind the Meter | SunPower Capital LLC | Vineland Muni Electric | Accepted | 2019-06-03 | 2019-06-06 | 2020-06-06 | sunpower | e20-327-e-ac | Solar Panels |  | 0.32 | 15 | 110 | 33 |  | Fixed | Roof
Solar Registration Program | NJSRRE1541068693 | Vineland | 8361 | 20 | 4.8 | Residential | No | Behind the Meter | SunPower Capital LLC | Vineland Muni Electric | Accepted | 2019-06-03 | 2019-06-06 | 2020-06-06 | sunpower | e20-327-e-ac | Inverters | 0.32 |  | 15 |  |  | 0.96 |  | Other | behind panels
Solar Registration Program | NJSRRE1541437110 | East Orange | 7017 | 9 | 4.8 | Residential | Yes | Behind the Meter | Pro Custom Solar dba Momentum Solar | PSE&G | Accepted | 2019-06-20 | 2019-06-24 | 2020-06-24 | S-ENERGY | SN300M-10 | Solar Panels |  | 0.3 | 16 | 221 | 24 |  | Fixed | Roof
Solar Registration Program | NJSRRE1541437110 | East Orange | 7017 | 9 | 4.8 | Residential | Yes | Behind the Meter | Pro Custom Solar dba Momentum Solar | PSE&G | Accepted | 2019-06-20 | 2019-06-24 | 2020-06-24 | ENPHASE | IQ7-60-2-US | Inverters | 250 |  | 16 |  |  | 0.97 |  | Outdoor | ROOF
Solar Registration Program | NJSRRE1542412126 | Linden | 7036 | 10 | 4.8 | Residential | No | Behind the Meter | SunPower Corporation, Systems | PSE&G | Accepted | 2019-09-17 | 2019-09-19 | 2020-09-19 | SUNPOWER | SPR-A400-G-AC | Solar Panels |  | 0.4 | 12 | 219 | 14 |  | Fixed | Roof
Solar Registration Program | NJSRRE1542412126 | Linden | 7036 | 10 | 4.8 | Residential | No | Behind the Meter | SunPower Corporation, Systems | PSE&G | Accepted | 2019-09-17 | 2019-09-19 | 2020-09-19 | SUNPOWER | SPR-A400-G-AC | Inverters | 320 |  | 12 |  |  | 0.97 |  | Other | under each panel
Solar Registration Program | NJSRRE1542422765 | Teaneck | 7666 | 7 | 4.8 | Residential | Yes | Behind the Meter | SunPower Corporation, Systems | PSE&G | Accepted | 2019-09-19 | 2019-09-23 | 2020-09-23 | SUNPOWER | SPR-A400-G-AC | Solar Panels |  | 0.4 | 12 | 200 | 30 |  | Fixed | Roof
Solar Registration Program | NJSRRE1542422765 | Teaneck | 7666 | 7 | 4.8 | Residential | Yes | Behind the Meter | SunPower Corporation, Systems | PSE&G | Accepted | 2019-09-19 | 2019-09-23 | 2020-09-23 | SUNPOWER | SPR-A400-G-AC | Inverters | 320 |  | 12 |  |  | 0.97 |  | Other | under each panel
Solar Registration Program | NJSRRE1542501289 | Newfield | 8344 | 15 | 4.8 | Residential | Yes | Behind the Meter | Bright Planet Solar | AC Electric | Accepted | 2019-10-03 | 2019-10-08 | 2020-10-08 | HANWHA Q-CELLS | Q.PEAK-G4.1 300W | Solar Panels |  | 0.3 | 9 | 94 | 23 |  | Fixed | Roof
Solar Registration Program | NJSRRE1542501289 | Newfield | 8344 | 15 | 4.8 | Residential | Yes | Behind the Meter | Bright Planet Solar | AC Electric | Accepted | 2019-10-03 | 2019-10-08 | 2020-10-08 | HANWHA Q-CELLS | Q.PEAK-G4.1 300W | Solar Panels |  | 0.3 | 7 | 183 | 23 |  | Fixed | Roof
Solar Registration Program | NJSRRE1542501289 | Newfield | 8344 | 15 | 4.8 | Residential | Yes | Behind the Meter | Bright Planet Solar | AC Electric | Accepted | 2019-10-03 | 2019-10-08 | 2020-10-08 | SOLAR EDGE | SE3800H-USRGM | Inverters | 3800 |  | 1 |  |  | 0.98 |  | Outdoor | NEXT TO METER
Solar Registration Program | NJSRRE1542521333 | Lincoln Park | 7035 | 3 | 4.8 | Residential | No | Behind the Meter | SunPower Corporation, Systems | JCP&L | Accepted | 2019-10-09 | 2019-10-11 | 2020-10-11 | SUNPOWER | SPR-A400-G-AC | Solar Panels |  | 0.4 | 12 | 142 | 8 |  | Fixed | Roof
Solar Registration Program | NJSRRE1542521333 | Lincoln Park | 7035 | 3 | 4.8 | Residential | No | Behind the Meter | SunPower Corporation, Systems | JCP&L | Accepted | 2019-10-09 | 2019-10-11 | 2020-10-11 | SUNPOWER | SPR-A400-G-AC | Inverters | 320 |  | 12 |  |  | 0.97 |  | Other | under each panel
Solar Registration Program | NJSRRE1542528168 | Union | 7083 | 10 | 4.8 | Commercial | Yes | Behind the Meter | Powerlutions | PSE&G | Accepted | 2019-10-11 | 2019-10-15 | 2020-10-15 | Axitec | AC-320MH/120S | Solar Panels |  | 0.32 | 15 | 122 | 35 |  | Fixed | Roof
Solar Registration Program | NJSRRE1542528168 | Union | 7083 | 10 | 4.8 | Commercial | Yes | Behind the Meter | Powerlutions | PSE&G | Accepted | 2019-10-11 | 2019-10-15 | 2020-10-15 | SolarEdge | SE3800H-US | Inverters | 3.8 |  | 1 |  |  | 0.99 |  | Outdoor | Near Meter
Solar Registration Program | NJSRRE1542582500 | Jersey City | 7305 | 8 | 4.8 | Residential | No | Behind the Meter | EMT Renewables | PSE&G | Accepted | 2019-10-24 | 2019-10-28 | 2020-10-28 | Trina | TSM-300-BLK | Solar Panels |  | 0.3 | 16 | 40 | 122 |  | Fixed | Roof
Solar Registration Program | NJSRRE1542582500 | Jersey City | 7305 | 8 | 4.8 | Residential | No | Behind the Meter | EMT Renewables | PSE&G | Accepted | 2019-10-24 | 2019-10-28 | 2020-10-28 | SolarEdge | SE3800H-US | Inverters | 3800 |  | 1 |  |  | 0.95 |  | Other | next to meter
Solar Registration Program | NJSRRE1542907731 | Jersey City | 7305 | 8 | 4.8 | Residential | No | Behind the Meter | EMT Renewables | PSE&G | Accepted | 2019-11-04 | 2019-11-06 | 2020-11-06 | Trina | TSM-300-BLK | Solar Panels |  | 0.3 | 16 | 122 | 40 |  | Fixed | Roof
Solar Registration Program | NJSRRE1542907731 | Jersey City | 7305 | 8 | 4.8 | Residential | No | Behind the Meter | EMT Renewables | PSE&G | Accepted | 2019-11-04 | 2019-11-06 | 2020-11-06 | SolarEdge | SE3800H-US | Inverters | 3800 |  | 1 |  |  | 0.95 |  | Other | next to meter
Solar Registration Program | NJSRRE1543433909 | Pennsauken Twp | 8110 | 14 | 4.8 | Residential | No | Behind the Meter | Castle Energy, LLC | PSE&G | Accepted | 2019-11-27 | 2019-12-02 | 2020-12-02 | Hanwha Q-Cells | Q.Peak DUO-G5 320 | Solar Panels |  | 0.32 | 15 | 231 | 20 |  | Fixed | Roof
Solar Registration Program | NJSRRE1543433909 | Pennsauken Twp | 8110 | 14 | 4.8 | Residential | No | Behind the Meter | Castle Energy, LLC | PSE&G | Accepted | 2019-11-27 | 2019-12-02 | 2020-12-02 | Enphase Energy | IQ7-60-2-US | Inverters | 240 |  | 15 |  |  | 0.967 |  | Outside | on the rooftop under each solar panel
Solar Registration Program | NJSRRE1543514662 | Somers Point | 8244 | 19 | 4.8 | Residential | Yes | Behind the Meter | All Season Solar | AC Electric | Accepted | 2019-12-11 | 2019-12-16 | 2020-12-16 | Trina | TSM DD06M05II 320W NOV 2019 | Solar Panels |  | 0.32 | 12 | 115 | 20 |  | Fixed | Pole
Solar Registration Program | NJSRRE1543514662 | Somers Point | 8244 | 19 | 4.8 | Residential | Yes | Behind the Meter | All Season Solar | AC Electric | Accepted | 2019-12-11 | 2019-12-16 | 2020-12-16 | Trina | TSM DD06M05II 320W NOV 2019 | Solar Panels |  | 0.32 | 1 | 205 | 18 |  | Fixed | Roof
Solar Registration Program | NJSRRE1543514662 | Somers Point | 8244 | 19 | 4.8 | Residential | Yes | Behind the Meter | All Season Solar | AC Electric | Accepted | 2019-12-11 | 2019-12-16 | 2020-12-16 | Trina | TSM DD06M05II 320W NOV 2019 | Solar Panels |  | 0.32 | 2 | 115 | 20 |  | Fixed | Roof
Solar Registration Program | NJSRRE1543514662 | Somers Point | 8244 | 19 | 4.8 | Residential | Yes | Behind the Meter | All Season Solar | AC Electric | Accepted | 2019-12-11 | 2019-12-16 | 2020-12-16 | Enphase | IQ7 | Inverters | 240 |  | 15 |  |  | 0.97 |  | Outdoor | Under Module
Solar Registration Program | NJSRRE1542430996 | Kenilworth | 7033 | 10 | 4.83 | Residential | Yes | Behind the Meter | Pro Custom Solar dba Momentum Solar | PSE&G | Accepted | 2019-09-24 | 2019-09-26 | 2020-09-26 | LG ELECTRONICS | LG 345N1C-V5 | Solar Panels |  | 0.345 | 14 | 155 | 38 |  | Fixed | Roof
Solar Registration Program | NJSRRE1542430996 | Kenilworth | 7033 | 10 | 4.83 | Residential | Yes | Behind the Meter | Pro Custom Solar dba Momentum Solar | PSE&G | Accepted | 2019-09-24 | 2019-09-26 | 2020-09-26 | Enphase Energy | IQ7-60-2-US | Inverters | 250 |  | 14 |  |  | 0.97 |  | Outdoor | Roof
Solar Registration Program | NJSRRE1542431307 | Union City | 7087 | 8 | 4.83 | Residential | Yes | Behind the Meter | Pro Custom Solar dba Momentum Solar | PSE&G | Accepted | 2019-09-24 | 2019-09-26 | 2020-09-26 | LG ELECTRONICS | LG 345N1C-V5 | Solar Panels |  | 0.345 | 14 | 206 | 5 |  | Fixed | Roof
Solar Registration Program | NJSRRE1542431307 | Union City | 7087 | 8 | 4.83 | Residential | Yes | Behind the Meter | Pro Custom Solar dba Momentum Solar | PSE&G | Accepted | 2019-09-24 | 2019-09-26 | 2020-09-26 | Enphase Energy | IQ7-60-2-US | Inverters | 250 |  | 14 |  |  | 0.97 |  | Outdoor | Roof
Solar Registration Program | NJSRRE1542438575 | Haledon | 7508 | 6 | 4.83 | Residential | Yes | Behind the Meter | Pro Custom Solar dba Momentum Solar | PSE&G | Accepted | 2019-09-25 | 2019-09-27 | 2020-09-27 | LG ELECTRONICS | LG 345N1C-V5 | Solar Panels |  | 0.345 | 7 | 276 | 21 |  | Fixed | Roof
Solar Registration Program | NJSRRE1542438575 | Haledon | 7508 | 6 | 4.83 | Residential | Yes | Behind the Meter | Pro Custom Solar dba Momentum Solar | PSE&G | Accepted | 2019-09-25 | 2019-09-27 | 2020-09-27 | LG ELECTRONICS | LG 345N1C-V5 | Solar Panels |  | 0.345 | 4 | 96 | 22 |  | Fixed | Roof
Solar Registration Program | NJSRRE1542438575 | Haledon | 7508 | 6 | 4.83 | Residential | Yes | Behind the Meter | Pro Custom Solar dba Momentum Solar | PSE&G | Accepted | 2019-09-25 | 2019-09-27 | 2020-09-27 | LG ELECTRONICS | LG 345N1C-V5 | Solar Panels |  | 0.345 | 3 | 6 | 22 |  | Fixed | Roof
Solar Registration Program | NJSRRE1542438575 | Haledon | 7508 | 6 | 4.83 | Residential | Yes | Behind the Meter | Pro Custom Solar dba Momentum Solar | PSE&G | Accepted | 2019-09-25 | 2019-09-27 | 2020-09-27 | Enphase Energy | IQ7-60-2-US | Inverters | 250 |  | 14 |  |  | 0.97 |  | Outdoor | Roof
Solar Registration Program | NJSRRE1542461724 | PATERSON | 7514 | 6 | 4.83 | Residential | Yes | Behind the Meter | Pro Custom Solar dba Momentum Solar | PSE&G | Accepted | 2019-09-30 | 2019-10-02 | 2020-10-02 | LG ELECTRONICS | LG 345N1C-V5 | Solar Panels |  | 0.345 | 2 | 193 | 34 |  | Fixed | Roof
Solar Registration Program | NJSRRE1542461724 | PATERSON | 7514 | 6 | 4.83 | Residential | Yes | Behind the Meter | Pro Custom Solar dba Momentum Solar | PSE&G | Accepted | 2019-09-30 | 2019-10-02 | 2020-10-02 | LG ELECTRONICS | LG 345N1C-V5 | Solar Panels |  | 0.345 | 12 | 193 | 10 |  | Fixed | Roof
Solar Registration Program | NJSRRE1542461724 | PATERSON | 7514 | 6 | 4.83 | Residential | Yes | Behind the Meter | Pro Custom Solar dba Momentum Solar | PSE&G | Accepted | 2019-09-30 | 2019-10-02 | 2020-10-02 | Enphase Energy | IQ7-60-2-US | Inverters | 250 |  | 14 |  |  | 0.97 |  | Outdoor | Roof
Solar Registration Program | NJSRRE1542494047 | Long Branch | 7740 | 17 | 4.83 | Residential | Yes | Behind the Meter | Pro Custom Solar dba Momentum Solar | JCP&L | Accepted | 2019-10-02 | 2019-10-04 | 2020-10-04 | LG ELECTRONICS | LG 345N1C-V5 | Solar Panels |  | 0.345 | 7 | 146 | 47 |  | Fixed | Roof
Solar Registration Program | NJSRRE1542494047 | Long Branch | 7740 | 17 | 4.83 | Residential | Yes | Behind the Meter | Pro Custom Solar dba Momentum Solar | JCP&L | Accepted | 2019-10-02 | 2019-10-04 | 2020-10-04 | LG ELECTRONICS | LG 345N1C-V5 | Solar Panels |  | 0.345 | 7 | 236 | 35 |  | Fixed | Roof
Solar Registration Program | NJSRRE1542494047 | Long Branch | 7740 | 17 | 4.83 | Residential | Yes | Behind the Meter | Pro Custom Solar dba Momentum Solar | JCP&L | Accepted | 2019-10-02 | 2019-10-04 | 2020-10-04 | Enphase Energy | IQ7-60-2-US | Inverters | 250 |  | 14 |  |  | 0.97 |  | Outdoor | Roof
Solar Registration Program | NJSRRE1542515934 | Carteret | 7008 | 11 | 4.83 | Residential | No | Behind the Meter | Pro Custom Solar dba Momentum Solar | PSE&G | Accepted | 2019-10-08 | 2019-10-11 | 2020-10-11 | LG ELECTRONICS | LG 345N1C-V5 | Solar Panels |  | 0.345 | 8 | 186 | 30 |  | Fixed | Roof
Solar Registration Program | NJSRRE1542515934 | Carteret | 7008 | 11 | 4.83 | Residential | No | Behind the Meter | Pro Custom Solar dba Momentum Solar | PSE&G | Accepted | 2019-10-08 | 2019-10-11 | 2020-10-11 | LG ELECTRONICS | LG 345N1C-V5 | Solar Panels |  | 0.345 | 6 | 96 | 29 |  | Fixed | Roof
Solar Registration Program | NJSRRE1542515934 | Carteret | 7008 | 11 | 4.83 | Residential | No | Behind the Meter | Pro Custom Solar dba Momentum Solar | PSE&G | Accepted | 2019-10-08 | 2019-10-11 | 2020-10-11 | Enphase Energy | IQ7-60-2-US | Inverters | 250 |  | 14 |  |  | 0.97 |  | Outdoor | Roof
Solar Registration Program | NJSRRE1542541649 | Ridgefield Park | 7660 | 7 | 4.83 | Residential | Yes | Behind the Meter | Pro Custom Solar dba Momentum Solar | PSE&G | Accepted | 2019-10-14 | 2019-11-21 | 2020-11-21 | LG Electronics | LG 345N1C-V5 | Solar Panels |  | 0.345 | 14 | 120 | 40 |  | Fixed | Roof
Solar Registration Program | NJSRRE1542541649 | Ridgefield Park | 7660 | 7 | 4.83 | Residential | Yes | Behind the Meter | Pro Custom Solar dba Momentum Solar | PSE&G | Accepted | 2019-10-14 | 2019-11-21 | 2020-11-21 | Enphase Energy | IQ7-60-2-US | Inverters | 250 |  | 14 |  |  | 0.97 |  | Outdoor | Roof
Solar Registration Program | NJSRRE1542559432 | Elizabeth | 7206 | 10 | 4.83 | Residential | Yes | Behind the Meter | Pro Custom Solar dba Momentum Solar | PSE&G | Accepted | 2019-10-18 | 2019-10-31 | 2020-10-31 | LG Electronics | LG 345N1C-V5 | Solar Panels |  | 0.345 | 7 | 234 | 11 |  | Fixed | Roof
Solar Registration Program | NJSRRE1542559432 | Elizabeth | 7206 | 10 | 4.83 | Residential | Yes | Behind the Meter | Pro Custom Solar dba Momentum Solar | PSE&G | Accepted | 2019-10-18 | 2019-10-31 | 2020-10-31 | LG Electronics | LG 345N1C-V5 | Solar Panels |  | 0.345 | 7 | 54 | 11 |  | Fixed | Roof
Solar Registration Program | NJSRRE1542559432 | Elizabeth | 7206 | 10 | 4.83 | Residential | Yes | Behind the Meter | Pro Custom Solar dba Momentum Solar | PSE&G | Accepted | 2019-10-18 | 2019-10-31 | 2020-10-31 | Enphase Energy | IQ7-60-2-US | Inverters | 250 |  | 14 |  |  | 0.97 |  | Outdoor | Roof
Solar Registration Program | NJSRRE1542581617 | Carteret | 7008 | 11 | 4.83 | Residential | Yes | Behind the Meter | Pro Custom Solar dba Momentum Solar | PSE&G | Accepted | 2019-10-24 | 2019-10-28 | 2020-10-28 | LG Electronics | LG 345N1C-V5 | Solar Panels |  | 0.345 | 8 | 276 | 12 |  | Fixed | Roof
Solar Registration Program | NJSRRE1542581617 | Carteret | 7008 | 11 | 4.83 | Residential | Yes | Behind the Meter | Pro Custom Solar dba Momentum Solar | PSE&G | Accepted | 2019-10-24 | 2019-10-28 | 2020-10-28 | LG Electronics | LG 345N1C-V5 | Solar Panels |  | 0.345 | 6 | 96 | 14 |  | Fixed | Roof
Solar Registration Program | NJSRRE1542581617 | Carteret | 7008 | 11 | 4.83 | Residential | Yes | Behind the Meter | Pro Custom Solar dba Momentum Solar | PSE&G | Accepted | 2019-10-24 | 2019-10-28 | 2020-10-28 | Enphase Energy | IQ7PLUS-72-2-US | Inverters | 295 |  | 14 |  |  | 0.97 |  | Outdoor | Roof
Solar Registration Program | NJSRRE1543040930 | Roselle | 7203 | 10 | 4.83 | Residential | Yes | Behind the Meter | Pro Custom Solar dba Momentum Solar | PSE&G | Accepted | 2019-11-06 | 2019-11-08 | 2020-11-08 | LG Electronics | LG 345N1C-V5 | Solar Panels |  | 0.345 | 14 | 216 | 40 |  | Fixed | Roof
Solar Registration Program | NJSRRE1543040930 | Roselle | 7203 | 10 | 4.83 | Residential | Yes | Behind the Meter | Pro Custom Solar dba Momentum Solar | PSE&G | Accepted | 2019-11-06 | 2019-11-08 | 2020-11-08 | Enphase Energy | IQ7PLUS-72-2-US | Inverters | 295 |  | 14 |  |  | 0.97 |  | Outdoor | Roof
Solar Registration Program | NJSRRE1543426304 | South Brunswick | 8824 | 11 | 4.83 | Residential | No | Behind the Meter | Pro Custom Solar dba Momentum Solar | PSE&G | Accepted | 2019-11-20 | 2019-11-25 | 2020-11-25 | LG Electronics | LG 345N1C-V5 | Solar Panels |  | 0.345 | 2 | 175 | 37 |  | Fixed | Roof
Solar Registration Program | NJSRRE1543426304 | South Brunswick | 8824 | 11 | 4.83 | Residential | No | Behind the Meter | Pro Custom Solar dba Momentum Solar | PSE&G | Accepted | 2019-11-20 | 2019-11-25 | 2020-11-25 | LG Electronics | LG 345N1C-V5 | Solar Panels |  | 0.345 | 12 | 174 | 33 |  | Fixed | Roof
Solar Registration Program | NJSRRE1543426304 | South Brunswick | 8824 | 11 | 4.83 | Residential | No | Behind the Meter | Pro Custom Solar dba Momentum Solar | PSE&G | Accepted | 2019-11-20 | 2019-11-25 | 2020-11-25 | Enphase Energy | IQ7PLUS-72-2-US | Inverters | 295 |  | 14 |  |  | 0.97 |  | Outdoor | Roof
Solar Registration Program | NJSRRE1541873974 | Roselle | 7203 | 10 | 4.88 | Residential | No | Behind the Meter | Whitman Construction, LLC | PSE&G | Accepted | 2019-08-22 | 2019-08-27 | 2020-08-27 | Trina Solar | TSM-305DD05A | Solar Panels |  | 0.305 | 16 | 155 | 38 |  | Fixed | Roof
Solar Registration Program | NJSRRE1541873974 | Roselle | 7203 | 10 | 4.88 | Residential | No | Behind the Meter | Whitman Construction, LLC | PSE&G | Accepted | 2019-08-22 | 2019-08-27 | 2020-08-27 | Enphase Energy | IQ7-60-2-US | Inverters | 0.24 |  | 16 |  |  | 0.976 |  | Outside | roof
Solar Registration Program | NJSRRE1541880172 | Ocean Gate | 8740 | 18 | 4.88 | Residential | No | Behind the Meter | Whitman Construction, LLC | JCP&L | Accepted | 2019-08-23 | 2019-08-27 | 2020-08-27 | Trina Solar | TSM-305DD05A | Solar Panels |  | 0.305 | 16 | 182 | 25 |  | Fixed | Roof
Solar Registration Program | NJSRRE1541880172 | Ocean Gate | 8740 | 18 | 4.88 | Residential | No | Behind the Meter | Whitman Construction, LLC | JCP&L | Accepted | 2019-08-23 | 2019-08-27 | 2020-08-27 | Enphase Energy | IQ7-60-2-US | Inverters | 0.24 |  | 16 |  |  | 0.976 |  | Outside | roof
Solar Registration Program | NJSRRE1542444987 | Paterson | 7502 | 6 | 4.88 | Residential | Yes | Behind the Meter | Complete Solar | PSE&G | Accepted | 2019-10-01 | 2019-10-01 | 2020-10-01 | Longi Solar | LR6-60PB-305M | Solar Panels |  | 0.305 | 16 | 173.05 | 20 |  | Fixed | Roof
Solar Registration Program | NJSRRE1542444987 | Paterson | 7502 | 6 | 4.88 | Residential | Yes | Behind the Meter | Complete Solar | PSE&G | Accepted | 2019-10-01 | 2019-10-01 | 2020-10-01 | SolarEdge Technologies ΓÇô SE5000H-US RGM | SE5000H-US RGM | Inverters | 5000 |  | 1 |  |  | 0.97 |  | Outside | by MSP
Solar Registration Program | NJSRRE1542553156 | ENGLEWOOD | 7631 | 7 | 4.88 | Residential | No | Behind the Meter | Infinity Solar Systems | PSE&G | Accepted | 2019-10-17 | 2019-10-21 | 2020-10-21 | TRINA | TSM-305DD05A.05 | Solar Panels |  | 0.305 | 16 | 216 | 35 |  | Fixed | Roof
Solar Registration Program | NJSRRE1542553156 | ENGLEWOOD | 7631 | 7 | 4.88 | Residential | No | Behind the Meter | Infinity Solar Systems | PSE&G | Accepted | 2019-10-17 | 2019-10-21 | 2020-10-21 | ENPHASE | IQ7-60-X-US | Inverters | 240 |  | 16 |  |  | 0.97 |  | Other | MICROINVERTERS
Solar Registration Program | NJSRRE1542553737 | Garwood | 8234 | 19 | 4.88 | Residential | No | Behind the Meter | Skyline Solar LLC | AC Electric | Accepted | 2019-10-17 | 2019-10-21 | 2020-10-21 | S-Energy | 305M-10 | Solar Panels |  | 0.305 | 16 | 203 | 41 |  | Fixed | Roof
Solar Registration Program | NJSRRE1542553737 | Garwood | 8234 | 19 | 4.88 | Residential | No | Behind the Meter | Skyline Solar LLC | AC Electric | Accepted | 2019-10-17 | 2019-10-21 | 2020-10-21 | Solaredge | 3800H-US RGM | Inverters | 3800 |  | 1 |  |  | 0.99 |  | Outdoor | by meter
Solar Registration Program | NJSRRE1542909236 | MOORESTOWN | 8057 | 13 | 4.88 | Residential | No | Behind the Meter | Sunny Corp | PSE&G | Accepted | 2019-11-04 | 2019-11-06 | 2020-11-06 | PANASONIC | VBHN325KA03 | Solar Panels |  | 0.325 | 15 | 172 | 28 |  | Fixed | Roof
Solar Registration Program | NJSRRE1542909236 | MOORESTOWN | 8057 | 13 | 4.88 | Residential | No | Behind the Meter | Sunny Corp | PSE&G | Accepted | 2019-11-04 | 2019-11-06 | 2020-11-06 | ENPHASE | IQ7X | Inverters | 1.37 |  | 15 |  |  | 0.965 |  | Outside | on panel
Solar Registration Program | NJSRRE1542910351 | JERSEY CITY | 7306 | 8 | 4.88 | Residential | No | Behind the Meter | Amergy Solar | PSE&G | Accepted | 2019-11-05 | 2019-11-06 | 2020-11-06 | canadian solar inc. | CS6K-305MS | Solar Panels |  | 0.305 | 16 | 205 | 27 |  | Fixed | Roof
Solar Registration Program | NJSRRE1542910351 | JERSEY CITY | 7306 | 8 | 4.88 | Residential | No | Behind the Meter | Amergy Solar | PSE&G | Accepted | 2019-11-05 | 2019-11-06 | 2020-11-06 | Enphase Engage | Enphase IQ7 Plus-72-x-US | Inverters | 4.64 |  | 16 |  |  | 0.965 |  | Outside | wall
Solar Registration Program | NJSRRE1543165943 | Newark | 7104 | 9 | 4.88 | Residential | No | Behind the Meter | Corona Solar | PSE&G | Accepted | 2019-11-13 | 2019-11-15 | 2020-11-15 | Hanwha | Q.Peak Duo G-325 | Solar Panels |  | 0.325 | 15 | 120 | 22 |  | Fixed | Roof
Solar Registration Program | NJSRRE1543165943 | Newark | 7104 | 9 | 4.88 | Residential | No | Behind the Meter | Corona Solar | PSE&G | Accepted | 2019-11-13 | 2019-11-15 | 2020-11-15 | Solaredge | SE3800-US | Inverters | 3800 |  | 1 |  |  | 0.97 |  | Outdoor | Side of house by meter
Solar Registration Program | NJSRRE1541049813 | Irvington | 7111 | 9 | 4.9 | Residential | No | Behind the Meter | SunPower Corporation, Systems | PSE&G | Accepted | 2019-05-29 | 2019-05-31 | 2020-05-31 | SUNPOWER | SPR-X21-350-BLK-E-AC | Solar Panels |  | 0.35 | 14 | 221 | 8 |  | Fixed | Roof
Solar Registration Program | NJSRRE1541049813 | Irvington | 7111 | 9 | 4.9 | Residential | No | Behind the Meter | SunPower Corporation, Systems | PSE&G | Accepted | 2019-05-29 | 2019-05-31 | 2020-05-31 | SUNPOWER | SPR-X21-350-BLK-E-AC | Inverters | 320 |  | 14 |  |  | 0.96 |  | Other | under each panel
Solar Registration Program | NJSRRE1541480759 | Teaneck | 7666 | 7 | 4.9 | Residential | No | Behind the Meter | SunPower Corporation, Systems | PSE&G | Accepted | 2019-06-25 | 2019-06-28 | 2020-06-28 | SUNPOWER | SPR-X21-350-BLK-E-AC | Solar Panels |  | 0.35 | 14 | 203 | 30 |  | Fixed | Roof
Solar Registration Program | NJSRRE1541480759 | Teaneck | 7666 | 7 | 4.9 | Residential | No | Behind the Meter | SunPower Corporation, Systems | PSE&G | Accepted | 2019-06-25 | 2019-06-28 | 2020-06-28 | SUNPOWER | SPR-X21-350-BLK-E-AC | Inverters | 320 |  | 14 |  |  | 0.96 |  | Other | under each panel
Solar Registration Program | NJSRRE1542431321 | PITTSTOWN | 8867 | 4 | 4.9 | Residential | No | Behind the Meter | SEA BRIGHT SOLAR, LLC | JCP&L | Final As-Built Received | 2019-09-24 | 2019-09-26 | 2020-09-26 | SUNPOWER | SPR-X21-350-BLK-AC | Solar Panels |  | 0.35 | 14 | 146 | 30 |  | Fixed | Roof | SE
Solar Registration Program | NJSRRE1542431321 | PITTSTOWN | 8867 | 4 | 4.9 | Residential | No | Behind the Meter | SEA BRIGHT SOLAR, LLC | JCP&L | Final As-Built Received | 2019-09-24 | 2019-09-26 | 2020-09-26 | SUNPOWER | SPR-X21-350-BLK-AC | Inverters | 320 |  | 14 |  |  | 0.96 |  | Outside | BENEATH ARRAY
Solar Registration Program | NJSRRE1542431321 | PITTSTOWN | 8867 | 4 | 4.9 | Residential | No | Behind the Meter | SEA BRIGHT SOLAR, LLC | JCP&L | Final As-Built Received | 2019-09-24 | 2019-09-26 | 2020-09-26 | SUNPOWER | PVS6 | Meters |  |  | 1 |  |  |  | Yes | Indoor
Solar Registration Program | NJSRRE1543421288 | RAHWAY | 7065 | 10 | 4.9 | Residential | No | Behind the Meter | Infinity Solar Systems | PSE&G | Accepted | 2019-11-19 | 2019-11-21 | 2020-11-21 | LG | LG350N1C-V5 | Solar Panels |  | 0.35 | 10 | 207 | 20 |  | Fixed | Roof
Solar Registration Program | NJSRRE1543421288 | RAHWAY | 7065 | 10 | 4.9 | Residential | No | Behind the Meter | Infinity Solar Systems | PSE&G | Accepted | 2019-11-19 | 2019-11-21 | 2020-11-21 | LG | LG350N1C-V5 | Solar Panels |  | 0.35 | 4 | 27 | 37 |  | Fixed | Roof
Solar Registration Program | NJSRRE1543421288 | RAHWAY | 7065 | 10 | 4.9 | Residential | No | Behind the Meter | Infinity Solar Systems | PSE&G | Accepted | 2019-11-19 | 2019-11-21 | 2020-11-21 | ENPHASE | IQ7-60-X-US | Inverters | 240 |  | 14 |  |  | 0.97 |  | Outside | MICROINVERTERS
Solar Registration Program | NJSRRE1543477323 | parsippany | 7054 | 3 | 4.9 | Residential | No | Behind the Meter | Sundial Solar Innovations | JCP&L | Accepted | 2019-12-05 | 2019-12-06 | 2020-12-06 | LG | LG350-q1c-a5 | Solar Panels |  | 0.35 | 14 | 105 | 15 |  | Fixed | Roof
Solar Registration Program | NJSRRE1543477323 | parsippany | 7054 | 3 | 4.9 | Residential | No | Behind the Meter | Sundial Solar Innovations | JCP&L | Accepted | 2019-12-05 | 2019-12-06 | 2020-12-06 | Enphase | iq7+ | Inverters | 290 |  | 14 |  |  | 0.97 |  | Outdoor | roof
Solar Registration Program | NJSRRE1540746770 | franklinville | 8322 | 15 | 4.91 | Residential | Yes | Behind the Meter | Vision Solar LLC | AC Electric | Accepted | 2019-03-28 | 2019-03-29 | 2020-03-29 | sunpower | e20-327-e-ac | Solar Panels |  | 0.327 | 15 | 180 | 22 |  | Fixed | Roof
Solar Registration Program | NJSRRE1540746770 | franklinville | 8322 | 15 | 4.91 | Residential | Yes | Behind the Meter | Vision Solar LLC | AC Electric | Accepted | 2019-03-28 | 2019-03-29 | 2020-03-29 | sunpower | e20-327-e-ac | Inverters | 0.327 |  | 15 |  |  | 0.96 |  | Other | behind panels
Solar Registration Program | NJSRRE1540823179 | Little Ferry | 7643 | 7 | 4.91 | Residential | No | Behind the Meter | SunPower Corporation, Systems | PSE&G | Accepted | 2019-04-05 | 2019-04-15 | 2020-04-15 | SUNPOWER | SPR-E20-327-D-AC | Solar Panels |  | 0.327 | 15 | 84 | 20 |  | Fixed | Roof
Solar Registration Program | NJSRRE1540823179 | Little Ferry | 7643 | 7 | 4.91 | Residential | No | Behind the Meter | SunPower Corporation, Systems | PSE&G | Accepted | 2019-04-05 | 2019-04-15 | 2020-04-15 | SUNPOWER | SPR-E20-327-D-AC | Inverters | 320 |  | 15 |  |  | 0.96 |  | Other | under each panel
Solar Registration Program | NJSRRE1541859022 | Egg Harbor Township | 8234 | 19 | 4.91 | Residential | Yes | Behind the Meter | SunnyMac LLC | AC Electric | Accepted | 2019-08-19 | 2019-08-23 | 2020-08-23 | Sunpower | SPR- E20-327 | Solar Panels |  | 0.327 | 15 | 219 | 40 |  | Fixed | Roof
Solar Registration Program | NJSRRE1541859022 | Egg Harbor Township | 8234 | 19 | 4.91 | Residential | Yes | Behind the Meter | SunnyMac LLC | AC Electric | Accepted | 2019-08-19 | 2019-08-23 | 2020-08-23 | Enphase | IQ7XS-96-ACM-US | Inverters | 0.315 |  | 15 |  |  | 0.99 |  | Outdoor | roof
Solar Registration Program | NJSRRE1541859592 | Lanoka Harbor | 8734 | 18 | 4.91 | Residential | Yes | Behind the Meter | Vision Solar LLC | JCP&L | Accepted | 2019-08-19 | 2019-08-23 | 2020-08-23 | sunpower | e20-327-e-ac | Solar Panels |  | 0.327 | 15 | 184 | 45 |  | Fixed | Roof
Solar Registration Program | NJSRRE1541859592 | Lanoka Harbor | 8734 | 18 | 4.91 | Residential | Yes | Behind the Meter | Vision Solar LLC | JCP&L | Accepted | 2019-08-19 | 2019-08-23 | 2020-08-23 | sunpower | e20-327-e-ac | Inverters | 0.32 |  | 15 |  |  | 0.96 |  | Other | behind panels
Solar Registration Program | NJSRRE1541862290 | Roselle | 7203 | 10 | 4.91 | Residential | Yes | Behind the Meter | Kamtech Solar Solutions | PSE&G | Accepted | 2019-09-26 | 2019-09-26 | 2020-09-26 | Sunpower Corporation | SPR-E20-327-E-AC | Solar Panels |  | 0.327 | 15 | 169 | 30 |  | Fixed | Roof | On top of Roof
Solar Registration Program | NJSRRE1541862290 | Roselle | 7203 | 10 | 4.91 | Residential | Yes | Behind the Meter | Kamtech Solar Solutions | PSE&G | Accepted | 2019-09-26 | 2019-09-26 | 2020-09-26 | Enphase Energy | IQ-7X | Inverters | 0.315 |  | 15 |  |  | 0.975 |  | Outside | Underneath each module
Solar Registration Program | NJSRRE1542369484 | Vineland | 8360 | 20 | 4.91 | Residential | Yes | Behind the Meter | Vision Solar LLC | Vineland Muni Electric | Accepted | 2019-09-07 | 2019-09-11 | 2020-09-11 | sunpower | e20-327-e-ac | Solar Panels |  | 0.327 | 15 | 274 | 40 |  | Fixed | Roof
Solar Registration Program | NJSRRE1542369484 | Vineland | 8360 | 20 | 4.91 | Residential | Yes | Behind the Meter | Vision Solar LLC | Vineland Muni Electric | Accepted | 2019-09-07 | 2019-09-11 | 2020-09-11 | sunpower | e20-327-e-ac | Inverters | 0.32 |  | 15 |  |  | 0.96 |  | Other | behind panels
Solar Registration Program | NJSRRE1542409241 | Piscataway Twp | 8854 | 11 | 4.91 | Residential | No | Behind the Meter | SunnyMac LLC | PSE&G | Accepted | 2019-09-16 | 2019-09-18 | 2020-09-18 | SunPower | SPR-E20-327 | Solar Panels |  | 0.327 | 15 | 157 | 45 |  | Fixed | Roof
Solar Registration Program | NJSRRE1542409241 | Piscataway Twp | 8854 | 11 | 4.91 | Residential | No | Behind the Meter | SunnyMac LLC | PSE&G | Accepted | 2019-09-16 | 2019-09-18 | 2020-09-18 | Enphase | IQ7XS-96-ACM-US | Inverters | 0.315 |  | 15 |  |  | 0.99 |  | Outdoor | roof
Solar Registration Program | NJSRRE1542428722 | Woodstown | 8098 | 16 | 4.91 | Residential | Yes | Behind the Meter | GenRenew, LLC | AC Electric | Accepted | 2019-09-23 | 2019-09-25 | 2020-09-25 | sunpower | SPR-E20-327-E-AC | Solar Panels |  | 0.327 | 15 | 209 | 29 |  | Fixed | Roof
Solar Registration Program | NJSRRE1542428722 | Woodstown | 8098 | 16 | 4.91 | Residential | Yes | Behind the Meter | GenRenew, LLC | AC Electric | Accepted | 2019-09-23 | 2019-09-25 | 2020-09-25 | sunpower | MI-C-320-us208/240-10 | Inverters | 320 |  | 15 |  |  | 0.96 |  | Outdoor | microinverter located under module
Solar Registration Program | NJSRRE1542478595 | Galloway | 8205 | 19 | 4.91 | Residential | Yes | Behind the Meter | Ad Energy | AC Electric | Accepted | 2019-10-01 | 2019-10-03 | 2020-10-03 | SunPower | SPR-E20-327-E-AC | Solar Panels |  | 0.327 | 15 | 101 | 23 |  | Fixed | Roof
Solar Registration Program | NJSRRE1542478595 | Galloway | 8205 | 19 | 4.91 | Residential | Yes | Behind the Meter | Ad Energy | AC Electric | Accepted | 2019-10-01 | 2019-10-03 | 2020-10-03 | SunPower | SPR-E20-327-E-AC | Inverters | 315 |  | 15 |  |  | 0.975 |  | Outdoor | At each panel
Solar Registration Program | NJSRRE1542515199 | Sicklerville | 8081 | 14 | 4.91 | Residential | No | Behind the Meter | SunnyMac LLC | AC Electric | Accepted | 2019-10-08 | 2019-10-10 | 2020-10-10 | SunPower | SPR-E20-327 | Solar Panels |  | 0.327 | 15 | 177 | 30 |  | Fixed | Roof
Solar Registration Program | NJSRRE1542515199 | Sicklerville | 8081 | 14 | 4.91 | Residential | No | Behind the Meter | SunnyMac LLC | AC Electric | Accepted | 2019-10-08 | 2019-10-10 | 2020-10-10 | Enphase | IQ7XS-96-ACM-US | Inverters | 0.315 |  | 15 |  |  | 0.99 |  | Outdoor | roof
Solar Registration Program | NJSRRE1542518889 | Pitman | 8071 | 15 | 4.91 | Residential | Yes | Behind the Meter | GenRenew, LLC | AC Electric | Final As-Built Received | 2019-10-09 | 2019-10-11 | 2020-10-11 | sunpower | SPR-E20-327-E-AC | Solar Panels |  | 0.327 | 15 | 144 | 32 |  | Fixed | Roof
Solar Registration Program | NJSRRE1542518889 | Pitman | 8071 | 15 | 4.91 | Residential | Yes | Behind the Meter | GenRenew, LLC | AC Electric | Final As-Built Received | 2019-10-09 | 2019-10-11 | 2020-10-11 | sunpower | pvs6 | Meters |  |  | 1 |  |  |  | Yes | Outdoor
Solar Registration Program | NJSRRE1542518889 | Pitman | 8071 | 15 | 4.91 | Residential | Yes | Behind the Meter | GenRenew, LLC | AC Electric | Final As-Built Received | 2019-10-09 | 2019-10-11 | 2020-10-11 | sunpower | MI-C-320-US208/240-10 | Inverters | 320 |  | 15 |  |  | 0.96 |  | Outdoor | MICROINVERTER LOCATED UNDER MODULES
Solar Registration Program | NJSRRE1542553097 | Atlantic City | 8041 | 13 | 4.91 | Residential | Yes | Behind the Meter | Castle Energy, LLC | AC Electric | Accepted | 2019-10-17 | 2019-10-21 | 2020-10-21 | SunPower | SPR-E20-327-C-AC | Solar Panels |  | 0.327 | 4 | 242 | 30 |  | Fixed | Roof
Solar Registration Program | NJSRRE1542553097 | Atlantic City | 8041 | 13 | 4.91 | Residential | Yes | Behind the Meter | Castle Energy, LLC | AC Electric | Accepted | 2019-10-17 | 2019-10-21 | 2020-10-21 | SunPower | SPR-E20-327-C-AC | Solar Panels |  | 0.327 | 4 | 152 | 30 |  | Fixed | Roof
Solar Registration Program | NJSRRE1542553097 | Atlantic City | 8041 | 13 | 4.91 | Residential | Yes | Behind the Meter | Castle Energy, LLC | AC Electric | Accepted | 2019-10-17 | 2019-10-21 | 2020-10-21 | SunPower | SPR-E20-327-C-AC | Solar Panels |  | 0.327 | 7 | 62 | 30 |  | Fixed | Roof
Solar Registration Program | NJSRRE1542553097 | Atlantic City | 8041 | 13 | 4.91 | Residential | Yes | Behind the Meter | Castle Energy, LLC | AC Electric | Accepted | 2019-10-17 | 2019-10-21 | 2020-10-21 | SunPower | SPR-E20-327-C-AC | Inverters | 320 |  | 15 |  |  | 0.975 |  | Outside | on the rooftop under each solar panel
Solar Registration Program | NJSRRE1542553171 | Beach Haven West | 8050 | 18 | 4.91 | Residential | No | Behind the Meter | SunPower Corporation, Systems | AC Electric | Accepted | 2019-10-17 | 2019-10-21 | 2020-10-21 | SUNPOWER | SPR-E20-327-E-AC | Solar Panels |  | 0.327 | 8 | 228 | 35 |  | Fixed | Roof
Solar Registration Program | NJSRRE1542553171 | Beach Haven West | 8050 | 18 | 4.91 | Residential | No | Behind the Meter | SunPower Corporation, Systems | AC Electric | Accepted | 2019-10-17 | 2019-10-21 | 2020-10-21 | SUNPOWER | SPR-E20-327-E-AC | Solar Panels |  | 0.327 | 7 | 138 | 25 |  | Fixed | Roof
Solar Registration Program | NJSRRE1542553171 | Beach Haven West | 8050 | 18 | 4.91 | Residential | No | Behind the Meter | SunPower Corporation, Systems | AC Electric | Accepted | 2019-10-17 | 2019-10-21 | 2020-10-21 | SUNPOWER | SPR-E20-327-E-AC | Inverters | 320 |  | 15 |  |  | 0.96 |  | Other | under each panel
Solar Registration Program | NJSRRE1542582490 | Vineland | 8360 | 20 | 4.91 | Residential | Yes | Behind the Meter | Seabright Solar | Vineland Muni Electric | Accepted | 2019-10-24 | 2019-10-28 | 2020-10-28 | Sunpower | SPR-E20-327 | Solar Panels |  | 0.327 | 15 | 255 | 18 |  | Fixed | Roof
Solar Registration Program | NJSRRE1542582490 | Vineland | 8360 | 20 | 4.91 | Residential | Yes | Behind the Meter | Seabright Solar | Vineland Muni Electric | Accepted | 2019-10-24 | 2019-10-28 | 2020-10-28 | Sunpower | SPR-E20-327 | Inverters | 0.32 |  | 15 |  |  | 0.99 |  | Outside | Roof
Solar Registration Program | NJSRRE1543269709 | Perth amboy | 8861 | 11 | 4.91 | Residential | Yes | Behind the Meter | Vision Solar LLC | PSE&G | Accepted | 2019-11-22 | 2019-12-05 | 2020-12-05 | sunpower | e20-327-e-ac | Solar Panels |  | 0.327 | 3 | 37 | 285 |  | Fixed | Roof
Solar Registration Program | NJSRRE1543269709 | Perth amboy | 8861 | 11 | 4.91 | Residential | Yes | Behind the Meter | Vision Solar LLC | PSE&G | Accepted | 2019-11-22 | 2019-12-05 | 2020-12-05 | sunpower | e2-327-e-ac | Solar Panels |  | 0.327 | 6 | 23 | 195 |  | Fixed | Roof
Solar Registration Program | NJSRRE1543269709 | Perth amboy | 8861 | 11 | 4.91 | Residential | Yes | Behind the Meter | Vision Solar LLC | PSE&G | Accepted | 2019-11-22 | 2019-12-05 | 2020-12-05 | sunpower | e20-327-e-ac | Solar Panels |  | 0.327 | 6 | 105 | 37 |  | Fixed | Roof
Solar Registration Program | NJSRRE1543269709 | Perth amboy | 8861 | 11 | 4.91 | Residential | Yes | Behind the Meter | Vision Solar LLC | PSE&G | Accepted | 2019-11-22 | 2019-12-05 | 2020-12-05 | sunpower | e20-327-e-ac | Inverters | 0.32 |  | 15 |  |  | 0.96 |  | Outside | behind the pannels
Solar Registration Program | NJSRRE1543421215 | Perth Amboy | 8861 | 11 | 4.91 | Residential | Yes | Behind the Meter | Vision Solar LLC | PSE&G | Accepted | 2019-11-22 | 2019-12-05 | 2020-12-05 | sunpower | e20-327-e-ac | Solar Panels |  | 0.327 | 6 | 195 | 23 |  | Fixed | Roof
Solar Registration Program | NJSRRE1543421215 | Perth Amboy | 8861 | 11 | 4.91 | Residential | Yes | Behind the Meter | Vision Solar LLC | PSE&G | Accepted | 2019-11-22 | 2019-12-05 | 2020-12-05 | sunpower | e20-327-e-ac | Solar Panels |  | 0.327 | 3 | 285 | 37 |  | Fixed | Roof
Solar Registration Program | NJSRRE1543421215 | Perth Amboy | 8861 | 11 | 4.91 | Residential | Yes | Behind the Meter | Vision Solar LLC | PSE&G | Accepted | 2019-11-22 | 2019-12-05 | 2020-12-05 | sunpower | e20-327-e-ac | Solar Panels |  | 0.327 | 6 | 105 | 37 |  | Fixed | Roof
Solar Registration Program | NJSRRE1543421215 | Perth Amboy | 8861 | 11 | 4.91 | Residential | Yes | Behind the Meter | Vision Solar LLC | PSE&G | Accepted | 2019-11-22 | 2019-12-05 | 2020-12-05 | sunpower | e20-327-e-ac | Inverters | 0.32 |  | 15 |  |  | 0.96 |  | Other | behind panels
Solar Registration Program | NJSRRE1543426164 | Paterson | 7502 | 6 | 4.91 | Residential | No | Behind the Meter | Seabright Solar | PSE&G | Accepted | 2019-11-27 | 2019-11-27 | 2020-11-27 | Sunpower | SPR-E20-327 | Solar Panels |  | 0.327 | 10 | 229 | 21 |  | Fixed | Roof
Solar Registration Program | NJSRRE1543426164 | Paterson | 7502 | 6 | 4.91 | Residential | No | Behind the Meter | Seabright Solar | PSE&G | Accepted | 2019-11-27 | 2019-11-27 | 2020-11-27 | Sunpower | SPR-E20-327 | Solar Panels |  | 0.327 | 5 | 49 | 21 |  | Fixed | Roof
Solar Registration Program | NJSRRE1543426164 | Paterson | 7502 | 6 | 4.91 | Residential | No | Behind the Meter | Seabright Solar | PSE&G | Accepted | 2019-11-27 | 2019-11-27 | 2020-11-27 | Sunpower | SPR-E20-327 | Inverters | 0.32 |  | 15 |  |  | 0.99 |  | Outside | Roof
Solar Registration Program | NJSRRE1543447215 | Teaneck | 7666 | 7 | 4.91 | Residential | Yes | Behind the Meter | Kamtech Solar Solutions | PSE&G | Accepted | 2019-11-26 | 2019-12-11 | 2020-12-11 | Sunpower Corp | SPR-e20-327-E-AC | Solar Panels |  | 0.327 | 15 | 98 | 36 |  | Fixed | Roof
Solar Registration Program | NJSRRE1543447215 | Teaneck | 7666 | 7 | 4.91 | Residential | Yes | Behind the Meter | Kamtech Solar Solutions | PSE&G | Accepted | 2019-11-26 | 2019-12-11 | 2020-12-11 | Sunpower Corp | IQ-7X | Inverters | 0.315 |  | 15 |  |  | 0.975 |  | Outside | Underneath each module
Solar Registration Program | NJSRRE1543574948 | Pleasantville | 8232 | 19 | 4.91 | Residential | Yes | Behind the Meter | Castle Energy, LLC | AC Electric | Accepted | 2019-12-20 | 2019-12-26 | 2020-12-26 | SunPower | SPR-E20-327-E-AC | Solar Panels |  | 0.327 | 15 | 116 | 34 |  | Fixed | Roof
Solar Registration Program | NJSRRE1543574948 | Pleasantville | 8232 | 19 | 4.91 | Residential | Yes | Behind the Meter | Castle Energy, LLC | AC Electric | Accepted | 2019-12-20 | 2019-12-26 | 2020-12-26 | SunPower | SPR-E20-327-E-AC | Inverters | 320 |  | 15 |  |  | 0.975 |  | Outdoor | on the rooftop under each solar panel
Solar Registration Program | NJSRRE1540332424 | Passaic City | 7055 | 6 | 4.93 | Residential | Yes | Behind the Meter | Sunrun Installation Services, Inc. | PSE&G | Accepted | 2019-02-04 | 2019-02-06 | 2020-02-06 | REC Solar | REC290TP2 BLK | Solar Panels |  | 0.29 | 4 | 213 | 14 |  | Fixed | Roof
Solar Registration Program | NJSRRE1540332424 | Passaic City | 7055 | 6 | 4.93 | Residential | Yes | Behind the Meter | Sunrun Installation Services, Inc. | PSE&G | Accepted | 2019-02-04 | 2019-02-06 | 2020-02-06 | REC Solar | REC290TP2 BLK | Solar Panels |  | 0.29 | 13 | 213 | 37 |  | Fixed | Roof
Solar Registration Program | NJSRRE1540332424 | Passaic City | 7055 | 6 | 4.93 | Residential | Yes | Behind the Meter | Sunrun Installation Services, Inc. | PSE&G | Accepted | 2019-02-04 | 2019-02-06 | 2020-02-06 | SolarEdge Technologies | SE5000H-USRGM | Inverters | 5000 |  | 1 |  |  | 0.96 |  | Outdoor | Next To Meter
Solar Registration Program | NJSRRE1540334118 | Basking Ridge | 7920 | 5 | 4.93 | Residential | No | Behind the Meter | Sunrun Installation Services, Inc. | JCP&L | Accepted | 2019-02-05 | 2019-02-07 | 2020-02-07 | REC Solar | REC290TP2 BLK | Solar Panels |  | 0.29 | 12 | 79 | 18 |  | Fixed | Roof
Solar Registration Program | NJSRRE1540334118 | Basking Ridge | 7920 | 5 | 4.93 | Residential | No | Behind the Meter | Sunrun Installation Services, Inc. | JCP&L | Accepted | 2019-02-05 | 2019-02-07 | 2020-02-07 | REC Solar | REC290TP2 BLK | Solar Panels |  | 0.29 | 5 | 169 | 30 |  | Fixed | Roof
Solar Registration Program | NJSRRE1540334118 | Basking Ridge | 7920 | 5 | 4.93 | Residential | No | Behind the Meter | Sunrun Installation Services, Inc. | JCP&L | Accepted | 2019-02-05 | 2019-02-07 | 2020-02-07 | SolarEdge Technologies | SE5000H-USRGM | Inverters | 5000 |  | 1 |  |  | 0.96 |  | Outdoor | Next To Meter
Solar Registration Program | NJSRRE1540397452 | Paterson City | 7513 | 6 | 4.93 | Residential | Yes | Behind the Meter | Sunrun Installation Services, Inc. | PSE&G | Accepted | 2019-02-26 | 2019-02-28 | 2020-02-28 | REC Solar | REC290TP2 BLK | Solar Panels |  | 0.29 | 9 | 98 | 45 |  | Fixed | Roof
Solar Registration Program | NJSRRE1540397452 | Paterson City | 7513 | 6 | 4.93 | Residential | Yes | Behind the Meter | Sunrun Installation Services, Inc. | PSE&G | Accepted | 2019-02-26 | 2019-02-28 | 2020-02-28 | REC Solar | REC290TP2 BLK | Solar Panels |  | 0.29 | 8 | 98 | 18 |  | Fixed | Roof
Solar Registration Program | NJSRRE1540397452 | Paterson City | 7513 | 6 | 4.93 | Residential | Yes | Behind the Meter | Sunrun Installation Services, Inc. | PSE&G | Accepted | 2019-02-26 | 2019-02-28 | 2020-02-28 | SMA America | SB5.0-1SP-US-40 | Inverters | 5000 |  | 1 |  |  | 0.96 |  | Outdoor | Next To Meter
Solar Registration Program | NJSRRE1540407981 | Dumont Boro | 7628 | 7 | 4.93 | Residential | Yes | Behind the Meter | Sunrun Installation Services, Inc. | PSE&G | Accepted | 2019-02-28 | 2019-03-01 | 2020-03-01 | REC Solar | REC290TP2 BLK | Solar Panels |  | 0.29 | 12 | 272 | 23 |  | Fixed | Roof
Solar Registration Program | NJSRRE1540407981 | Dumont Boro | 7628 | 7 | 4.93 | Residential | Yes | Behind the Meter | Sunrun Installation Services, Inc. | PSE&G | Accepted | 2019-02-28 | 2019-03-01 | 2020-03-01 | REC Solar | REC290TP2 BLK | Solar Panels |  | 0.29 | 5 | 92 | 23 |  | Fixed | Roof
Solar Registration Program | NJSRRE1540407981 | Dumont Boro | 7628 | 7 | 4.93 | Residential | Yes | Behind the Meter | Sunrun Installation Services, Inc. | PSE&G | Accepted | 2019-02-28 | 2019-03-01 | 2020-03-01 | SolarEdge Technologies | SE5000H-USRGM | Inverters | 5000 |  | 1 |  |  | 0.96 |  | Outdoor | Next To Meter
Solar Registration Program | NJSRRE1540422788 | Sayreville | 8872 | 11 | 4.93 | Residential | Yes | Behind the Meter | Sunrun Installation Services, Inc. | JCP&L | Accepted | 2019-03-04 | 2019-03-05 | 2020-03-05 | REC Solar | REC290TP2 BLK | Solar Panels |  | 0.29 | 4 | 261 | 40 |  | Fixed | Roof
Solar Registration Program | NJSRRE1540422788 | Sayreville | 8872 | 11 | 4.93 | Residential | Yes | Behind the Meter | Sunrun Installation Services, Inc. | JCP&L | Accepted | 2019-03-04 | 2019-03-05 | 2020-03-05 | REC Solar | REC290TP2 BLK | Solar Panels |  | 0.29 | 13 | 81 | 40 |  | Fixed | Roof
Solar Registration Program | NJSRRE1540422788 | Sayreville | 8872 | 11 | 4.93 | Residential | Yes | Behind the Meter | Sunrun Installation Services, Inc. | JCP&L | Accepted | 2019-03-04 | 2019-03-05 | 2020-03-05 | SolarEdge Technologies | SE5000H-USRGM | Inverters | 5000 |  | 1 |  |  | 0.96 |  | Outdoor | Next To Meter
Solar Registration Program | NJSRRE1540429418 | Pennsville | 8070 | 16 | 4.93 | Residential | Yes | Behind the Meter | Sunrun Installation Services, Inc. | AC Electric | Accepted | 2019-03-04 | 2019-03-05 | 2020-03-05 | REC Solar | REC290TP2 BLK | Solar Panels |  | 0.29 | 17 | 214 | 30 |  | Fixed | Roof
Solar Registration Program | NJSRRE1540429418 | Pennsville | 8070 | 16 | 4.93 | Residential | Yes | Behind the Meter | Sunrun Installation Services, Inc. | AC Electric | Accepted | 2019-03-04 | 2019-03-05 | 2020-03-05 | SMA America | SB5.0-1SP-US-40 | Inverters | 5000 |  | 1 |  |  | 0.96 |  | Outdoor | Next To Meter
Solar Registration Program | NJSRRE1540485643 | Haledon Boro | 7508 | 6 | 4.93 | Residential | Yes | Behind the Meter | Sunrun Installation Services, Inc. | PSE&G | Accepted | 2019-03-14 | 2019-03-15 | 2020-03-15 | REC Solar | REC290TP2 BLK | Solar Panels |  | 0.29 | 2 | 308 | 9 |  | Fixed | Roof
Solar Registration Program | NJSRRE1540485643 | Haledon Boro | 7508 | 6 | 4.93 | Residential | Yes | Behind the Meter | Sunrun Installation Services, Inc. | PSE&G | Accepted | 2019-03-14 | 2019-03-15 | 2020-03-15 | REC Solar | REC290TP2 BLK | Solar Panels |  | 0.29 | 15 | 127 | 27 |  | Fixed | Roof
Solar Registration Program | NJSRRE1540485643 | Haledon Boro | 7508 | 6 | 4.93 | Residential | Yes | Behind the Meter | Sunrun Installation Services, Inc. | PSE&G | Accepted | 2019-03-14 | 2019-03-15 | 2020-03-15 | SolarEdge Technologies | SE5000H-USRGM | Inverters | 5000 |  | 1 |  |  | 0.96 |  | Outdoor | Next To Meter
Solar Registration Program | NJSRRE1540501900 | Teaneck | 7666 | 7 | 4.93 | Non Profit | No | Behind the Meter | JD Solar Solutions LLC | PSE&G | Accepted | 2019-03-20 | 2019-03-20 | 2020-03-20 | Q Peak | Q-290 | Solar Panels |  | 0.29 | 17 | 200 | 27 |  | Fixed | Roof
Solar Registration Program | NJSRRE1540501900 | Teaneck | 7666 | 7 | 4.93 | Non Profit | No | Behind the Meter | JD Solar Solutions LLC | PSE&G | Accepted | 2019-03-20 | 2019-03-20 | 2020-03-20 | Enphase | M250 | Inverters | 250 |  | 17 |  |  | 0.98 |  | Outdoor | under solar module attached to racking
Solar Registration Program | NJSRRE1540615199 | Beesleys Point | 8223 | 21 | 4.93 | Residential | No | Behind the Meter | Sunrun Installation Services, Inc. | AC Electric | Accepted | 2019-03-22 | 2019-03-25 | 2020-03-25 | REC Solar | REC290TP2 BLK | Solar Panels |  | 0.29 | 17 | 210 | 40 |  | Fixed | Roof
Solar Registration Program | NJSRRE1540615199 | Beesleys Point | 8223 | 21 | 4.93 | Residential | No | Behind the Meter | Sunrun Installation Services, Inc. | AC Electric | Accepted | 2019-03-22 | 2019-03-25 | 2020-03-25 | SMA America | SB5.0-1SP-US-40 | Inverters | 5000 |  | 1 |  |  | 0.96 |  | Outdoor | Next To Meter
Solar Registration Program | NJSRRE1540818601 | Fair Lawn | 7410 | 7 | 4.93 | Residential | No | Behind the Meter | Sunrun Installation Services, Inc. | PSE&G | Accepted | 2019-04-03 | 2019-04-04 | 2020-04-04 | REC Solar | REC290TP2 BLK | Solar Panels |  | 0.29 | 17 | 199 | 5 |  | Fixed | Roof
Solar Registration Program | NJSRRE1540818601 | Fair Lawn | 7410 | 7 | 4.93 | Residential | No | Behind the Meter | Sunrun Installation Services, Inc. | PSE&G | Accepted | 2019-04-03 | 2019-04-04 | 2020-04-04 | SMA America | SB 5.0-1SP-US-40 | Inverters | 5000 |  | 1 |  |  | 0.96 |  | Outdoor | Near Main Panel
Solar Registration Program | NJSRRE1540904484 | Harrison | 7029 | 8 | 4.93 | Residential | Yes | Behind the Meter | Sunrun Installation Services, Inc. | PSE&G | Accepted | 2019-04-29 | 2019-04-30 | 2020-04-30 | REC Solar | REC290TP2 BLK | Solar Panels |  | 0.29 | 17 | 258 | 10 |  | Fixed | Roof
Solar Registration Program | NJSRRE1540904484 | Harrison | 7029 | 8 | 4.93 | Residential | Yes | Behind the Meter | Sunrun Installation Services, Inc. | PSE&G | Accepted | 2019-04-29 | 2019-04-30 | 2020-04-30 | SMA America | SB 5.0-1SP-US-40 | Inverters | 5000 |  | 1 |  |  | 0.96 |  | Outdoor | meter
Solar Registration Program | NJSRRE1541631511 | Perth Amboy City | 8861 | 11 | 4.93 | Residential | Yes | Behind the Meter | Sunrun Installation Services, Inc. | PSE&G | Accepted | 2019-07-11 | 2019-07-15 | 2020-07-15 | REC Solar | REC290TP2 BLK | Solar Panels |  | 0.29 | 13 | 195 | 8 |  | Fixed | Roof
Solar Registration Program | NJSRRE1541631511 | Perth Amboy City | 8861 | 11 | 4.93 | Residential | Yes | Behind the Meter | Sunrun Installation Services, Inc. | PSE&G | Accepted | 2019-07-11 | 2019-07-15 | 2020-07-15 | REC Solar | REC290TP2 BLK | Solar Panels |  | 0.29 | 2 | 105 | 26 |  | Fixed | Roof
Solar Registration Program | NJSRRE1541631511 | Perth Amboy City | 8861 | 11 | 4.93 | Residential | Yes | Behind the Meter | Sunrun Installation Services, Inc. | PSE&G | Accepted | 2019-07-11 | 2019-07-15 | 2020-07-15 | REC Solar | REC290TP2 BLK | Solar Panels |  | 0.29 | 2 | 285 | 30 |  | Fixed | Roof
Solar Registration Program | NJSRRE1541631511 | Perth Amboy City | 8861 | 11 | 4.93 | Residential | Yes | Behind the Meter | Sunrun Installation Services, Inc. | PSE&G | Accepted | 2019-07-11 | 2019-07-15 | 2020-07-15 | SolarEdge Technologies | SE5000H-USRGM | Inverters | 5000 |  | 1 |  |  | 0.96 |  | Outdoor | Next To Meter
Solar Registration Program | NJSRRE1541732166 | Gloucester Twp | 8049 | 14 | 4.93 | Residential | Yes | Behind the Meter | Sunrun Installation Services, Inc. | PSE&G | Final As-Built Received | 2019-08-02 | 2019-08-07 | 2020-08-07 | REC Solar | REC290TP2 BLK | Solar Panels |  | 0.29 | 17 | 161 | 18 |  | Fixed | Roof
Solar Registration Program | NJSRRE1541732166 | Gloucester Twp | 8049 | 14 | 4.93 | Residential | Yes | Behind the Meter | Sunrun Installation Services, Inc. | PSE&G | Final As-Built Received | 2019-08-02 | 2019-08-07 | 2020-08-07 | Ningbo Ginlong Technologies | Solis-1P4K-4G-US | Inverters | 4000 |  | 1 |  |  | 0.96 |  | Outdoor | Next To Meter
Solar Registration Program | NJSRRE1541814650 | Clifton City | 7011 | 6 | 4.93 | Residential | No | Behind the Meter | Sunrun Installation Services, Inc. | PSE&G | Accepted | 2019-08-11 | 2019-08-23 | 2020-08-23 | REC Solar | REC290TP2 BLK | Solar Panels |  | 0.29 | 17 | 250 | 43 |  | Fixed | Roof
Solar Registration Program | NJSRRE1541814650 | Clifton City | 7011 | 6 | 4.93 | Residential | No | Behind the Meter | Sunrun Installation Services, Inc. | PSE&G | Accepted | 2019-08-11 | 2019-08-23 | 2020-08-23 | Ningbo Ginlong Technologies | Solis-1P4K-4G-US | Inverters | 4000 |  | 1 |  |  | 0.96 |  | Outdoor | Next To Meter
Solar Registration Program | NJSRRE1542422943 | Nutley Town | 7110 | 9 | 4.93 | Residential | Yes | Behind the Meter | Sunrun Installation Services, Inc. | PSE&G | Accepted | 2019-09-19 | 2019-09-23 | 2020-09-23 | REC Solar | REC290TP2 BLK | Solar Panels |  | 0.29 | 17 | 119 | 37 |  | Fixed | Roof
Solar Registration Program | NJSRRE1542422943 | Nutley Town | 7110 | 9 | 4.93 | Residential | Yes | Behind the Meter | Sunrun Installation Services, Inc. | PSE&G | Accepted | 2019-09-19 | 2019-09-23 | 2020-09-23 | Ningbo Ginlong Technologies | Solis-1P4K-4G-US | Inverters | 4000 |  | 1 |  |  | 0.96 |  | Outdoor | Next To Meter
Solar Registration Program | NJSRRE1542445487 | Clementon | 8021 | 14 | 4.93 | Residential | No | Behind the Meter | Sunrun Installation Services, Inc. | AC Electric | Final As-Built Received | 2019-09-26 | 2019-09-30 | 2020-09-30 | REC Solar | REC290TP2 BLK | Solar Panels |  | 0.29 | 6 | 103 | 28 |  | Fixed | Roof
Solar Registration Program | NJSRRE1542445487 | Clementon | 8021 | 14 | 4.93 | Residential | No | Behind the Meter | Sunrun Installation Services, Inc. | AC Electric | Final As-Built Received | 2019-09-26 | 2019-09-30 | 2020-09-30 | REC Solar | REC290TP2 BLK | Solar Panels |  | 0.29 | 5 | 193 | 34 |  | Fixed | Roof
Solar Registration Program | NJSRRE1542445487 | Clementon | 8021 | 14 | 4.93 | Residential | No | Behind the Meter | Sunrun Installation Services, Inc. | AC Electric | Final As-Built Received | 2019-09-26 | 2019-09-30 | 2020-09-30 | REC Solar | REC290TP2 BLK | Solar Panels |  | 0.29 | 6 | 103 | 28 |  | Fixed | Roof
Solar Registration Program | NJSRRE1542445487 | Clementon | 8021 | 14 | 4.93 | Residential | No | Behind the Meter | Sunrun Installation Services, Inc. | AC Electric | Final As-Built Received | 2019-09-26 | 2019-09-30 | 2020-09-30 | SolarEdge Technologies | SE3800H-USRGM | Inverters | 3800 |  | 1 |  |  | 0.96 |  | Outdoor | Next To Meter
Solar Registration Program | NJSRRE1542445744 | North Bergen | 7047 | 8 | 4.93 | Residential | Yes | Behind the Meter | Sunrun Installation Services, Inc. | PSE&G | Accepted | 2019-09-26 | 2019-09-30 | 2020-09-30 | REC Solar | REC290TP2 BLK | Solar Panels |  | 0.29 | 8 | 115 | 23 |  | Fixed | Roof
Solar Registration Program | NJSRRE1542445744 | North Bergen | 7047 | 8 | 4.93 | Residential | Yes | Behind the Meter | Sunrun Installation Services, Inc. | PSE&G | Accepted | 2019-09-26 | 2019-09-30 | 2020-09-30 | REC Solar | REC290TP2 BLK | Solar Panels |  | 0.29 | 9 | 296 | 23 |  | Fixed | Roof
Solar Registration Program | NJSRRE1542445744 | North Bergen | 7047 | 8 | 4.93 | Residential | Yes | Behind the Meter | Sunrun Installation Services, Inc. | PSE&G | Accepted | 2019-09-26 | 2019-09-30 | 2020-09-30 | Ningbo Ginlong Technologies | Solis-1P4K-4G-US | Inverters | 4000 |  | 1 |  |  | 0.96 |  | Outdoor | Next To Meter
Solar Registration Program | NJSRRE1542513418 | North Plainfield | 7060 | 10 | 4.93 | Residential | Yes | Behind the Meter | Sunrun Installation Services, Inc. | PSE&G | Final As-Built Received | 2019-10-07 | 2019-10-10 | 2020-10-10 | REC Solar | REC290TP2 BLK | Solar Panels |  | 0.29 | 8 | 129 | 33 |  | Fixed | Roof
Solar Registration Program | NJSRRE1542513418 | North Plainfield | 7060 | 10 | 4.93 | Residential | Yes | Behind the Meter | Sunrun Installation Services, Inc. | PSE&G | Final As-Built Received | 2019-10-07 | 2019-10-10 | 2020-10-10 | REC Solar | REC290TP2 BLK | Solar Panels |  | 0.29 | 6 | 309 | 29 |  | Fixed | Roof
Solar Registration Program | NJSRRE1542513418 | North Plainfield | 7060 | 10 | 4.93 | Residential | Yes | Behind the Meter | Sunrun Installation Services, Inc. | PSE&G | Final As-Built Received | 2019-10-07 | 2019-10-10 | 2020-10-10 | REC Solar | REC290TP2 BLK | Solar Panels |  | 0.29 | 3 | 129 | 26 |  | Fixed | Roof
Solar Registration Program | NJSRRE1542513418 | North Plainfield | 7060 | 10 | 4.93 | Residential | Yes | Behind the Meter | Sunrun Installation Services, Inc. | PSE&G | Final As-Built Received | 2019-10-07 | 2019-10-10 | 2020-10-10 | SolarEdge Technologies | SE3800H-USRGM | Inverters | 3800 |  | 1 |  |  | 0.96 |  | Outdoor | Next To Meter
Solar Registration Program | NJSRRE1542521471 | Prospect Park | 7508 | 6 | 4.93 | Residential | Yes | Behind the Meter | Sunrun Installation Services, Inc. | PSE&G | Accepted | 2019-10-09 | 2019-10-11 | 2020-10-11 | REC Solar | REC290TP2 BLK | Solar Panels |  | 0.29 | 9 | 136 | 14 |  | Fixed | Roof
Solar Registration Program | NJSRRE1542521471 | Prospect Park | 7508 | 6 | 4.93 | Residential | Yes | Behind the Meter | Sunrun Installation Services, Inc. | PSE&G | Accepted | 2019-10-09 | 2019-10-11 | 2020-10-11 | REC Solar | REC290TP2 BLK | Solar Panels |  | 0.29 | 8 | 317 | 14 |  | Fixed | Roof
Solar Registration Program | NJSRRE1542521471 | Prospect Park | 7508 | 6 | 4.93 | Residential | Yes | Behind the Meter | Sunrun Installation Services, Inc. | PSE&G | Accepted | 2019-10-09 | 2019-10-11 | 2020-10-11 | Ningbo Ginlong Technologies | Solis-1P4K-4G-US | Inverters | 4000 |  | 1 |  |  | 0.96 |  | Outdoor | Next To Meter
Solar Registration Program | NJSRRE1542818115 | Bergenfield | 7621 | 7 | 4.93 | Residential | No | Behind the Meter | Sunrun Installation Services, Inc. | PSE&G | Accepted | 2019-10-30 | 2019-11-01 | 2020-11-01 | REC Solar | REC290TP2 BLK | Solar Panels |  | 0.29 | 6 | 267 | 34 |  | Fixed | Roof
Solar Registration Program | NJSRRE1542818115 | Bergenfield | 7621 | 7 | 4.93 | Residential | No | Behind the Meter | Sunrun Installation Services, Inc. | PSE&G | Accepted | 2019-10-30 | 2019-11-01 | 2020-11-01 | REC Solar | REC290TP2 BLK | Solar Panels |  | 0.29 | 11 | 87 | 34 |  | Fixed | Roof
Solar Registration Program | NJSRRE1542818115 | Bergenfield | 7621 | 7 | 4.93 | Residential | No | Behind the Meter | Sunrun Installation Services, Inc. | PSE&G | Accepted | 2019-10-30 | 2019-11-01 | 2020-11-01 | Delta Electronics | M4-TL-US | Inverters | 3840 |  | 1 |  |  | 0.96 |  | Outdoor | Next To Meter
Solar Registration Program | NJSRRE1543041135 | Neptune | 7753 | 17 | 4.93 | Residential | No | Behind the Meter | Sunrun Installation Services, Inc. | JCP&L | Accepted | 2019-11-06 | 2019-11-11 | 2020-11-11 | REC Solar | REC290TP2 BLK | Solar Panels |  | 0.29 | 7 | 14 | 27 |  | Fixed | Roof
Solar Registration Program | NJSRRE1543041135 | Neptune | 7753 | 17 | 4.93 | Residential | No | Behind the Meter | Sunrun Installation Services, Inc. | JCP&L | Accepted | 2019-11-06 | 2019-11-11 | 2020-11-11 | REC Solar | REC290TP2 BLK | Solar Panels |  | 0.29 | 10 | 194 | 27 |  | Fixed | Roof
Solar Registration Program | NJSRRE1543041135 | Neptune | 7753 | 17 | 4.93 | Residential | No | Behind the Meter | Sunrun Installation Services, Inc. | JCP&L | Accepted | 2019-11-06 | 2019-11-11 | 2020-11-11 | Delta Electronics | M4-TL-US | Inverters | 3840 |  | 1 |  |  | 0.96 |  | Outdoor | Next To Meter
Solar Registration Program | NJSRRE1543058007 | Union | 7083 | 10 | 4.93 | Residential | No | Behind the Meter | Sunrun Installation Services, Inc. | PSE&G | Accepted | 2019-11-08 | 2019-11-12 | 2020-11-12 | REC Solar | REC290TP2 BLK | Solar Panels |  | 0.29 | 17 | 215 | 40 |  | Fixed | Roof
Solar Registration Program | NJSRRE1543058007 | Union | 7083 | 10 | 4.93 | Residential | No | Behind the Meter | Sunrun Installation Services, Inc. | PSE&G | Accepted | 2019-11-08 | 2019-11-12 | 2020-11-12 | Delta Electronics | M4-TL-US | Inverters | 3840 |  | 1 |  |  | 0.96 |  | Outdoor | Next To Meter
Solar Registration Program | NJSRRE1543087881 | Elmwood Park | 7407 | 7 | 4.93 | Residential | Yes | Behind the Meter | Sunrun Installation Services, Inc. | PSE&G | Accepted | 2019-11-12 | 2019-11-15 | 2020-11-15 | REC Solar | REC290TP2 BLK | Solar Panels |  | 0.29 | 2 | 251 | 37 |  | Fixed | Roof
Solar Registration Program | NJSRRE1543087881 | Elmwood Park | 7407 | 7 | 4.93 | Residential | Yes | Behind the Meter | Sunrun Installation Services, Inc. | PSE&G | Accepted | 2019-11-12 | 2019-11-15 | 2020-11-15 | REC Solar | REC290TP2 BLK | Solar Panels |  | 0.29 | 10 | 71 | 14 |  | Fixed | Roof
Solar Registration Program | NJSRRE1543087881 | Elmwood Park | 7407 | 7 | 4.93 | Residential | Yes | Behind the Meter | Sunrun Installation Services, Inc. | PSE&G | Accepted | 2019-11-12 | 2019-11-15 | 2020-11-15 | REC Solar | REC290TP2 BLK | Solar Panels |  | 0.29 | 2 | 72 | 18 |  | Fixed | Roof
Solar Registration Program | NJSRRE1543087881 | Elmwood Park | 7407 | 7 | 4.93 | Residential | Yes | Behind the Meter | Sunrun Installation Services, Inc. | PSE&G | Accepted | 2019-11-12 | 2019-11-15 | 2020-11-15 | REC Solar | REC290TP2 BLK | Solar Panels |  | 0.29 | 3 | 251 | 23 |  | Fixed | Roof
Solar Registration Program | NJSRRE1543087881 | Elmwood Park | 7407 | 7 | 4.93 | Residential | Yes | Behind the Meter | Sunrun Installation Services, Inc. | PSE&G | Accepted | 2019-11-12 | 2019-11-15 | 2020-11-15 | SolarEdge Technologies | SE3800H-USRGM | Inverters | 3800 |  | 1 |  |  | 0.96 |  | Outdoor | Next To Meter
Solar Registration Program | NJSRRE1543210234 | Brick | 8724 | 18 | 4.93 | Residential | Yes | Behind the Meter | Sunrun Installation Services, Inc. | JCP&L | Accepted | 2019-11-13 | 2019-11-18 | 2020-11-18 | REC Solar | REC290TP2 BLK | Solar Panels |  | 0.29 | 17 | 174 | 27 |  | Fixed | Roof
Solar Registration Program | NJSRRE1543210234 | Brick | 8724 | 18 | 4.93 | Residential | Yes | Behind the Meter | Sunrun Installation Services, Inc. | JCP&L | Accepted | 2019-11-13 | 2019-11-18 | 2020-11-18 | Delta Electronics | M4-TL-US | Inverters | 3840 |  | 1 |  |  | 0.96 |  | Outdoor | Next To Meter
Solar Registration Program | NJSRRE1543442838 | Collingswood | 8108 | 14 | 4.93 | Residential | Yes | Behind the Meter | Sunrun Installation Services, Inc. | PSE&G | Accepted | 2019-11-25 | 2019-11-27 | 2020-11-27 | REC Solar | REC290TP2 BLK | Solar Panels |  | 0.29 | 17 | 204 | 30 |  | Fixed | Roof
Solar Registration Program | NJSRRE1543442838 | Collingswood | 8108 | 14 | 4.93 | Residential | Yes | Behind the Meter | Sunrun Installation Services, Inc. | PSE&G | Accepted | 2019-11-25 | 2019-11-27 | 2020-11-27 | Delta Electronics | M4-TL-US | Inverters | 3840 |  | 1 |  |  | 0.96 |  | Outdoor | Next To Meter
Solar Registration Program | NJSRRE1543467715 | Morristown | 7960 | 3 | 4.93 | Residential | Yes | Behind the Meter | Sunrun Installation Services, Inc. | JCP&L | Accepted | 2019-12-02 | 2019-12-05 | 2020-12-05 | REC Solar | REC290TP2 BLK | Solar Panels |  | 0.29 | 17 | 141 | 34 |  | Fixed | Roof
Solar Registration Program | NJSRRE1543467715 | Morristown | 7960 | 3 | 4.93 | Residential | Yes | Behind the Meter | Sunrun Installation Services, Inc. | JCP&L | Accepted | 2019-12-02 | 2019-12-05 | 2020-12-05 | Enphase Energy | IQ7-60-x-US (240V) | Inverters | 240 |  | 17 |  |  | 0.96 |  | Outdoor | Rooftop
Solar Registration Program | NJSRRE1543468063 | Elizabeth | 7201 | 10 | 4.93 | Residential | Yes | Behind the Meter | Sunrun Installation Services, Inc. | PSE&G | Accepted | 2019-12-03 | 2019-12-05 | 2020-12-05 | REC Solar | REC290TP2 BLK | Solar Panels |  | 0.29 | 17 | 201 | 30 |  | Fixed | Roof
Solar Registration Program | NJSRRE1543468063 | Elizabeth | 7201 | 10 | 4.93 | Residential | Yes | Behind the Meter | Sunrun Installation Services, Inc. | PSE&G | Accepted | 2019-12-03 | 2019-12-05 | 2020-12-05 | Delta Electronics | M4-TL-US | Inverters | 3840 |  | 1 |  |  | 0.96 |  | Outdoor | Next To Meter
Solar Registration Program | NJSRRE1543547813 | Newton | 7860 | 1 | 4.93 | Residential | Yes | Behind the Meter | Sunrun Installation Services, Inc. | JCP&L | Accepted | 2019-12-13 | 2019-12-18 | 2020-12-18 | REC Solar | REC290TP2 BLK | Solar Panels |  | 0.29 | 17 | 170 | 34 |  | Fixed | Roof
Solar Registration Program | NJSRRE1543547813 | Newton | 7860 | 1 | 4.93 | Residential | Yes | Behind the Meter | Sunrun Installation Services, Inc. | JCP&L | Accepted | 2019-12-13 | 2019-12-18 | 2020-12-18 | Delta Electronics | M4-TL-US | Inverters | 3840 |  | 1 |  |  | 0.96 |  | Outdoor | Next To Meter
Solar Registration Program | NJSRRE1543821934 | Montclair | 7043 | 9 | 4.93 | Residential | No | Behind the Meter | Sunrun, Inc. | PSE&G | Accepted | 2019-12-26 | 2019-12-31 | 2020-12-31 | REC Solar | REC290TP2 BLK | Solar Panels |  | 0.29 | 9 | 182 | 34 |  | Fixed | Roof
Solar Registration Program | NJSRRE1543821934 | Montclair | 7043 | 9 | 4.93 | Residential | No | Behind the Meter | Sunrun, Inc. | PSE&G | Accepted | 2019-12-26 | 2019-12-31 | 2020-12-31 | REC Solar | REC290TP2 BLK | Solar Panels |  | 0.29 | 3 | 92 | 14 |  | Fixed | Roof
Solar Registration Program | NJSRRE1543821934 | Montclair | 7043 | 9 | 4.93 | Residential | No | Behind the Meter | Sunrun, Inc. | PSE&G | Accepted | 2019-12-26 | 2019-12-31 | 2020-12-31 | REC Solar | REC290TP2 BLK | Solar Panels |  | 0.29 | 5 | 359 | 34 |  | Fixed | Roof
Solar Registration Program | NJSRRE1543821934 | Montclair | 7043 | 9 | 4.93 | Residential | No | Behind the Meter | Sunrun, Inc. | PSE&G | Accepted | 2019-12-26 | 2019-12-31 | 2020-12-31 | Enphase Energy | IQ7-60-x-US (240V) | Inverters | 240 |  | 17 |  |  | 0.96 |  | Outdoor | Rooftop
Solar Registration Program | NJSRRE1540905143 | Plainfield City | 7060 | 10 | 4.95 | Residential | Yes | Behind the Meter | Sunrun Installation Services, Inc. | PSE&G | Accepted | 2019-04-29 | 2019-05-02 | 2020-05-02 | LG Electronics | LG330N1C-A5 | Solar Panels |  | 0.33 | 4 | 127 | 14 |  | Fixed | Roof
Solar Registration Program | NJSRRE1540905143 | Plainfield City | 7060 | 10 | 4.95 | Residential | Yes | Behind the Meter | Sunrun Installation Services, Inc. | PSE&G | Accepted | 2019-04-29 | 2019-05-02 | 2020-05-02 | LG Electronics | LG330N1C-A5 | Solar Panels |  | 0.33 | 11 | 127 | 39 |  | Fixed | Roof
Solar Registration Program | NJSRRE1540905143 | Plainfield City | 7060 | 10 | 4.95 | Residential | Yes | Behind the Meter | Sunrun Installation Services, Inc. | PSE&G | Accepted | 2019-04-29 | 2019-05-02 | 2020-05-02 | SolarEdge Technologies | SE5000H-USRGM | Inverters | 5000 |  | 1 |  |  | 0.96 |  | Outdoor | Next To Meter
Solar Registration Program | NJSRRE1541686382 | Paterson | 7503 | 6 | 4.95 | Residential | No | Behind the Meter | Sunrun Installation Services, Inc. | PSE&G | Accepted | 2019-07-18 | 2019-07-23 | 2020-07-23 | LG Electronics | LG330N1C-A5 | Solar Panels |  | 0.33 | 6 | 126 | 18 |  | Fixed | Roof
Solar Registration Program | NJSRRE1541686382 | Paterson | 7503 | 6 | 4.95 | Residential | No | Behind the Meter | Sunrun Installation Services, Inc. | PSE&G | Accepted | 2019-07-18 | 2019-07-23 | 2020-07-23 | LG Electronics | LG330N1C-A5 | Solar Panels |  | 0.33 | 9 | 36 | 14 |  | Fixed | Roof
Solar Registration Program | NJSRRE1541686382 | Paterson | 7503 | 6 | 4.95 | Residential | No | Behind the Meter | Sunrun Installation Services, Inc. | PSE&G | Accepted | 2019-07-18 | 2019-07-23 | 2020-07-23 | Ningbo Ginlong Technologies | Solis-1P4.6K-4G-US | Inverters | 4600 |  | 1 |  |  | 0.96 |  | Outdoor | Next To Meter
Solar Registration Program | NJSRRE1541807992 | Jersey City | 7305 | 8 | 4.95 | Residential | No | Behind the Meter | Sunrun Installation Services, Inc. | PSE&G | Accepted | 2019-08-27 | 2019-08-27 | 2020-08-27 | LG Electronics | LG330N1C-A5 | Solar Panels |  | 0.33 | 15 | 212 | 23 |  | Fixed | Roof
Solar Registration Program | NJSRRE1541807992 | Jersey City | 7305 | 8 | 4.95 | Residential | No | Behind the Meter | Sunrun Installation Services, Inc. | PSE&G | Accepted | 2019-08-27 | 2019-08-27 | 2020-08-27 | SolarEdge Technologies | SE3800H-USRGM | Inverters | 3800 |  | 1 |  |  | 0.96 |  | Outdoor | Next To Meter
Solar Registration Program | NJSRRE1542183821 | Maplewood | 7040 | 9 | 4.95 | Residential | No | Behind the Meter | Green Power Energy | PSE&G | Accepted | 2019-09-04 | 2019-09-09 | 2020-09-09 | Panasonic | VBHN330SA17 | Solar Panels |  | 0.33 | 15 | 228 | 34 |  | Fixed | Roof
Solar Registration Program | NJSRRE1542183821 | Maplewood | 7040 | 9 | 4.95 | Residential | No | Behind the Meter | Green Power Energy | PSE&G | Accepted | 2019-09-04 | 2019-09-09 | 2020-09-09 | Solar Edge | SE5000H-US | Inverters | 5000 |  | 1 |  |  | 0.97 |  | Outside | next to meter
Solar Registration Program | NJSRRE1542524524 | Princeton | 8540 | 12 | 4.95 | Residential | No | Behind the Meter | Bahamian Solar Management Group LLC. | PSE&G | Accepted | 2019-10-10 | 2019-10-14 | 2020-10-14 | Panasonic | HIT VBHN330SA17 | Solar Panels |  | 0.33 | 15 | 220 | 227 |  | Fixed | Roof | South West Side
Solar Registration Program | NJSRRE1542524524 | Princeton | 8540 | 12 | 4.95 | Residential | No | Behind the Meter | Bahamian Solar Management Group LLC. | PSE&G | Accepted | 2019-10-10 | 2019-10-14 | 2020-10-14 | Fronius Primo | Primo 5.0-1 | Inverters | 5000 |  | 1 |  |  | 0.965 |  | Outdoor | South West Side Of Building wall
Solar Registration Program | NJSRRE1542524524 | Princeton | 8540 | 12 | 4.95 | Residential | No | Behind the Meter | Bahamian Solar Management Group LLC. | PSE&G | Accepted | 2019-10-10 | 2019-10-14 | 2020-10-14 | Hialeah | CL200 | Meters |  |  | 1 |  |  |  | Yes
Solar Registration Program | NJSRRE1542581345 | Chesterfield | 8515 | 13 | 4.95 | Residential | No | Behind the Meter | Whitman Construction, LLC | PSE&G | Final As-Built Received | 2019-10-25 | 2019-10-28 | 2020-10-28 | Panasonic | VBHN330SA16 | Solar Panels |  | 0.33 | 8 | 171 | 36 |  | Fixed | Roof
Solar Registration Program | NJSRRE1542581345 | Chesterfield | 8515 | 13 | 4.95 | Residential | No | Behind the Meter | Whitman Construction, LLC | PSE&G | Final As-Built Received | 2019-10-25 | 2019-10-28 | 2020-10-28 | Panasonic | VBHN330SA16 | Solar Panels |  | 0.33 | 4 | 171 | 35 |  | Fixed | Roof
Solar Registration Program | NJSRRE1542581345 | Chesterfield | 8515 | 13 | 4.95 | Residential | No | Behind the Meter | Whitman Construction, LLC | PSE&G | Final As-Built Received | 2019-10-25 | 2019-10-28 | 2020-10-28 | Panasonic | VBHN330SA16 | Solar Panels |  | 0.33 | 3 | 171 | 44 |  | Fixed | Roof
Solar Registration Program | NJSRRE1542581345 | Chesterfield | 8515 | 13 | 4.95 | Residential | No | Behind the Meter | Whitman Construction, LLC | PSE&G | Final As-Built Received | 2019-10-25 | 2019-10-28 | 2020-10-28 | Enphase Energy | IQ7X-96-2-US | Inverters | 0.315 |  | 15 |  |  | 0.975 |  | Outside | roof
Solar Registration Program | NJSRRE1542581345 | Chesterfield | 8515 | 13 | 4.95 | Residential | No | Behind the Meter | Whitman Construction, LLC | PSE&G | Final As-Built Received | 2019-10-25 | 2019-10-28 | 2020-10-28 | Enphase Energy | ENV-S-AM1-120 | Meters |  |  | 1 |  |  |  | Yes | Outdoor
Solar Registration Program | NJSRRE1543041147 | Matawan | 7747 | 17 | 4.95 | Residential | No | Behind the Meter | Sunrun Installation Services, Inc. | JCP&L | Accepted | 2019-11-06 | 2019-11-11 | 2020-11-11 | LG Electronics | LG330N1C-A5 | Solar Panels |  | 0.33 | 15 | 193 | 27 |  | Fixed | Roof
Solar Registration Program | NJSRRE1543041147 | Matawan | 7747 | 17 | 4.95 | Residential | No | Behind the Meter | Sunrun Installation Services, Inc. | JCP&L | Accepted | 2019-11-06 | 2019-11-11 | 2020-11-11 | Delta Electronics | M4-TL-US | Inverters | 3840 |  | 1 |  |  | 0.96 |  | Outdoor | Next To Meter
Solar Registration Program | NJSRRE1543418140 | Cherry Hill | 8003 | 14 | 4.95 | Residential | No | Behind the Meter | Sunrun Installation Services, Inc. | PSE&G | Accepted | 2019-11-18 | 2019-11-21 | 2020-11-21 | LG Electronics | LG330N1C-A5 | Solar Panels |  | 0.33 | 15 | 126 | 36 |  | Fixed | Roof
Solar Registration Program | NJSRRE1543418140 | Cherry Hill | 8003 | 14 | 4.95 | Residential | No | Behind the Meter | Sunrun Installation Services, Inc. | PSE&G | Accepted | 2019-11-18 | 2019-11-21 | 2020-11-21 | Delta Electronics | M4-TL-US | Inverters | 3840 |  | 1 |  |  | 0.96 |  | Outdoor | Next To Meter
Solar Registration Program | NJSRRE1543651771 | Woodbridge Township | 8863 | 11 | 4.95 | Residential | No | Behind the Meter | Sunrun Installation Services, Inc. | PSE&G | Accepted | 2019-12-23 | 2019-12-27 | 2020-12-27 | LG Electronics | LG330N1C-A5 | Solar Panels |  | 0.33 | 15 | 260 | 23 |  | Fixed | Roof
Solar Registration Program | NJSRRE1543651771 | Woodbridge Township | 8863 | 11 | 4.95 | Residential | No | Behind the Meter | Sunrun Installation Services, Inc. | PSE&G | Accepted | 2019-12-23 | 2019-12-27 | 2020-12-27 | Delta Electronics | M4-TL-US | Inverters | 3840 |  | 1 |  |  | 0.96 |  | Outdoor | Next To Meter
Solar Registration Program | NJSRRE1540512745 | Bridgeton | 8302 | 20 | 4.96 | Residential | Yes | Behind the Meter | Suntuity Solar LLC | AC Electric | Accepted | 2019-03-22 | 2019-03-25 | 2020-03-25 | Yingli Green Energy | YL310D-30b | Solar Panels |  | 0.31 | 16 | 232 | 20 |  | Fixed | Roof
Solar Registration Program | NJSRRE1540512745 | Bridgeton | 8302 | 20 | 4.96 | Residential | Yes | Behind the Meter | Suntuity Solar LLC | AC Electric | Accepted | 2019-03-22 | 2019-03-25 | 2020-03-25 | Enphase Energy | IQ7-60-2-US | Inverters | 240 |  | 16 |  |  | 0.97 |  | Outside | Behind the PV Modules
Solar Registration Program | NJSRRE1540759646 | Fairview | 7022 | 7 | 4.96 | Residential | Yes | Behind the Meter | Suntuity Solar LLC | PSE&G | Accepted | 2019-04-01 | 2019-04-02 | 2020-04-02 | Yingli Green Energy | YL310D-30b | Solar Panels |  | 0.31 | 9 | 207 | 36 |  | Fixed | Roof
Solar Registration Program | NJSRRE1540759646 | Fairview | 7022 | 7 | 4.96 | Residential | Yes | Behind the Meter | Suntuity Solar LLC | PSE&G | Accepted | 2019-04-01 | 2019-04-02 | 2020-04-02 | Yingli Green Energy | YL310D-30b | Solar Panels |  | 0.31 | 7 | 27 | 36 |  | Fixed | Roof
Solar Registration Program | NJSRRE1540759646 | Fairview | 7022 | 7 | 4.96 | Residential | Yes | Behind the Meter | Suntuity Solar LLC | PSE&G | Accepted | 2019-04-01 | 2019-04-02 | 2020-04-02 | Enphase Energy | IQ7-60-2-US | Inverters | 240 |  | 16 |  |  | 0.97 |  | Outdoor | Behind the PV modules
Solar Registration Program | NJSRRE1540894747 | West Orange | 7052 | 9 | 4.96 | Residential | Yes | Behind the Meter | Skyline Solar, LLC | PSE&G | Accepted | 2019-04-25 | 2019-06-12 | 2020-06-12 | Silfab | SLA-310Wp | Solar Panels |  | 0.31 | 16 | 118 | 32 |  | Fixed | Roof
Solar Registration Program | NJSRRE1540894747 | West Orange | 7052 | 9 | 4.96 | Residential | Yes | Behind the Meter | Skyline Solar, LLC | PSE&G | Accepted | 2019-04-25 | 2019-06-12 | 2020-06-12 | SolarEdge | SE3800H-US000NNC2 | Inverters | 3800 |  | 1 |  |  | 0.99 |  | Outside | within five feet of meter
Solar Registration Program | NJSRRE1541025216 | Gibbstown | 8027 | 15 | 4.96 | Residential | No | Behind the Meter | Suntuity Solar LLC | AC Electric | Accepted | 2019-05-20 | 2019-05-22 | 2020-05-22 | Yingli Green Energy | YL310D-30b | Solar Panels |  | 0.31 | 16 | 145 | 23 |  | Fixed | Roof
Solar Registration Program | NJSRRE1541025216 | Gibbstown | 8027 | 15 | 4.96 | Residential | No | Behind the Meter | Suntuity Solar LLC | AC Electric | Accepted | 2019-05-20 | 2019-05-22 | 2020-05-22 | Enphase Energy | IQ7-60-2-US | Inverters | 240 |  | 16 |  |  | 0.97 |  | Outdoor | Behind the PV Modules
Solar Registration Program | NJSRRE1541208567 | South Plainfield | 7080 | 11 | 4.96 | Residential | Yes | Behind the Meter | Suntuity Solar LLC | PSE&G | Accepted | 2019-06-13 | 2019-06-17 | 2020-06-17 | Yingli Green Energy | YL310D-30b | Solar Panels |  | 0.31 | 5 | 155 | 43 |  | Fixed | Roof
Solar Registration Program | NJSRRE1541208567 | South Plainfield | 7080 | 11 | 4.96 | Residential | Yes | Behind the Meter | Suntuity Solar LLC | PSE&G | Accepted | 2019-06-13 | 2019-06-17 | 2020-06-17 | Yingli Green Energy | YL310D-30b | Solar Panels |  | 0.31 | 11 | 245 | 32 |  | Fixed | Roof
Solar Registration Program | NJSRRE1541208567 | South Plainfield | 7080 | 11 | 4.96 | Residential | Yes | Behind the Meter | Suntuity Solar LLC | PSE&G | Accepted | 2019-06-13 | 2019-06-17 | 2020-06-17 | Enphase Energy | IQ7-60-2-US | Inverters | 240 |  | 16 |  |  | 0.97 |  | Outdoor | Behind the PV Modules
Solar Registration Program | NJSRRE1541627413 | Passaic | 7055 | 6 | 4.96 | Residential | Yes | Behind the Meter | Suntuity Solar LLC | PSE&G | Accepted | 2019-07-10 | 2019-07-12 | 2020-07-12 | Yingli Green Energy | YL310D-30b | Solar Panels |  | 0.31 | 3 | 216 | 28 |  | Fixed | Roof
Solar Registration Program | NJSRRE1541627413 | Passaic | 7055 | 6 | 4.96 | Residential | Yes | Behind the Meter | Suntuity Solar LLC | PSE&G | Accepted | 2019-07-10 | 2019-07-12 | 2020-07-12 | Yingli Green Energy | YL310D-30b | Solar Panels |  | 0.31 | 13 | 216 | 28 |  | Fixed | Roof
Solar Registration Program | NJSRRE1541627413 | Passaic | 7055 | 6 | 4.96 | Residential | Yes | Behind the Meter | Suntuity Solar LLC | PSE&G | Accepted | 2019-07-10 | 2019-07-12 | 2020-07-12 | Enphase Energy | IQ7-60-2-US | Inverters | 240 |  | 16 |  |  | 0.97 |  | Outdoor | Behind the PV Modules
Solar Registration Program | NJSRRE1541698841 | North Plainfield | 7060 | 10 | 4.96 | Residential | No | Behind the Meter | Green Power Energy | PSE&G | Final As-Built Received | 2019-07-24 | 2019-07-29 | 2020-07-29 | Silfab | SLA-M 310 | Solar Panels |  | 0.31 | 16 | 128 | 27 |  | Fixed | Roof
Solar Registration Program | NJSRRE1541698841 | North Plainfield | 7060 | 10 | 4.96 | Residential | No | Behind the Meter | Green Power Energy | PSE&G | Final As-Built Received | 2019-07-24 | 2019-07-29 | 2020-07-29 | Solar Edge | SE5000H-US | Inverters | 5000 |  | 1 |  |  | 0.97 |  | Outside | next to meter
Solar Registration Program | NJSRRE1541698841 | North Plainfield | 7060 | 10 | 4.96 | Residential | No | Behind the Meter | Green Power Energy | PSE&G | Final As-Built Received | 2019-07-24 | 2019-07-29 | 2020-07-29 | Hialeah | CL200 | Meters |  |  | 1 |  |  |  | Yes | Outdoor
Solar Registration Program | NJSRRE1541725546 | Marlton | 8053 | 13 | 4.96 | Residential | Yes | Behind the Meter | Suntuity Solar LLC | PSE&G | Accepted | 2019-08-01 | 2019-08-06 | 2020-08-06 | Yingli Green Energy | YL310D-30b | Solar Panels |  | 0.31 | 14 | 165 | 26 |  | Fixed | Roof
Solar Registration Program | NJSRRE1541725546 | Marlton | 8053 | 13 | 4.96 | Residential | Yes | Behind the Meter | Suntuity Solar LLC | PSE&G | Accepted | 2019-08-01 | 2019-08-06 | 2020-08-06 | Yingli Green Energy | YL310D-30b | Solar Panels |  | 0.31 | 2 | 165 | 26 |  | Fixed | Roof
Solar Registration Program | NJSRRE1541725546 | Marlton | 8053 | 13 | 4.96 | Residential | Yes | Behind the Meter | Suntuity Solar LLC | PSE&G | Accepted | 2019-08-01 | 2019-08-06 | 2020-08-06 | Enphase Energy | IQ7-60-2-US | Inverters | 240 |  | 16 |  |  | 0.97 |  | Outdoor | Behind the PV Modules
Solar Registration Program | NJSRRE1541862701 | Union | 7083 | 10 | 4.96 | Residential | No | Behind the Meter | Solar Energy World | PSE&G | Accepted | 2019-08-20 | 2019-08-26 | 2020-08-26 | LONGi Green Energy Technology | LR6-60PE-310< | Solar Panels |  | 0.31 | 16 | 138 | 33 |  | Fixed | Roof
Solar Registration Program | NJSRRE1541862701 | Union | 7083 | 10 | 4.96 | Residential | No | Behind the Meter | Solar Energy World | PSE&G | Accepted | 2019-08-20 | 2019-08-26 | 2020-08-26 | Solar Edge | SE5000H-USRGM | Inverters | 5000 |  | 1 |  |  | 0.983 |  | Outside | near meter
Solar Registration Program | NJSRRE1542425717 | Barnegat | 8005 | 18 | 4.96 | Residential | No | Behind the Meter | Solar Energy World | AC Electric | Accepted | 2019-09-20 | 2019-09-24 | 2020-09-24 | LONGi Green Energy Technology | LR6-60PE-310M | Solar Panels |  | 0.31 | 16 | 314 | 32 |  | Fixed | Roof
Solar Registration Program | NJSRRE1542425717 | Barnegat | 8005 | 18 | 4.96 | Residential | No | Behind the Meter | Solar Energy World | AC Electric | Accepted | 2019-09-20 | 2019-09-24 | 2020-09-24 | Solar Edge | SE5000H-USRGM | Inverters | 5000 |  | 1 |  |  | 0.983 |  | Outside | near meter
Solar Registration Program | NJSRRE1542501944 | Millville | 8332 | 20 | 4.96 | Residential | No | Behind the Meter | All Season Solar | AC Electric | Accepted | 2019-10-03 | 2019-10-08 | 2020-10-08 | Trina | TSMDD05H.05(II) | Solar Panels |  | 0.31 | 16 | 210 | 30 |  | Fixed | Roof
Solar Registration Program | NJSRRE1542501944 | Millville | 8332 | 20 | 4.96 | Residential | No | Behind the Meter | All Season Solar | AC Electric | Accepted | 2019-10-03 | 2019-10-08 | 2020-10-08 | Enphase | IQ7 | Inverters | 240 |  | 16 |  |  | 0.97 |  | Outdoor | Under Module
Solar Registration Program | NJSRRE1542521949 | Clayton | 8312 | 15 | 4.96 | Residential | No | Behind the Meter | Advanced Renewable Solutions | AC Electric | Final As-Built Received | 2019-10-09 | 2019-10-14 | 2020-10-14 | TRINA SOLAR | TSM-310DD05A.05 | Solar Panels |  | 0.31 | 16 | 169 | 24 |  | Fixed | Roof
Solar Registration Program | NJSRRE1542521949 | Clayton | 8312 | 15 | 4.96 | Residential | No | Behind the Meter | Advanced Renewable Solutions | AC Electric | Final As-Built Received | 2019-10-09 | 2019-10-14 | 2020-10-14 | SOLAR EDGE | SE3800H-US000N-NC2 | Inverters | 3800 |  | 1 |  |  | 0.992 |  | Outdoor | Wall mounted, adjacent to Utility Meter and Disconnect
Solar Registration Program | NJSRRE1542527863 | Toms River | 8753 | 18 | 4.96 | Residential | No | Behind the Meter | Kopp Electric Company | JCP&L | Accepted | 2019-10-11 | 2019-10-15 | 2020-10-15 | CertainTeed | CT310M11-03 | Solar Panels |  | 0.31 | 16 | 167 | 31 |  | Fixed | Roof
Solar Registration Program | NJSRRE1542527863 | Toms River | 8753 | 18 | 4.96 | Residential | No | Behind the Meter | Kopp Electric Company | JCP&L | Accepted | 2019-10-11 | 2019-10-15 | 2020-10-15 | Solar Edge | SE5000H-US | Inverters | 5000 |  | 1 |  |  | 0.975 |  | Outdoor | Next to meter
Solar Registration Program | NJSRRE1542547102 | Burlington | 8016 | 13 | 4.96 | Residential | Yes | Behind the Meter | All Season Solar | PSE&G | Accepted | 2019-10-16 | 2019-10-18 | 2020-10-18 | Trina | TSM DD05H(II) 310W AUG 2019 | Solar Panels |  | 0.31 | 16 | 162 | 22 |  | Fixed | Roof
Solar Registration Program | NJSRRE1542547102 | Burlington | 8016 | 13 | 4.96 | Residential | Yes | Behind the Meter | All Season Solar | PSE&G | Accepted | 2019-10-16 | 2019-10-18 | 2020-10-18 | Enphase | IQ7 | Inverters | 240 |  | 16 |  |  | 0.97 |  | Outdoor | Under Module
Solar Registration Program | NJSRRE1542575110 | Southampton | 8088 | 13 | 4.96 | Residential | Yes | Behind the Meter | Solar Energy World | PSE&G | Accepted | 2019-10-22 | 2019-10-24 | 2020-10-24 | LONGi Green Energy Technology | LR6-60PE-310M | Solar Panels |  | 0.31 | 16 | 192 | 23 |  | Fixed | Roof
Solar Registration Program | NJSRRE1542575110 | Southampton | 8088 | 13 | 4.96 | Residential | Yes | Behind the Meter | Solar Energy World | PSE&G | Accepted | 2019-10-22 | 2019-10-24 | 2020-10-24 | Solar Edge | SE5000H-USRGM | Inverters | 5000 |  | 1 |  |  | 0.983 |  | Outside | near meter
Solar Registration Program | NJSRRE1542578549 | Berlin | 8009 | 14 | 4.96 | Residential | No | Behind the Meter | Paradise Solar and Electrical LLC | AC Electric | Accepted | 2019-10-23 | 2019-10-25 | 2020-10-25 | Mission Solar | MSE310SQ8K | Solar Panels |  | 0.31 | 16 | 180 | 30 |  | Fixed | Ground
Solar Registration Program | NJSRRE1542578549 | Berlin | 8009 | 14 | 4.96 | Residential | No | Behind the Meter | Paradise Solar and Electrical LLC | AC Electric | Accepted | 2019-10-23 | 2019-10-25 | 2020-10-25 | Enphase | iQ7 | Inverters | 295 |  | 16 |  |  | 0.965 |  | Outdoor | Groundmount
Solar Registration Program | NJSRRE1542579700 | Mystic Islands | 8087 | 18 | 4.96 | Residential | Yes | Behind the Meter | Skyline Solar, LLC | AC Electric | Accepted | 2019-10-23 | 2019-10-25 | 2020-10-25 | Silfab | SLA310M | Solar Panels |  | 0.31 | 16 | 173 | 20 |  | Fixed | Roof
Solar Registration Program | NJSRRE1542579700 | Mystic Islands | 8087 | 18 | 4.96 | Residential | Yes | Behind the Meter | Skyline Solar, LLC | AC Electric | Accepted | 2019-10-23 | 2019-10-25 | 2020-10-25 | SolarEdge | SE3800H-US | Inverters | 3800 |  | 1 |  |  | 0.99 |  | Outside | within ten feet of meter
Solar Registration Program | NJSRRE1542581323 | West Wildwood | 8260 | 21 | 4.96 | Residential | Yes | Behind the Meter | Acos Energy, LLC | AC Electric | Accepted | 2019-10-24 | 2019-10-28 | 2020-10-28 | Trina | TSM DD05H 05 II 310W | Solar Panels |  | 0.31 | 16 | 133 | 26 |  | Fixed | Roof
Solar Registration Program | NJSRRE1542581323 | West Wildwood | 8260 | 21 | 4.96 | Residential | Yes | Behind the Meter | Acos Energy, LLC | AC Electric | Accepted | 2019-10-24 | 2019-10-28 | 2020-10-28 | Enphase | IQ7 | Inverters | 0.24 |  | 16 |  |  | 0.97 |  | Outside | roof
Solar Registration Program | NJSRRE1542816160 | Irvington Town | 7111 | 9 | 4.96 | Residential | Yes | Behind the Meter | Posigen NJ LLC | PSE&G | Accepted | 2019-10-30 | 2019-11-01 | 2020-11-01 | Silfab | SLA310M | Solar Panels |  | 0.31 | 16 | 179269 | 40 |  | Fixed | Roof
Solar Registration Program | NJSRRE1542816160 | Irvington Town | 7111 | 9 | 4.96 | Residential | Yes | Behind the Meter | Posigen NJ LLC | PSE&G | Accepted | 2019-10-30 | 2019-11-01 | 2020-11-01 | SolarEdge | SE5000H-US | Inverters | 5000 |  | 1 |  |  | 0.99 |  | Outside | within ten feet of meter
Solar Registration Program | NJSRRE1543067668 | Newfirld | 8344 | 15 | 4.96 | Residential | Yes | Behind the Meter | RCL Enterprises Inc. | AC Electric | Accepted | 2019-11-12 | 2019-11-14 | 2020-11-14 | trina | TSM-310DD05H.05 | Solar Panels |  | 0.31 | 16 | 160 | 22 |  | Fixed | Roof
Solar Registration Program | NJSRRE1543067668 | Newfirld | 8344 | 15 | 4.96 | Residential | Yes | Behind the Meter | RCL Enterprises Inc. | AC Electric | Accepted | 2019-11-12 | 2019-11-14 | 2020-11-14 | enphase | iq7 | Inverters | 240 |  | 16 |  |  | 0.96 |  | Outside | under the panel
Solar Registration Program | NJSRRE1543364607 | Elizabeth | 7202 | 10 | 4.96 | Residential | No | Behind the Meter | Skyline Solar LLC | PSE&G | Accepted | 2019-11-15 | 2019-11-19 | 2020-11-19 | Certainteed | CT310M11-02 | Solar Panels |  | 0.31 | 16 | 274 | 43 |  | Fixed | Roof
Solar Registration Program | NJSRRE1543364607 | Elizabeth | 7202 | 10 | 4.96 | Residential | No | Behind the Meter | Skyline Solar LLC | PSE&G | Accepted | 2019-11-15 | 2019-11-19 | 2020-11-19 | Solaredge | SE3800H-US | Inverters | 3800 |  | 1 |  |  | 0.99 |  | Outdoor | N/A
Solar Registration Program | NJSRRE1543547240 | Woodstown | 8098 | 16 | 4.96 | Residential | Yes | Behind the Meter | RCL Enterprises Inc. | AC Electric | Accepted | 2019-12-13 | 2019-12-26 | 2020-12-26 | trina | TSM-310DD05H.05 | Solar Panels |  | 0.31 | 16 | 185 | 15 |  | Fixed | Roof
Solar Registration Program | NJSRRE1543547240 | Woodstown | 8098 | 16 | 4.96 | Residential | Yes | Behind the Meter | RCL Enterprises Inc. | AC Electric | Accepted | 2019-12-13 | 2019-12-26 | 2020-12-26 | enphase | iq7 | Inverters | 4960 |  | 16 |  |  | 0.96 |  | Outside | under panels
Solar Registration Program | NJSRRE1543552603 | Kenilworth Boro | 7033 | 10 | 4.96 | Residential | No | Behind the Meter | 1st Light Energy Inc | PSE&G | Accepted | 2019-12-16 | 2019-12-19 | 2020-12-19 | Longi | LR6-60HPB-310M | Solar Panels |  | 0.31 | 16 | 262 | 18 |  | Fixed | Roof
Solar Registration Program | NJSRRE1543552603 | Kenilworth Boro | 7033 | 10 | 4.96 | Residential | No | Behind the Meter | 1st Light Energy Inc | PSE&G | Accepted | 2019-12-16 | 2019-12-19 | 2020-12-19 | SolarEdge | SE3800H-USRGM (240V) | Inverters | 3800 |  | 1 |  |  | 0.97 |  | Outside | within 10 feet of meter
Solar Registration Program | NJSRRE1543572478 | Jackson | 8527 | 18 | 4.96 | Residential | Yes | Behind the Meter | All Season Solar | JCP&L | Accepted | 2019-12-19 | 2019-12-26 | 2020-12-26 | Trina | TSM DD05H.05II 310W AUG 2019 | Solar Panels |  | 0.31 | 12 | 155 | 30 |  | Fixed | Roof
Solar Registration Program | NJSRRE1543572478 | Jackson | 8527 | 18 | 4.96 | Residential | Yes | Behind the Meter | All Season Solar | JCP&L | Accepted | 2019-12-19 | 2019-12-26 | 2020-12-26 | Trina | TSM DD05H.05II 310W AUG 2019 | Solar Panels |  | 0.31 | 4 | 155 | 30 |  | Fixed | Roof
Solar Registration Program | NJSRRE1543572478 | Jackson | 8527 | 18 | 4.96 | Residential | Yes | Behind the Meter | All Season Solar | JCP&L | Accepted | 2019-12-19 | 2019-12-26 | 2020-12-26 | Enphase | IQ7 | Inverters | 240 |  | 16 |  |  | 0.97 |  | Outdoor | Under Module
Solar Registration Program | NJSRRE1541031902 | Wenonah | 8090 | 15 | 5 | Residential | No | Behind the Meter | Kaitanna Solar, LLC | PSE&G | Accepted | 2019-05-22 | 2019-05-28 | 2020-05-28 | Canadian Solar | 250W | Solar Panels |  | 0.25 | 20 | 246 | 33 |  | Fixed | Roof
Solar Registration Program | NJSRRE1541031902 | Wenonah | 8090 | 15 | 5 | Residential | No | Behind the Meter | Kaitanna Solar, LLC | PSE&G | Accepted | 2019-05-22 | 2019-05-28 | 2020-05-28 | SMA | SB5000 | Inverters | 240 |  | 1 |  |  | 0.968 |  | Outside | Next to meter
Solar Registration Program | NJSRRE1540740085 | East Orange | 7018 | 9 | 5.02 | Residential | Yes | Behind the Meter | Pro Custom Solar dba Momentum Solar | PSE&G | Accepted | 2019-03-27 | 2019-03-28 | 2020-03-28 | HANWHA | Q-CELLS Q.PEAK BLK-G4.1 295 | Solar Panels |  | 0.295 | 17 | 313 | 2 |  | Fixed | Roof | House
Solar Registration Program | NJSRRE1540740085 | East Orange | 7018 | 9 | 5.02 | Residential | Yes | Behind the Meter | Pro Custom Solar dba Momentum Solar | PSE&G | Accepted | 2019-03-27 | 2019-03-28 | 2020-03-28 | ENPHASE | IQ7-60-2-US | Inverters | 250 |  | 17 |  |  | 0.97 |  | Outdoor | Roof
Solar Registration Program | NJSRRE1540966145 | Chesterfield | 8515 | 13 | 5.02 | Residential | No | Behind the Meter | Exact Solar | PSE&G | Accepted | 2019-05-07 | 2019-05-10 | 2020-05-10 | Jinko | JKM295M-60 | Solar Panels |  | 0.295 | 12 | 261 | 42 |  | Fixed | Roof
Solar Registration Program | NJSRRE1540966145 | Chesterfield | 8515 | 13 | 5.02 | Residential | No | Behind the Meter | Exact Solar | PSE&G | Accepted | 2019-05-07 | 2019-05-10 | 2020-05-10 | Jinko | JKM295M-60 | Solar Panels |  | 0.295 | 5 | 172 | 30 |  | Fixed | Roof
Solar Registration Program | NJSRRE1540966145 | Chesterfield | 8515 | 13 | 5.02 | Residential | No | Behind the Meter | Exact Solar | PSE&G | Accepted | 2019-05-07 | 2019-05-10 | 2020-05-10 | SolarEdge | SE5000H | Inverters | 5000 |  | 1 |  |  | 0.99 |  | Indoor | basement
Solar Registration Program | NJSRRE1541442599 | Galloway | 8205 | 19 | 5.02 | Residential | Yes | Behind the Meter | Trinity Solar | AC Electric | Accepted | 2019-06-21 | 2019-06-25 | 2020-06-25 | Hanwha | Q.PEAK-BLK G4.1 295 | Solar Panels |  | 0.295 | 17 | 131 | 23 |  | Fixed | Roof
Solar Registration Program | NJSRRE1541442599 | Galloway | 8205 | 19 | 5.02 | Residential | Yes | Behind the Meter | Trinity Solar | AC Electric | Accepted | 2019-06-21 | 2019-06-25 | 2020-06-25 | Solar Edge | SE5000 | Inverters | 5000 |  | 1 |  |  | 0.97 |  | Outside | side of home
Solar Registration Program | NJSRRE1541699303 | GARWOOD | 7027 | 10 | 5.03 | Residential | Yes | Behind the Meter | Pro Custom Solar dba Momentum Solar | PSE&G | Accepted | 2019-07-24 | 2019-07-29 | 2020-07-29 | LG ELECTRONICS | LG 335N1C-A5 | Solar Panels |  | 0.335 | 4 | 170 | 34 |  | Fixed | Roof
Solar Registration Program | NJSRRE1541699303 | GARWOOD | 7027 | 10 | 5.03 | Residential | Yes | Behind the Meter | Pro Custom Solar dba Momentum Solar | PSE&G | Accepted | 2019-07-24 | 2019-07-29 | 2020-07-29 | LG ELECTRONICS | LG 335N1C-A5 | Solar Panels |  | 0.335 | 6 | 260 | 33 |  | Fixed | Roof
Solar Registration Program | NJSRRE1541699303 | GARWOOD | 7027 | 10 | 5.03 | Residential | Yes | Behind the Meter | Pro Custom Solar dba Momentum Solar | PSE&G | Accepted | 2019-07-24 | 2019-07-29 | 2020-07-29 | LG ELECTRONICS | LG 335N1C-A5 | Solar Panels |  | 0.335 | 5 | 80 | 33 |  | Fixed | Roof
Solar Registration Program | NJSRRE1541699303 | GARWOOD | 7027 | 10 | 5.03 | Residential | Yes | Behind the Meter | Pro Custom Solar dba Momentum Solar | PSE&G | Accepted | 2019-07-24 | 2019-07-29 | 2020-07-29 | ENPHASE ENERGY | IQ7-60-2-US | Inverters | 250 |  | 15 |  |  | 0.97 |  | Outdoor | Roof
Solar Registration Program | NJSRRE1541844480 | North Brunswick | 8902 | 11 | 5.03 | Residential | Yes | Behind the Meter | Pro Custom Solar dba Momentum Solar | PSE&G | Accepted | 2019-08-15 | 2019-08-27 | 2020-08-27 | LG ELECTRONICS | LG 335N1C-V5 | Solar Panels |  | 0.335 | 8 | 221 | 6 |  | Fixed | Roof
Solar Registration Program | NJSRRE1541844480 | North Brunswick | 8902 | 11 | 5.03 | Residential | Yes | Behind the Meter | Pro Custom Solar dba Momentum Solar | PSE&G | Accepted | 2019-08-15 | 2019-08-27 | 2020-08-27 | LG ELECTRONICS | LG 335N1C-V5 | Solar Panels |  | 0.335 | 7 | 222 | 26 |  | Fixed | Roof
Solar Registration Program | NJSRRE1541844480 | North Brunswick | 8902 | 11 | 5.03 | Residential | Yes | Behind the Meter | Pro Custom Solar dba Momentum Solar | PSE&G | Accepted | 2019-08-15 | 2019-08-27 | 2020-08-27 | Enphase Energy | IQ7-60-2-US | Inverters | 250 |  | 15 |  |  | 0.97 |  | Outdoor | Roof
Solar Registration Program | NJSRRE1541862439 | PERTH AMBOY | 8861 | 11 | 5.03 | Residential | Yes | Behind the Meter | Pro Custom Solar dba Momentum Solar | PSE&G | Accepted | 2019-08-20 | 2019-08-26 | 2020-08-26 | LG ELECTRONICS | LG 335N1C-V5 | Solar Panels |  | 0.335 | 8 | 220 | 45 |  | Fixed | Roof
Solar Registration Program | NJSRRE1541862439 | PERTH AMBOY | 8861 | 11 | 5.03 | Residential | Yes | Behind the Meter | Pro Custom Solar dba Momentum Solar | PSE&G | Accepted | 2019-08-20 | 2019-08-26 | 2020-08-26 | LG ELECTRONICS | LG 335N1C-V5 | Solar Panels |  | 0.335 | 7 | 220 | 17 |  | Fixed | Roof
Solar Registration Program | NJSRRE1541862439 | PERTH AMBOY | 8861 | 11 | 5.03 | Residential | Yes | Behind the Meter | Pro Custom Solar dba Momentum Solar | PSE&G | Accepted | 2019-08-20 | 2019-08-26 | 2020-08-26 | Enphase Energy | IQ7-60-2-US | Inverters | 250 |  | 15 |  |  | 0.97 |  | Outdoor | Roof
Solar Registration Program | NJSRRE1541864859 | Garfield | 7026 | 7 | 5.03 | Residential | Yes | Behind the Meter | Pro Custom Solar dba Momentum Solar | PSE&G | Accepted | 2019-08-21 | 2019-08-26 | 2020-08-26 | LG ELECTRONICS | LG 335N1C-A5 | Solar Panels |  | 0.335 | 15 | 123 | 5 |  | Fixed | Roof
Solar Registration Program | NJSRRE1541864859 | Garfield | 7026 | 7 | 5.03 | Residential | Yes | Behind the Meter | Pro Custom Solar dba Momentum Solar | PSE&G | Accepted | 2019-08-21 | 2019-08-26 | 2020-08-26 | Enphase Energy | IQ7Plus-60-2-US | Inverters | 295 |  | 15 |  |  | 0.97 |  | Outdoor | Roof
Solar Registration Program | NJSRRE1541880913 | NEWARK | 7114 | 9 | 5.03 | Residential | Yes | Behind the Meter | Pro Custom Solar dba Momentum Solar | PSE&G | Accepted | 2019-08-23 | 2019-08-27 | 2020-08-27 | LG ELECTRONICS | LG 335N1C-V5 | Solar Panels |  | 0.335 | 15 | 204 | 25 |  | Fixed | Roof
Solar Registration Program | NJSRRE1541880913 | NEWARK | 7114 | 9 | 5.03 | Residential | Yes | Behind the Meter | Pro Custom Solar dba Momentum Solar | PSE&G | Accepted | 2019-08-23 | 2019-08-27 | 2020-08-27 | Enphase Energy | IQ7-60-2-US | Inverters | 250 |  | 15 |  |  | 0.97 |  | Outdoor | Roof
Solar Registration Program | NJSRRE1542373179 | Trenton | 8690 | 12 | 5.03 | Residential | Yes | Behind the Meter | Pro Custom Solar dba Momentum Solar | PSE&G | Accepted | 2019-09-09 | 2019-09-12 | 2020-09-12 | LG ELECTRONICS | LG 335N1C-V5 | Solar Panels |  | 0.335 | 12 | 211 | 17 |  | Fixed | Roof
Solar Registration Program | NJSRRE1542373179 | Trenton | 8690 | 12 | 5.03 | Residential | Yes | Behind the Meter | Pro Custom Solar dba Momentum Solar | PSE&G | Accepted | 2019-09-09 | 2019-09-12 | 2020-09-12 | LG ELECTRONICS | LG 335N1C-V5 | Solar Panels |  | 0.335 | 3 | 121 | 16 |  | Fixed | Roof
Solar Registration Program | NJSRRE1542373179 | Trenton | 8690 | 12 | 5.03 | Residential | Yes | Behind the Meter | Pro Custom Solar dba Momentum Solar | PSE&G | Accepted | 2019-09-09 | 2019-09-12 | 2020-09-12 | Enphase Energy | IQ7-60-2-US | Inverters | 250 |  | 15 |  |  | 0.97 |  | Outdoor | Roof
Solar Registration Program | NJSRRE1542390078 | Paterson | 7504 | 6 | 5.03 | Residential | Yes | Behind the Meter | Pro Custom Solar dba Momentum Solar | PSE&G | Accepted | 2019-09-11 | 2019-09-13 | 2020-09-13 | LG | LG 335N1C-V5 | Solar Panels |  | 0.335 | 6 | 9 | 13 |  | Fixed | Roof
Solar Registration Program | NJSRRE1542390078 | Paterson | 7504 | 6 | 5.03 | Residential | Yes | Behind the Meter | Pro Custom Solar dba Momentum Solar | PSE&G | Accepted | 2019-09-11 | 2019-09-13 | 2020-09-13 | LG | LG 335N1C-V5 | Solar Panels |  | 0.335 | 9 | 189 | 13 |  | Fixed | Roof
Solar Registration Program | NJSRRE1542390078 | Paterson | 7504 | 6 | 5.03 | Residential | Yes | Behind the Meter | Pro Custom Solar dba Momentum Solar | PSE&G | Accepted | 2019-09-11 | 2019-09-13 | 2020-09-13 | ENPHASE | IQ7-60-2-US | Inverters | 250 |  | 15 |  |  | 0.97 |  | Outdoor | ROOF
Solar Registration Program | NJSRRE1542412202 | Union City | 7087 | 8 | 5.03 | Residential | Yes | Behind the Meter | Pro Custom Solar dba Momentum Solar | PSE&G | Accepted | 2019-09-17 | 2019-09-19 | 2020-09-19 | LG ELECTRONICS | LG 335N1C-V5 | Solar Panels |  | 0.335 | 8 | 211 | 6 |  | Fixed | Roof
Solar Registration Program | NJSRRE1542412202 | Union City | 7087 | 8 | 5.03 | Residential | Yes | Behind the Meter | Pro Custom Solar dba Momentum Solar | PSE&G | Accepted | 2019-09-17 | 2019-09-19 | 2020-09-19 | LG ELECTRONICS | LG 335N1C-V5 | Solar Panels |  | 0.335 | 7 | 32 | 8 |  | Fixed | Roof
Solar Registration Program | NJSRRE1542412202 | Union City | 7087 | 8 | 5.03 | Residential | Yes | Behind the Meter | Pro Custom Solar dba Momentum Solar | PSE&G | Accepted | 2019-09-17 | 2019-09-19 | 2020-09-19 | Enphase Energy | IQ7-60-2-US | Inverters | 250 |  | 15 |  |  | 0.97 |  | Outdoor | Roof
Solar Registration Program | NJSRRE1542423106 | PATERSON | 7524 | 6 | 5.03 | Residential | Yes | Behind the Meter | Pro Custom Solar dba Momentum Solar | PSE&G | Accepted | 2019-09-19 | 2019-09-24 | 2020-09-24 | LG ELECTRONICS | LG 335N1C-V5 | Solar Panels |  | 0.335 | 15 | 94 | 34 |  | Fixed | Roof
Solar Registration Program | NJSRRE1542423106 | PATERSON | 7524 | 6 | 5.03 | Residential | Yes | Behind the Meter | Pro Custom Solar dba Momentum Solar | PSE&G | Accepted | 2019-09-19 | 2019-09-24 | 2020-09-24 | Enphase Energy | IQ7-60-2-US | Inverters | 250 |  | 15 |  |  | 0.97 |  | Outdoor | Roof
Solar Registration Program | NJSRRE1542447360 | South Plainfield Boro | 7080 | 11 | 5.03 | Residential | No | Behind the Meter | FAL SOLAR SYSTEMS INC | PSE&G | Accepted | 2019-09-27 | 2019-10-01 | 2020-10-01 | LG Electronics | LG335N1C-A5 | Solar Panels |  | 0.335 | 15 | 60 | 37 |  | Fixed | Roof
Solar Registration Program | NJSRRE1542447360 | South Plainfield Boro | 7080 | 11 | 5.03 | Residential | No | Behind the Meter | FAL SOLAR SYSTEMS INC | PSE&G | Accepted | 2019-09-27 | 2019-10-01 | 2020-10-01 | Enphase | IQ7-60-2-US | Inverters | 250 |  | 15 |  |  | 0.97 |  | Outdoor | Installed on roof - attached with each panel
Solar Registration Program | NJSRRE1539920109 | Wenonah | 8090 | 15 | 5.04 | Residential | Yes | Behind the Meter | Trinity Solar | AC Electric | Accepted | 2018-12-05 | 2019-04-30 | 2020-04-30 | Hanwha | Q.PEAK DUO BLK-G5 315 | Solar Panels |  | 0.315 | 16 | 88 | 23 |  | Fixed | Roof
Solar Registration Program | NJSRRE1539920109 | Wenonah | 8090 | 15 | 5.04 | Residential | Yes | Behind the Meter | Trinity Solar | AC Electric | Accepted | 2018-12-05 | 2019-04-30 | 2020-04-30 | Solar Edge | SE3800 | Inverters | 3800 |  | 1 |  |  | 0.97 |  | Outside | side of home
Solar Registration Program | NJSRRE1540287254 | Dayton | 8810 | 11 | 5.04 | Residential | Yes | Behind the Meter | Vivint Solar Developer, LLC | PSE&G | Accepted | 2019-01-28 | 2019-01-29 | 2020-01-29 | Hanwha Solar | Q.Peak BLK-G5 315 | Solar Panels |  | 0.315 | 16 | 133 | 24 |  | Fixed | Roof
Solar Registration Program | NJSRRE1540287254 | Dayton | 8810 | 11 | 5.04 | Residential | Yes | Behind the Meter | Vivint Solar Developer, LLC | PSE&G | Accepted | 2019-01-28 | 2019-01-29 | 2020-01-29 | Solar Edge | SE7600H-US | Inverters | 7600 |  | 1 |  |  | 0.992 |  | Outdoor | Near the Utility Meter.
Solar Registration Program | NJSRRE1540295982 | Hillside | 7205 | 10 | 5.04 | Residential | Yes | Behind the Meter | Pro Custom Solar dba Momentum Solar | PSE&G | Accepted | 2019-01-29 | 2019-01-30 | 2020-01-30 | HANWHA | Q.PEAK DUO BLK-G5 315 | Solar Panels |  | 0.315 | 16 | 180 | 30 |  | Fixed | Roof
Solar Registration Program | NJSRRE1540295982 | Hillside | 7205 | 10 | 5.04 | Residential | Yes | Behind the Meter | Pro Custom Solar dba Momentum Solar | PSE&G | Accepted | 2019-01-29 | 2019-01-30 | 2020-01-30 | ENPHASE | IQ7 | Inverters | 240 |  | 16 |  |  | 0.97 |  | Outside | ROOF
Solar Registration Program | NJSRRE1540345888 | Laurence Harbor | 8879 | 11 | 5.04 | Residential | Yes | Behind the Meter | Vivint Solar Developer, LLC | JCP&L | Accepted | 2019-02-08 | 2019-02-11 | 2020-02-11 | Hanwha Solar | Q.Peak BLK-G5 315 | Solar Panels |  | 0.315 | 8 | 213 | 17 |  | Fixed | Roof
Solar Registration Program | NJSRRE1540345888 | Laurence Harbor | 8879 | 11 | 5.04 | Residential | Yes | Behind the Meter | Vivint Solar Developer, LLC | JCP&L | Accepted | 2019-02-08 | 2019-02-11 | 2020-02-11 | Hanwha Solar | Q.Peak BLK-G5 315 | Solar Panels |  | 0.315 | 8 | 33 | 17 |  | Fixed | Roof
Solar Registration Program | NJSRRE1540345888 | Laurence Harbor | 8879 | 11 | 5.04 | Residential | Yes | Behind the Meter | Vivint Solar Developer, LLC | JCP&L | Accepted | 2019-02-08 | 2019-02-11 | 2020-02-11 | Solar Edge | SE3800H-US | Inverters | 3800 |  | 1 |  |  | 0.992 |  | Outdoor | Near the Utility Meter.
Solar Registration Program | NJSRRE1540351567 | Pemberton | 8068 | 13 | 5.04 | Residential | Yes | Behind the Meter | Vivint Solar Developer, LLC | JCP&L | Accepted | 2019-02-12 | 2019-02-14 | 2020-02-14 | Hanwha Solar | Q.PEAK BLK-G5 315 | Solar Panels |  | 0.315 | 16 | 195 | 27 |  | Fixed | Roof
Solar Registration Program | NJSRRE1540351567 | Pemberton | 8068 | 13 | 5.04 | Residential | Yes | Behind the Meter | Vivint Solar Developer, LLC | JCP&L | Accepted | 2019-02-12 | 2019-02-14 | 2020-02-14 | SolarEdge Technologies | SE3800H-US000NNC2 | Inverters | 3800 |  | 1 |  |  | 0.992 |  | Outdoor | Near the Utility Meter
Solar Registration Program | NJSRRE1540369976 | MOUNT EPHRAIM | 8059 | 14 | 5.04 | Residential | Yes | Behind the Meter | Vivint Solar Developer, LLC | PSE&G | Accepted | 2019-02-19 | 2019-05-01 | 2020-05-01 | HANWHA SOLAR | Q.PEAK BLK-G5 315 | Solar Panels |  | 0.315 | 16 | 358 | 33 |  | Fixed | Roof
Solar Registration Program | NJSRRE1540369976 | MOUNT EPHRAIM | 8059 | 14 | 5.04 | Residential | Yes | Behind the Meter | Vivint Solar Developer, LLC | PSE&G | Accepted | 2019-02-19 | 2019-05-01 | 2020-05-01 | SOLAR EDGE | SE3800H-US | Inverters | 3800 |  | 1 |  |  | 0.992 |  | Outdoor | Near the Utility Meter
Solar Registration Program | NJSRRE1540375806 | Passaic | 7013 | 6 | 5.04 | Residential | No | Behind the Meter | Trinity Solar | PSE&G | Accepted | 2019-02-18 | 2019-02-20 | 2020-02-20 | Hanwha | Q.PEAK DUO BLK-G5 315 | Solar Panels |  | 0.315 | 16 | 127 | 40 |  | Fixed | Roof
Solar Registration Program | NJSRRE1540375806 | Passaic | 7013 | 6 | 5.04 | Residential | No | Behind the Meter | Trinity Solar | PSE&G | Accepted | 2019-02-18 | 2019-02-20 | 2020-02-20 | Solar Edge | SE3800 | Inverters | 3800 |  | 1 |  |  | 0.97 |  | Outside | side of home
Solar Registration Program | NJSRRE1540385026 | Bloomfield | 7003 | 9 | 5.04 | Residential | Yes | Behind the Meter | Trinity Solar | PSE&G | Accepted | 2019-02-21 | 2019-02-25 | 2020-02-25 | HANWHA | Q.PEAK DUO BLK-G5 315 | Solar Panels |  | 0.315 | 11 | 127 | 35 |  | Fixed | Roof
Solar Registration Program | NJSRRE1540385026 | Bloomfield | 7003 | 9 | 5.04 | Residential | Yes | Behind the Meter | Trinity Solar | PSE&G | Accepted | 2019-02-21 | 2019-02-25 | 2020-02-25 | HANWHA | Q.PEAK DUO BLK-G5 315 | Solar Panels |  | 0.315 | 5 | 127 | 35 |  | Fixed | Roof
Solar Registration Program | NJSRRE1540385026 | Bloomfield | 7003 | 9 | 5.04 | Residential | Yes | Behind the Meter | Trinity Solar | PSE&G | Accepted | 2019-02-21 | 2019-02-25 | 2020-02-25 | Solar Edge | SE3800H-US000NNC2 | Inverters | 3800 |  | 1 |  |  | 0.97 |  | Outdoor | side of home
Solar Registration Program | NJSRRE1540457312 | Jersey City | 7307 | 8 | 5.04 | Residential | Yes | Behind the Meter | Pro Custom Solar dba Momentum Solar | PSE&G | Accepted | 2019-03-06 | 2019-03-08 | 2020-03-08 | HANWHA | Q.PEAK DUO BLK-G5 315 | Solar Panels |  | 0.315 | 16 | 299 | 3 |  | Fixed | Roof
Solar Registration Program | NJSRRE1540457312 | Jersey City | 7307 | 8 | 5.04 | Residential | Yes | Behind the Meter | Pro Custom Solar dba Momentum Solar | PSE&G | Accepted | 2019-03-06 | 2019-03-08 | 2020-03-08 | ENPHASE | IQ6-60-2-US | Inverters | 240 |  | 16 |  |  | 0.97 |  | Outdoor | ROOF
Solar Registration Program | NJSRRE1540474141 | sewell | 8012 | 14 | 5.04 | Residential | No | Behind the Meter | Vision Solar LLC | AC Electric | Accepted | 2019-03-11 | 2019-03-20 | 2020-03-20 | sunpower | spr-x22-360-e-ac | Solar Panels |  | 0.36 | 14 | 126 | 27 |  | Fixed | Roof
Solar Registration Program | NJSRRE1540474141 | sewell | 8012 | 14 | 5.04 | Residential | No | Behind the Meter | Vision Solar LLC | AC Electric | Accepted | 2019-03-11 | 2019-03-20 | 2020-03-20 | sunpower | spr-x22-360-e-ac | Inverters | 0.36 |  | 14 |  |  | 0.96 |  | Other | behind panels
Solar Registration Program | NJSRRE1540489909 | SOUTH AMBOY | 8879 | 11 | 5.04 | Residential | Yes | Behind the Meter | Vivint Solar Developer, LLC | JCP&L | Accepted | 2019-03-15 | 2019-03-18 | 2020-03-18 | Hanwha Solar | Q.PEAK DUO BLK-G5 315 | Solar Panels |  | 0.315 | 12 | 227 | 32 |  | Fixed | Roof
Solar Registration Program | NJSRRE1540489909 | SOUTH AMBOY | 8879 | 11 | 5.04 | Residential | Yes | Behind the Meter | Vivint Solar Developer, LLC | JCP&L | Accepted | 2019-03-15 | 2019-03-18 | 2020-03-18 | Hanwha Solar | Q.PEAK DUO BLK-G5 315 | Solar Panels |  | 0.315 | 4 | 47 | 32 |  | Fixed | Roof
Solar Registration Program | NJSRRE1540489909 | SOUTH AMBOY | 8879 | 11 | 5.04 | Residential | Yes | Behind the Meter | Vivint Solar Developer, LLC | JCP&L | Accepted | 2019-03-15 | 2019-03-18 | 2020-03-18 | Solar Edge | SE3800H-US | Inverters | 3800 |  | 1 |  |  | 0.992 |  | Outdoor | Near the Utility Meter
Solar Registration Program | NJSRRE1540496435 | Jersey City | 7305 | 8 | 5.04 | Residential | Yes | Behind the Meter | Suntuity Solar LLC | PSE&G | Accepted | 2019-03-18 | 2019-03-19 | 2020-03-19 | Hanwha Solar | Q-Cells 315 Mono | Solar Panels |  | 0.315 | 16 | 147 | 19 |  | Fixed | Roof
Solar Registration Program | NJSRRE1540496435 | Jersey City | 7305 | 8 | 5.04 | Residential | Yes | Behind the Meter | Suntuity Solar LLC | PSE&G | Accepted | 2019-03-18 | 2019-03-19 | 2020-03-19 | Enphase Energy | IQ7-60-2-US | Inverters | 240 |  | 16 |  |  | 0.97 |  | Outdoor | Behind the PV Modules
Solar Registration Program | NJSRRE1540499509 | Vineland | 8361 | 20 | 5.04 | Residential | Yes | Behind the Meter | Trinity Solar | Vineland Muni Electric | Accepted | 2019-03-19 | 2019-03-20 | 2020-03-20 | HANWHA | Q.PEAK DUO BLK-G5 315 | Solar Panels |  | 0.315 | 16 | 184 | 23 |  | Fixed | Roof
Solar Registration Program | NJSRRE1540499509 | Vineland | 8361 | 20 | 5.04 | Residential | Yes | Behind the Meter | Trinity Solar | Vineland Muni Electric | Accepted | 2019-03-19 | 2019-03-20 | 2020-03-20 | Solar Edge | SE3800 | Inverters | 3800 |  | 1 |  |  | 0.97 |  | Outside | Side of home
Solar Registration Program | NJSRRE1540510798 | Freehold | 7728 | 17 | 5.04 | Residential | Yes | Behind the Meter | Trinity Solar | JCP&L | Accepted | 2019-03-21 | 2019-03-22 | 2020-03-22 | Hanwha | Q.PEAK DUO BLK-G5 315 | Solar Panels |  | 0.315 | 16 | 195 | 40 |  | Fixed | Roof
Solar Registration Program | NJSRRE1540510798 | Freehold | 7728 | 17 | 5.04 | Residential | Yes | Behind the Meter | Trinity Solar | JCP&L | Accepted | 2019-03-21 | 2019-03-22 | 2020-03-22 | Solar Edge | SE3800 | Inverters | 3800 |  | 1 |  |  | 0.97 |  | Outside | side of home
Solar Registration Program | NJSRRE1540513145 | LONG BRANCH | 7740 | 17 | 5.04 | Residential | Yes | Behind the Meter | Vivint Solar Developer, LLC | JCP&L | Accepted | 2019-03-22 | 2019-03-25 | 2020-03-25 | Hanwha Solar | Q.PEAK DUO BLK-G5 315 | Solar Panels |  | 0.315 | 16 | 151 | 32 |  | Fixed | Roof
Solar Registration Program | NJSRRE1540513145 | LONG BRANCH | 7740 | 17 | 5.04 | Residential | Yes | Behind the Meter | Vivint Solar Developer, LLC | JCP&L | Accepted | 2019-03-22 | 2019-03-25 | 2020-03-25 | Solar Edge | SE3800H-US | Inverters | 3800 |  | 1 |  |  | 0.992 |  | Outdoor | Near the Utility Meter
Solar Registration Program | NJSRRE1540894530 | NORTH BRUNSWICK | 8902 | 11 | 5.04 | Residential | Yes | Behind the Meter | Vivint Solar Developer, LLC | PSE&G | Accepted | 2019-04-25 | 2019-04-26 | 2020-04-26 | Hanwha Solar | Q.PEAK BLK-G5 315 | Solar Panels |  | 0.315 | 10 | 222 | 20 |  | Fixed | Roof
Solar Registration Program | NJSRRE1540894530 | NORTH BRUNSWICK | 8902 | 11 | 5.04 | Residential | Yes | Behind the Meter | Vivint Solar Developer, LLC | PSE&G | Accepted | 2019-04-25 | 2019-04-26 | 2020-04-26 | Hanwha Solar | Q.PEAK BLK-G5 315 | Solar Panels |  | 0.315 | 6 | 132 | 20 |  | Fixed | Roof
Solar Registration Program | NJSRRE1540894530 | NORTH BRUNSWICK | 8902 | 11 | 5.04 | Residential | Yes | Behind the Meter | Vivint Solar Developer, LLC | PSE&G | Accepted | 2019-04-25 | 2019-04-26 | 2020-04-26 | Solar Edge | SE3800H-US | Inverters | 3800 |  | 1 |  |  | 0.992 |  | Outdoor | Near the Utility Meter
Solar Registration Program | NJSRRE1540904434 | Bayville | 8721 | 18 | 5.04 | Residential | Yes | Behind the Meter | Vivint Solar Developer, LLC | JCP&L | Accepted | 2019-04-30 | 2019-05-01 | 2020-05-01 | Hanwha Solar | Q.PEAK BLK-G5 315 | Solar Panels |  | 0.315 | 13 | 206 | 28 |  | Fixed | Roof
Solar Registration Program | NJSRRE1540904434 | Bayville | 8721 | 18 | 5.04 | Residential | Yes | Behind the Meter | Vivint Solar Developer, LLC | JCP&L | Accepted | 2019-04-30 | 2019-05-01 | 2020-05-01 | Hanwha Solar | Q.PEAK BLK-G5 315 | Solar Panels |  | 0.315 | 3 | 26 | 28 |  | Fixed | Roof
Solar Registration Program | NJSRRE1540904434 | Bayville | 8721 | 18 | 5.04 | Residential | Yes | Behind the Meter | Vivint Solar Developer, LLC | JCP&L | Accepted | 2019-04-30 | 2019-05-01 | 2020-05-01 | Solar Edge | SE3800H-US | Inverters | 3800 |  | 1 |  |  | 0.992 |  | Outdoor | Near the Utility Meter
Solar Registration Program | NJSRRE1540908644 | Wildwood | 8260 | 21 | 5.04 | Residential | Yes | Behind the Meter | Pro Custom Solar dba Momentum Solar | AC Electric | Accepted | 2019-04-30 | 2019-05-02 | 2020-05-02 | HANWHA | Q.PEAK DUO BLK-G5 315 | Solar Panels |  | 0.315 | 16 | 137 | 1 |  | Fixed | Roof
Solar Registration Program | NJSRRE1540908644 | Wildwood | 8260 | 21 | 5.04 | Residential | Yes | Behind the Meter | Pro Custom Solar dba Momentum Solar | AC Electric | Accepted | 2019-04-30 | 2019-05-02 | 2020-05-02 | ENPHASE | IQ7-60-2-US | Inverters | 250 |  | 16 |  |  | 0.97 |  | Outdoor | ROOF
Solar Registration Program | NJSRRE1540918412 | South Plainfield | 7080 | 11 | 5.04 | Residential | No | Behind the Meter | Pro Custom Solar dba Momentum Solar | PSE&G | Accepted | 2019-05-02 | 2019-05-07 | 2020-05-07 | HANWHA | Q.PEAK DUO BLK-G5 315 | Solar Panels |  | 0.315 | 16 | 213 | 21 |  | Fixed | Roof
Solar Registration Program | NJSRRE1540918412 | South Plainfield | 7080 | 11 | 5.04 | Residential | No | Behind the Meter | Pro Custom Solar dba Momentum Solar | PSE&G | Accepted | 2019-05-02 | 2019-05-07 | 2020-05-07 | ENPHASE | IQ6-60-2-US | Inverters | 240 |  | 16 |  |  | 0.97 |  | Outdoor | ROOF
Solar Registration Program | NJSRRE1540964641 | Runnemede | 8078 | 14 | 5.04 | Residential | Yes | Behind the Meter | Pro Custom Solar dba Momentum Solar | PSE&G | Accepted | 2019-05-07 | 2019-06-11 | 2020-06-11 | Hanwha | Q.PEAK DUO BLK-G5 315 | Solar Panels |  | 0.315 | 16 | 158 | 39 |  | Fixed | Roof
Solar Registration Program | NJSRRE1540964641 | Runnemede | 8078 | 14 | 5.04 | Residential | Yes | Behind the Meter | Pro Custom Solar dba Momentum Solar | PSE&G | Accepted | 2019-05-07 | 2019-06-11 | 2020-06-11 | Enphase | IQ7-60-2-US | Inverters | 250 |  | 116 |  |  | 0.97 |  | Outdoor | roof
Solar Registration Program | NJSRRE1540972981 | Belmar | 7719 | 17 | 5.04 | Residential | Yes | Behind the Meter | Pro Custom Solar dba Momentum Solar | JCP&L | Accepted | 2019-05-09 | 2019-05-14 | 2020-05-14 | HANWHA | Q.PEAK DUO BLK-G5 315 | Solar Panels |  | 0.315 | 16 | 196 | 22 |  | Fixed | Roof
Solar Registration Program | NJSRRE1540972981 | Belmar | 7719 | 17 | 5.04 | Residential | Yes | Behind the Meter | Pro Custom Solar dba Momentum Solar | JCP&L | Accepted | 2019-05-09 | 2019-05-14 | 2020-05-14 | ENPHASE | IQ7-60-2-US | Inverters | 250 |  | 16 |  |  | 0.97 |  | Outdoor | ROOF
Solar Registration Program | NJSRRE1540989433 | Jersey City | 7307 | 8 | 5.04 | Residential | Yes | Behind the Meter | Pro Custom Solar dba Momentum Solar | PSE&G | Accepted | 2019-05-14 | 2019-05-17 | 2020-05-17 | Hanwha | Q.Peak Duo BLK-G5 315 | Solar Panels |  | 0.315 | 16 | 125 | 3 |  | Fixed | Roof
Solar Registration Program | NJSRRE1540989433 | Jersey City | 7307 | 8 | 5.04 | Residential | Yes | Behind the Meter | Pro Custom Solar dba Momentum Solar | PSE&G | Accepted | 2019-05-14 | 2019-05-17 | 2020-05-17 | Enphase | IQ7-60-2-US | Inverters | 250 |  | 16 |  |  | 0.97 |  | Outdoor | Roof
Solar Registration Program | NJSRRE1540989444 | Jersey City | 7307 | 8 | 5.04 | Residential | Yes | Behind the Meter | Pro Custom Solar dba Momentum Solar | PSE&G | Accepted | 2019-05-14 | 2019-05-17 | 2020-05-17 | Hanwha | Q.PEAK DUO BLK-G5 315 | Solar Panels |  | 0.315 | 16 | 125 | 3 |  | Fixed | Roof
Solar Registration Program | NJSRRE1540989444 | Jersey City | 7307 | 8 | 5.04 | Residential | Yes | Behind the Meter | Pro Custom Solar dba Momentum Solar | PSE&G | Accepted | 2019-05-14 | 2019-05-17 | 2020-05-17 | Enphase | ENPHASE IQ7-60-2-US | Inverters | 250 |  | 16 |  |  | 0.97 |  | Outdoor | roof
Solar Registration Program | NJSRRE1541025374 | Pleasantville | 8232 | 19 | 5.04 | Residential | Yes | Behind the Meter | Castle Energy, LLC | AC Electric | Accepted | 2019-05-20 | 2019-05-22 | 2020-05-22 | Hanwha QCells | Q.PEAK DUO BLK-G5 315 | Solar Panels |  | 0.315 | 5 | 204 | 15 |  | Fixed | Roof
Solar Registration Program | NJSRRE1541025374 | Pleasantville | 8232 | 19 | 5.04 | Residential | Yes | Behind the Meter | Castle Energy, LLC | AC Electric | Accepted | 2019-05-20 | 2019-05-22 | 2020-05-22 | Hanwha QCells | Q.PEAK DUO BLK-G5 315 | Solar Panels |  | 0.315 | 11 | 204 | 38 |  | Fixed | Roof
Solar Registration Program | NJSRRE1541025374 | Pleasantville | 8232 | 19 | 5.04 | Residential | Yes | Behind the Meter | Castle Energy, LLC | AC Electric | Accepted | 2019-05-20 | 2019-05-22 | 2020-05-22 | Enphase Energy | IQ7-60-2-US | Inverters | 240 |  | 16 |  |  | 0.976 |  | Outdoor | On rooftop underneath each solar module
Solar Registration Program | NJSRRE1541025512 | Sicklerville | 8081 | 14 | 5.04 | Residential | Yes | Behind the Meter | Trinity Solar | AC Electric | Accepted | 2019-05-20 | 2019-05-22 | 2020-05-22 | Hanwha 315 | Q.PEAK DUO BLK-G5 315 | Solar Panels |  | 0.315 | 16 | 214 | 27 |  | Fixed | Roof
Solar Registration Program | NJSRRE1541025512 | Sicklerville | 8081 | 14 | 5.04 | Residential | Yes | Behind the Meter | Trinity Solar | AC Electric | Accepted | 2019-05-20 | 2019-05-22 | 2020-05-22 | Solar Edge | SE3800 | Inverters | 3800 |  | 1 |  |  | 0.97 |  | Outside | side of home
Solar Registration Program | NJSRRE1541047340 | HACKENSACK | 7601 | 7 | 5.04 | Residential | Yes | Behind the Meter | Vivint Solar Developer, LLC | PSE&G | Accepted | 2019-05-28 | 2019-05-31 | 2020-05-31 | HANWHA SOLAR | Q.PEAK BLK-G5 315 | Solar Panels |  | 0.315 | 16 | 38 | 29 |  | Fixed | Roof
Solar Registration Program | NJSRRE1541047340 | HACKENSACK | 7601 | 7 | 5.04 | Residential | Yes | Behind the Meter | Vivint Solar Developer, LLC | PSE&G | Accepted | 2019-05-28 | 2019-05-31 | 2020-05-31 | SOLAR EDGE | SE3800H-US | Inverters | 3800 |  | 1 |  |  | 0.992 |  | Outdoor | Near the Utility meter
Solar Registration Program | NJSRRE1541059469 | HAMMONTON | 8037 | 19 | 5.04 | Residential | Yes | Behind the Meter | Vivint Solar Developer, LLC | AC Electric | Accepted | 2019-05-31 | 2019-06-04 | 2020-06-04 | HANWHA SOLAR | Q.PEAK BLK-G5 315 | Solar Panels |  | 0.315 | 16 | 313 | 26 |  | Fixed | Roof
Solar Registration Program | NJSRRE1541059469 | HAMMONTON | 8037 | 19 | 5.04 | Residential | Yes | Behind the Meter | Vivint Solar Developer, LLC | AC Electric | Accepted | 2019-05-31 | 2019-06-04 | 2020-06-04 | SOLAR EDGE | SE3800H-US | Inverters | 3800 |  | 1 |  |  | 0.992 |  | Outdoor | Near the Utility meter
Solar Registration Program | NJSRRE1541303245 | Bogota | 7603 | 7 | 5.04 | Residential | Yes | Behind the Meter | Trinity Solar | PSE&G | Accepted | 2019-06-13 | 2019-06-18 | 2020-06-18 | Hanwha 315 | Q.PEAK DUO BLK-G5 315 | Solar Panels |  | 0.315 | 2 | 201 | 47 |  | Fixed | Roof
Solar Registration Program | NJSRRE1541303245 | Bogota | 7603 | 7 | 5.04 | Residential | Yes | Behind the Meter | Trinity Solar | PSE&G | Accepted | 2019-06-13 | 2019-06-18 | 2020-06-18 | Hanwha 315 | Q.PEAK DUO BLK-G5 315 | Solar Panels |  | 0.315 | 5 | 291 | 28 |  | Fixed | Roof
Solar Registration Program | NJSRRE1541303245 | Bogota | 7603 | 7 | 5.04 | Residential | Yes | Behind the Meter | Trinity Solar | PSE&G | Accepted | 2019-06-13 | 2019-06-18 | 2020-06-18 | Hanwha 315 | Q.PEAK DUO BLK-G5 315 | Solar Panels |  | 0.315 | 5 | 111 | 28 |  | Fixed | Roof
Solar Registration Program | NJSRRE1541303245 | Bogota | 7603 | 7 | 5.04 | Residential | Yes | Behind the Meter | Trinity Solar | PSE&G | Accepted | 2019-06-13 | 2019-06-18 | 2020-06-18 | Hanwha 315 | Q.PEAK DUO BLK-G5 315 | Solar Panels |  | 0.315 | 4 | 111 | 42 |  | Fixed | Roof
Solar Registration Program | NJSRRE1541303245 | Bogota | 7603 | 7 | 5.04 | Residential | Yes | Behind the Meter | Trinity Solar | PSE&G | Accepted | 2019-06-13 | 2019-06-18 | 2020-06-18 | Solar Edge | SE3800 | Inverters | 3800 |  | 1 |  |  | 0.97 |  | Outside | Side of home
Solar Registration Program | NJSRRE1541480566 | Long Branch | 7740 | 17 | 5.04 | Residential | Yes | Behind the Meter | Vivint Solar Developer, LLC | JCP&L | Accepted | 2019-06-28 | 2019-07-01 | 2020-07-01 | Hanwha Solar | Q.PEAK BLK-G5 315 | Solar Panels |  | 0.315 | 16 | 13 | 32 |  | Fixed | Roof
Solar Registration Program | NJSRRE1541480566 | Long Branch | 7740 | 17 | 5.04 | Residential | Yes | Behind the Meter | Vivint Solar Developer, LLC | JCP&L | Accepted | 2019-06-28 | 2019-07-01 | 2020-07-01 | SOLAREDGE | SE3800H-US | Inverters | 3800 |  | 1 |  |  | 0.992 |  | Outdoor | Near the Utility Meter
Solar Registration Program | NJSRRE1541501060 | Plainfield | 7063 | 10 | 5.04 | Residential | Yes | Behind the Meter | Vivint Solar Developer, LLC | PSE&G | Accepted | 2019-07-01 | 2019-07-02 | 2020-07-02 | Hanwha Solar | Q. Peak Blk-G5 315 | Solar Panels |  | 0.315 | 16 | 322 | 33 |  | Fixed | Roof
Solar Registration Program | NJSRRE1541501060 | Plainfield | 7063 | 10 | 5.04 | Residential | Yes | Behind the Meter | Vivint Solar Developer, LLC | PSE&G | Accepted | 2019-07-01 | 2019-07-02 | 2020-07-02 | Solar Edge | SE3800H-US | Inverters | 3800 |  | 1 |  |  | 0.992 |  | Other | Near the Utility Meter
Solar Registration Program | NJSRRE1541688756 | MAYS LANDING | 8330 | 19 | 5.04 | Residential | Yes | Behind the Meter | Vivint Solar Developer, LLC | AC Electric | Accepted | 2019-07-23 | 2019-07-24 | 2020-07-24 | Hanwha Solar | Q.PEAK BLK-G5 315 | Solar Panels |  | 0.315 | 16 | 101 | 18 |  | Fixed | Roof
Solar Registration Program | NJSRRE1541688756 | MAYS LANDING | 8330 | 19 | 5.04 | Residential | Yes | Behind the Meter | Vivint Solar Developer, LLC | AC Electric | Accepted | 2019-07-23 | 2019-07-24 | 2020-07-24 | SolarEdge | SE3800H-US | Inverters | 3800 |  | 1 |  |  | 0.992 |  | Outdoor | Near The Utility Meter
Solar Registration Program | NJSRRE1541691868 | Linden | 7036 | 10 | 5.04 | Residential | Yes | Behind the Meter | Vivint Solar Developer, LLC | PSE&G | Accepted | 2019-07-23 | 2019-07-24 | 2020-07-24 | Hanwha Solar | Q.PEAK BLK-G5 315 | Solar Panels |  | 0.315 | 8 | 223.19 | 20 |  | Fixed | Roof
Solar Registration Program | NJSRRE1541691868 | Linden | 7036 | 10 | 5.04 | Residential | Yes | Behind the Meter | Vivint Solar Developer, LLC | PSE&G | Accepted | 2019-07-23 | 2019-07-24 | 2020-07-24 | Hanwha Solar | Q.PEAK BLK-G5 315 | Solar Panels |  | 0.315 | 8 | 43.19 | 41 |  | Fixed | Roof
Solar Registration Program | NJSRRE1541691868 | Linden | 7036 | 10 | 5.04 | Residential | Yes | Behind the Meter | Vivint Solar Developer, LLC | PSE&G | Accepted | 2019-07-23 | 2019-07-24 | 2020-07-24 | SolarEdge | SE3800H-US | Inverters | 3800 |  | 1 |  |  | 0.992 |  | Outdoor | Near The Utility Meter
Solar Registration Program | NJSRRE1541703614 | LYNDHURST | 7071 | 7 | 5.04 | Residential | Yes | Behind the Meter | Pro Custom Solar dba Momentum Solar | PSE&G | Accepted | 2019-07-25 | 2019-07-30 | 2020-07-30 | HANWHA | Q.PEAK DUO BLK-G5 315 | Solar Panels |  | 0.315 | 8 | 128 | 21 |  | Fixed | Roof
Solar Registration Program | NJSRRE1541703614 | LYNDHURST | 7071 | 7 | 5.04 | Residential | Yes | Behind the Meter | Pro Custom Solar dba Momentum Solar | PSE&G | Accepted | 2019-07-25 | 2019-07-30 | 2020-07-30 | HANWHA | Q.PEAK DUO BLK-G5 315 | Solar Panels |  | 0.315 | 8 | 308 | 21 |  | Fixed | Roof
Solar Registration Program | NJSRRE1541703614 | LYNDHURST | 7071 | 7 | 5.04 | Residential | Yes | Behind the Meter | Pro Custom Solar dba Momentum Solar | PSE&G | Accepted | 2019-07-25 | 2019-07-30 | 2020-07-30 | ENPHASE ENERGY | IQ7-60-2-US | Inverters | 250 |  | 16 |  |  | 0.97 |  | Outdoor | Roof
Solar Registration Program | NJSRRE1541725586 | Manahawkin | 8050 | 18 | 5.04 | Residential | Yes | Behind the Meter | Vivint Solar Developer, LLC | AC Electric | Accepted | 2019-08-02 | 2019-08-05 | 2020-08-05 | HANWHA SOLAR | Q.PEAK BLK-G5 | Solar Panels |  | 0.315 | 10 | 42 | 26 |  | Fixed | Roof
Solar Registration Program | NJSRRE1541725586 | Manahawkin | 8050 | 18 | 5.04 | Residential | Yes | Behind the Meter | Vivint Solar Developer, LLC | AC Electric | Accepted | 2019-08-02 | 2019-08-05 | 2020-08-05 | HANWHA SOLAR | Q.PEAK BLK-G5 | Solar Panels |  | 0.315 | 2 | 132 | 27 |  | Fixed | Roof
Solar Registration Program | NJSRRE1541725586 | Manahawkin | 8050 | 18 | 5.04 | Residential | Yes | Behind the Meter | Vivint Solar Developer, LLC | AC Electric | Accepted | 2019-08-02 | 2019-08-05 | 2020-08-05 | HANWHA SOLAR | Q.PEAK BLK-G5 | Solar Panels |  | 0.315 | 2 | 42 | 27 |  | Fixed | Roof
Solar Registration Program | NJSRRE1541725586 | Manahawkin | 8050 | 18 | 5.04 | Residential | Yes | Behind the Meter | Vivint Solar Developer, LLC | AC Electric | Accepted | 2019-08-02 | 2019-08-05 | 2020-08-05 | HANWHA SOLAR | Q.PEAK BLK-G5 | Solar Panels |  | 0.315 | 2 | 312 | 27 |  | Fixed | Roof
Solar Registration Program | NJSRRE1541725586 | Manahawkin | 8050 | 18 | 5.04 | Residential | Yes | Behind the Meter | Vivint Solar Developer, LLC | AC Electric | Accepted | 2019-08-02 | 2019-08-05 | 2020-08-05 | SOLAREDGE | SE3800H-US | Inverters | 3800 |  | 1 |  |  | 0.992 |  | Outdoor | Near The Utility Meter
Solar Registration Program | NJSRRE1541790398 | Long Branch | 7740 | 17 | 5.04 | Residential | Yes | Behind the Meter | Trinity Solar | JCP&L | Accepted | 2019-08-06 | 2019-08-08 | 2020-08-08 | Hanwha 315 | Q.PEAK DUO BLK-G5 315 | Solar Panels |  | 0.315 | 11 | 236 | 37 |  | Fixed | Roof
Solar Registration Program | NJSRRE1541790398 | Long Branch | 7740 | 17 | 5.04 | Residential | Yes | Behind the Meter | Trinity Solar | JCP&L | Accepted | 2019-08-06 | 2019-08-08 | 2020-08-08 | Hanwha 315 | Q.PEAK DUO BLK-G5 315 | Solar Panels |  | 0.315 | 5 | 146 | 40 |  | Fixed | Roof
Solar Registration Program | NJSRRE1541790398 | Long Branch | 7740 | 17 | 5.04 | Residential | Yes | Behind the Meter | Trinity Solar | JCP&L | Accepted | 2019-08-06 | 2019-08-08 | 2020-08-08 | Solar Edge | SE3800H-US000BNC4 | Inverters | 3800 |  | 1 |  |  | 0.97 |  | Outside | Side of home
Solar Registration Program | NJSRRE1541809913 | NUTLEY | 7110 | 9 | 5.04 | Residential | Yes | Behind the Meter | Vivint Solar Developer, LLC | PSE&G | Accepted | 2019-08-13 | 2019-08-23 | 2020-08-23 | Hanwha Solar | Q.PEAK BLK-G5 315 | Solar Panels |  | 0.315 | 10 | 30 | 37 |  | Fixed | Roof
Solar Registration Program | NJSRRE1541809913 | NUTLEY | 7110 | 9 | 5.04 | Residential | Yes | Behind the Meter | Vivint Solar Developer, LLC | PSE&G | Accepted | 2019-08-13 | 2019-08-23 | 2020-08-23 | Hanwha Solar | Q.PEAK BLK-G5 315 | Solar Panels |  | 0.315 | 6 | 30 | 17 |  | Fixed | Roof
Solar Registration Program | NJSRRE1541809913 | NUTLEY | 7110 | 9 | 5.04 | Residential | Yes | Behind the Meter | Vivint Solar Developer, LLC | PSE&G | Accepted | 2019-08-13 | 2019-08-23 | 2020-08-23 | SolarEdge | SE3800H-US | Inverters | 3800 |  | 1 |  |  | 0.992 |  | Outdoor | Near The Utility Meter
Solar Registration Program | NJSRRE1541873606 | Rochelle Park | 7662 | 7 | 5.04 | Residential | Yes | Behind the Meter | Trinity Solar | PSE&G | Accepted | 2019-08-22 | 2019-08-26 | 2020-08-26 | Hanwha | Q.PEAK DUO BLK-G5 315 | Solar Panels |  | 0.315 | 16 | 38 | 30 |  | Fixed | Roof
Solar Registration Program | NJSRRE1541873606 | Rochelle Park | 7662 | 7 | 5.04 | Residential | Yes | Behind the Meter | Trinity Solar | PSE&G | Accepted | 2019-08-22 | 2019-08-26 | 2020-08-26 | Solar Edge | SE3800 | Inverters | 3800 |  | 1 |  |  | 0.97 |  | Outside | side of home
Solar Registration Program | NJSRRE1541880557 | west creek | 8092 | 18 | 5.04 | Residential | Yes | Behind the Meter | Vivint Solar Developer, LLC | AC Electric | Accepted | 2019-08-28 | 2019-08-29 | 2020-08-29 | HANWHA SOLAR | Q.PEAK BLK-G5 315 | Solar Panels |  | 0.315 | 16 | 127 | 34 |  | Fixed | Roof
Solar Registration Program | NJSRRE1541880557 | west creek | 8092 | 18 | 5.04 | Residential | Yes | Behind the Meter | Vivint Solar Developer, LLC | AC Electric | Accepted | 2019-08-28 | 2019-08-29 | 2020-08-29 | SOLAR EDGE | SE3800H-US | Inverters | 3800 |  | 1 |  |  | 0.992 |  | Outdoor | Near the Utility Meter
Solar Registration Program | NJSRRE1541883759 | Long Branch | 7740 | 17 | 5.04 | Residential | Yes | Behind the Meter | Vivint Solar Developer, LLC | JCP&L | Accepted | 2019-08-29 | 2019-08-30 | 2020-08-30 | HANWHA SOLAR | Q.PEAK BLK-G5 315 | Solar Panels |  | 0.315 | 4 | 65 | 37 |  | Fixed | Roof
Solar Registration Program | NJSRRE1541883759 | Long Branch | 7740 | 17 | 5.04 | Residential | Yes | Behind the Meter | Vivint Solar Developer, LLC | JCP&L | Accepted | 2019-08-29 | 2019-08-30 | 2020-08-30 | HANWHA SOLAR | Q.PEAK BLK-G5 315 | Solar Panels |  | 0.315 | 12 | 245 | 37 |  | Fixed | Roof
Solar Registration Program | NJSRRE1541883759 | Long Branch | 7740 | 17 | 5.04 | Residential | Yes | Behind the Meter | Vivint Solar Developer, LLC | JCP&L | Accepted | 2019-08-29 | 2019-08-30 | 2020-08-30 | SOLAREDGE TECHNOLOGIES | SE3800H-US000BNC4 | Inverters | 3800 |  | 1 |  |  | 0.992 |  | Outdoor | Near the Utility Meter
Solar Registration Program | NJSRRE1541884020 | GIBBSTOWN | 8027 | 15 | 5.04 | Residential | Yes | Behind the Meter | Vivint Solar Developer, LLC | AC Electric | Accepted | 2019-09-03 | 2019-09-04 | 2020-09-04 | Hanwha Solar | Q.PEAK BLK-G5 315 | Solar Panels |  | 0.315 | 6 | 187 | 24 |  | Fixed | Roof
Solar Registration Program | NJSRRE1541884020 | GIBBSTOWN | 8027 | 15 | 5.04 | Residential | Yes | Behind the Meter | Vivint Solar Developer, LLC | AC Electric | Accepted | 2019-09-03 | 2019-09-04 | 2020-09-04 | Hanwha Solar | Q.PEAK BLK-G5 315 | Solar Panels |  | 0.315 | 10 | 187 | 24 |  | Fixed | Roof
Solar Registration Program | NJSRRE1541884020 | GIBBSTOWN | 8027 | 15 | 5.04 | Residential | Yes | Behind the Meter | Vivint Solar Developer, LLC | AC Electric | Accepted | 2019-09-03 | 2019-09-04 | 2020-09-04 | Solar Edge | SE3800H-US | Inverters | 3800 |  | 1 |  |  | 0.992 |  | Outdoor | Near the Utility Meter
Solar Registration Program | NJSRRE1541884032 | Bloomfield | 7003 | 9 | 5.04 | Residential | Yes | Behind the Meter | Trinity Solar | PSE&G | Accepted | 2019-08-26 | 2019-08-28 | 2020-08-28 | Hanwha | Q.PEAK DUO BLK-G5 315 | Solar Panels |  | 0.315 | 16 | 198 | 40 |  | Fixed | Roof
Solar Registration Program | NJSRRE1541884032 | Bloomfield | 7003 | 9 | 5.04 | Residential | Yes | Behind the Meter | Trinity Solar | PSE&G | Accepted | 2019-08-26 | 2019-08-28 | 2020-08-28 | Solar Edge | SE3800 | Inverters | 3800 |  | 1 |  |  | 0.97 |  | Outside | side of home
Solar Registration Program | NJSRRE1541891050 | Rumson | 7760 | 17 | 5.04 | Residential | Yes | Behind the Meter | Vivint Solar Developer, LLC | JCP&L | Accepted | 2019-09-05 | 2019-09-05 | 2020-09-05 | HANWHA SOLAR | Q.PEAK BLK-G5 315 | Solar Panels |  | 0.315 | 16 | 31 | 17 |  | Fixed | Roof
Solar Registration Program | NJSRRE1541891050 | Rumson | 7760 | 17 | 5.04 | Residential | Yes | Behind the Meter | Vivint Solar Developer, LLC | JCP&L | Accepted | 2019-09-05 | 2019-09-05 | 2020-09-05 | SOLAREDGE TECHNOLOGIES | SE3800H-US000BNC4 | Inverters | 3800 |  | 1 |  |  | 0.992 |  | Outdoor | Near the Utility Meter
Solar Registration Program | NJSRRE1541894843 | Egg Harbor Township | 8234 | 19 | 5.04 | Residential | Yes | Behind the Meter | Vivint Solar Developer, LLC | AC Electric | Accepted | 2019-09-03 | 2019-09-04 | 2020-09-04 | Hanwha Solar | Q.PEAK BLK-G5 315 | Solar Panels |  | 0.315 | 4 | 351 | 33 |  | Fixed | Roof
Solar Registration Program | NJSRRE1541894843 | Egg Harbor Township | 8234 | 19 | 5.04 | Residential | Yes | Behind the Meter | Vivint Solar Developer, LLC | AC Electric | Accepted | 2019-09-03 | 2019-09-04 | 2020-09-04 | Hanwha Solar | Q.PEAK BLK-G5 315 | Solar Panels |  | 0.315 | 5 | 261 | 33 |  | Fixed | Roof
Solar Registration Program | NJSRRE1541894843 | Egg Harbor Township | 8234 | 19 | 5.04 | Residential | Yes | Behind the Meter | Vivint Solar Developer, LLC | AC Electric | Accepted | 2019-09-03 | 2019-09-04 | 2020-09-04 | Hanwha Solar | Q.PEAK BLK-G5 315 | Solar Panels |  | 0.315 | 7 | 351 | 33 |  | Fixed | Roof
Solar Registration Program | NJSRRE1541894843 | Egg Harbor Township | 8234 | 19 | 5.04 | Residential | Yes | Behind the Meter | Vivint Solar Developer, LLC | AC Electric | Accepted | 2019-09-03 | 2019-09-04 | 2020-09-04 | SolarEdge Technologies | SE3800H | Inverters | 3800 |  | 1 |  |  | 0.992 |  | Outdoor | Near the Utility Meter
Solar Registration Program | NJSRRE1541945872 | Elizabeth | 7202 | 10 | 5.04 | Residential | Yes | Behind the Meter | Pro Custom Solar dba Momentum Solar | PSE&G | Accepted | 2019-08-30 | 2019-09-04 | 2020-09-04 | HANWHA | Q.PEAK DUO BLK-G5 315 | Solar Panels |  | 0.315 | 6 | 132 | 36 |  | Fixed | Roof
Solar Registration Program | NJSRRE1541945872 | Elizabeth | 7202 | 10 | 5.04 | Residential | Yes | Behind the Meter | Pro Custom Solar dba Momentum Solar | PSE&G | Accepted | 2019-08-30 | 2019-09-04 | 2020-09-04 | HANWHA | Q.PEAK DUO BLK-G5 315 | Solar Panels |  | 0.315 | 6 | 312 | 5 |  | Fixed | Roof
Solar Registration Program | NJSRRE1541945872 | Elizabeth | 7202 | 10 | 5.04 | Residential | Yes | Behind the Meter | Pro Custom Solar dba Momentum Solar | PSE&G | Accepted | 2019-08-30 | 2019-09-04 | 2020-09-04 | HANWHA | Q.PEAK DUO BLK-G5 315 | Solar Panels |  | 0.315 | 4 | 312 | 36 |  | Fixed | Roof
Solar Registration Program | NJSRRE1541945872 | Elizabeth | 7202 | 10 | 5.04 | Residential | Yes | Behind the Meter | Pro Custom Solar dba Momentum Solar | PSE&G | Accepted | 2019-08-30 | 2019-09-04 | 2020-09-04 | Enphase Energy | IQ6-60-2-US | Inverters | 240 |  | 16 |  |  | 0.97 |  | Outdoor | Roof
Solar Registration Program | NJSRRE1541989853 | Parsippany | 7054 | 3 | 5.04 | Residential | Yes | Behind the Meter | Vivint Solar Developer, LLC | JCP&L | Accepted | 2019-09-04 | 2019-09-05 | 2020-09-05 | HANWHA SOLAR | Q.PEAK BLK-G5 315 | Solar Panels |  | 0.315 | 11 | 3 | 19 |  | Fixed | Roof
Solar Registration Program | NJSRRE1541989853 | Parsippany | 7054 | 3 | 5.04 | Residential | Yes | Behind the Meter | Vivint Solar Developer, LLC | JCP&L | Accepted | 2019-09-04 | 2019-09-05 | 2020-09-05 | HANWHA SOLAR | Q.PEAK BLK-G5 315 | Solar Panels |  | 0.315 | 5 | 3 | 20 |  | Fixed | Roof
Solar Registration Program | NJSRRE1541989853 | Parsippany | 7054 | 3 | 5.04 | Residential | Yes | Behind the Meter | Vivint Solar Developer, LLC | JCP&L | Accepted | 2019-09-04 | 2019-09-05 | 2020-09-05 | SOLAR EDGE | SE3800H-US000BNC4 | Inverters | 3800 |  | 1 |  |  | 0.992 |  | Outdoor | Near Utility Meter
Solar Registration Program | NJSRRE1542335204 | Pedricktown | 8067 | 16 | 5.04 | Residential | Yes | Behind the Meter | Trinity Solar | AC Electric | Accepted | 2019-09-06 | 2019-09-10 | 2020-09-10 | Hanwha | Q.PEAK DUO BLK-G5 315 | Solar Panels |  | 0.315 | 16 | 222 | 27 |  | Fixed | Roof
Solar Registration Program | NJSRRE1542335204 | Pedricktown | 8067 | 16 | 5.04 | Residential | Yes | Behind the Meter | Trinity Solar | AC Electric | Accepted | 2019-09-06 | 2019-09-10 | 2020-09-10 | Solar Edge | SE3800 | Inverters | 3800 |  | 1 |  |  | 0.97 |  | Outside | side of home
Solar Registration Program | NJSRRE1542370294 | NEPTUNE | 7753 | 17 | 5.04 | Residential | Yes | Behind the Meter | Vivint Solar Developer, LLC | JCP&L | Accepted | 2019-09-09 | 2019-09-11 | 2020-09-11 | Hanwha Solar | Q.PEAK BLK-G5 315 | Solar Panels |  | 0.315 | 10 | 175 | 26 |  | Fixed | Roof
Solar Registration Program | NJSRRE1542370294 | NEPTUNE | 7753 | 17 | 5.04 | Residential | Yes | Behind the Meter | Vivint Solar Developer, LLC | JCP&L | Accepted | 2019-09-09 | 2019-09-11 | 2020-09-11 | Hanwha Solar | Q.PEAK BLK-G5 315 | Solar Panels |  | 0.315 | 6 | 175 | 26 |  | Fixed | Roof
Solar Registration Program | NJSRRE1542370294 | NEPTUNE | 7753 | 17 | 5.04 | Residential | Yes | Behind the Meter | Vivint Solar Developer, LLC | JCP&L | Accepted | 2019-09-09 | 2019-09-11 | 2020-09-11 | Solar Edge | SE3800H-US000BNC4 | Inverters | 3800 |  | 1 |  |  | 0.992 |  | Outdoor | near the utility meter
Solar Registration Program | NJSRRE1542376823 | EAST BRUNSWICK | 8816 | 11 | 5.04 | Residential | Yes | Behind the Meter | Vivint Solar Developer, LLC | PSE&G | Accepted | 2019-09-10 | 2019-09-12 | 2020-09-12 | HANWHA SOLAR | Q.PEAK BLK-G5 315 | Solar Panels |  | 0.315 | 16 | 148 | 37 |  | Fixed | Roof
Solar Registration Program | NJSRRE1542376823 | EAST BRUNSWICK | 8816 | 11 | 5.04 | Residential | Yes | Behind the Meter | Vivint Solar Developer, LLC | PSE&G | Accepted | 2019-09-10 | 2019-09-12 | 2020-09-12 | SOLAREDGE TECHNOLOGIES | SE3800H-US000NNC2 | Inverters | 3800 |  | 1 |  |  | 0.992 |  | Outdoor | Near The Utility Meter
Solar Registration Program | NJSRRE1542377569 | PENNSAUKEN | 8110 | 14 | 5.04 | Residential | Yes | Behind the Meter | Vivint Solar Developer, LLC | PSE&G | Accepted | 2019-09-11 | 2019-09-12 | 2020-09-12 | HANWHA SOLAR | Q.PEAK BLK-G5 315 | Solar Panels |  | 0.315 | 6 | 58 | 16 |  | Fixed | Roof
Solar Registration Program | NJSRRE1542377569 | PENNSAUKEN | 8110 | 14 | 5.04 | Residential | Yes | Behind the Meter | Vivint Solar Developer, LLC | PSE&G | Accepted | 2019-09-11 | 2019-09-12 | 2020-09-12 | HANWHA SOLAR | Q.PEAK BLK-G5 315 | Solar Panels |  | 0.315 | 2 | 238 | 37 |  | Fixed | Roof
Solar Registration Program | NJSRRE1542377569 | PENNSAUKEN | 8110 | 14 | 5.04 | Residential | Yes | Behind the Meter | Vivint Solar Developer, LLC | PSE&G | Accepted | 2019-09-11 | 2019-09-12 | 2020-09-12 | HANWHA SOLAR | Q.PEAK BLK-G5 315 | Solar Panels |  | 0.315 | 8 | 58 | 30 |  | Fixed | Roof
Solar Registration Program | NJSRRE1542377569 | PENNSAUKEN | 8110 | 14 | 5.04 | Residential | Yes | Behind the Meter | Vivint Solar Developer, LLC | PSE&G | Accepted | 2019-09-11 | 2019-09-12 | 2020-09-12 | SOLAREDGE TECHNOLOGIES | SE3800H-US000BNC4 | Inverters | 3800 |  | 1 |  |  | 0.992 |  | Outdoor | Near The Utility Meter
Solar Registration Program | NJSRRE1542389652 | Roselle | 7203 | 10 | 5.04 | Residential | Yes | Behind the Meter | Trinity Solar | PSE&G | Accepted | 2019-09-11 | 2019-09-13 | 2020-09-13 | Hanwha | Q.PEAK DUO BLK-G5 315 | Solar Panels |  | 0.315 | 16 | 203 | 18 |  | Fixed | Roof
Solar Registration Program | NJSRRE1542389652 | Roselle | 7203 | 10 | 5.04 | Residential | Yes | Behind the Meter | Trinity Solar | PSE&G | Accepted | 2019-09-11 | 2019-09-13 | 2020-09-13 | Solar Edge | SE3800 | Inverters | 3800 |  | 1 |  |  | 0.97 |  | Outside | side of home
Solar Registration Program | NJSRRE1542394950 | Sewell | 8080 | 15 | 5.04 | Residential | Yes | Behind the Meter | Suntuity Solar LLC | AC Electric | Accepted | 2019-09-13 | 2019-09-17 | 2020-09-17 | Yingli Green Energy | YL315D-30b | Solar Panels |  | 0.315 | 12 | 195 | 23 |  | Fixed | Roof
Solar Registration Program | NJSRRE1542394950 | Sewell | 8080 | 15 | 5.04 | Residential | Yes | Behind the Meter | Suntuity Solar LLC | AC Electric | Accepted | 2019-09-13 | 2019-09-17 | 2020-09-17 | Yingli Green Energy | YL315D-30b | Solar Panels |  | 0.315 | 4 | 15 | 23 |  | Fixed | Roof
Solar Registration Program | NJSRRE1542394950 | Sewell | 8080 | 15 | 5.04 | Residential | Yes | Behind the Meter | Suntuity Solar LLC | AC Electric | Accepted | 2019-09-13 | 2019-09-17 | 2020-09-17 | Enphase Energy | IQ7-60-2-US | Inverters | 240 |  | 16 |  |  | 0.97 |  | Outdoor | Behind the PV Modules
Solar Registration Program | NJSRRE1542408963 | Howell | 7731 | 17 | 5.04 | Residential | Yes | Behind the Meter | Vivint Solar Developer, LLC | JCP&L | Accepted | 2019-10-18 | 2019-10-29 | 2020-10-29 | HANWHA | Q.PEAK BLK-G5 315w | Solar Panels |  | 0.315 | 3 | 261 | 27 |  | Fixed | Roof
Solar Registration Program | NJSRRE1542408963 | Howell | 7731 | 17 | 5.04 | Residential | Yes | Behind the Meter | Vivint Solar Developer, LLC | JCP&L | Accepted | 2019-10-18 | 2019-10-29 | 2020-10-29 | HANWHA | Q.PEAK BLK-G5 315w | Solar Panels |  | 0.315 | 2 | 261 | 27 |  | Fixed | Roof
Solar Registration Program | NJSRRE1542408963 | Howell | 7731 | 17 | 5.04 | Residential | Yes | Behind the Meter | Vivint Solar Developer, LLC | JCP&L | Accepted | 2019-10-18 | 2019-10-29 | 2020-10-29 | HANWHA | Q.PEAK BLK-G5 315w | Solar Panels |  | 0.315 | 7 | 81 | 27 |  | Fixed | Roof
Solar Registration Program | NJSRRE1542408963 | Howell | 7731 | 17 | 5.04 | Residential | Yes | Behind the Meter | Vivint Solar Developer, LLC | JCP&L | Accepted | 2019-10-18 | 2019-10-29 | 2020-10-29 | Hanwha | Q.PEAK BLK-G5 315w | Solar Panels |  | 0.315 | 4 | 261 | 27 |  | Fixed | Roof
Solar Registration Program | NJSRRE1542408963 | Howell | 7731 | 17 | 5.04 | Residential | Yes | Behind the Meter | Vivint Solar Developer, LLC | JCP&L | Accepted | 2019-10-18 | 2019-10-29 | 2020-10-29 | Solar Edge | SE3800H-US | Inverters | 3800 |  | 1 |  |  | 0.992 |  | Outdoor | Near the utility meter
Solar Registration Program | NJSRRE1542412764 | Paramus Boro | 7652 | 7 | 5.04 | Residential | No | Behind the Meter | Solar Spectrum LLC | PSE&G | Accepted | 2019-09-17 | 2019-09-20 | 2020-09-20 | Q Cells | Q.PEAK-DUO-BLK-G5-315 | Solar Panels |  | 0.315 | 16 | 199 | 21 |  | Fixed | Roof
Solar Registration Program | NJSRRE1542412764 | Paramus Boro | 7652 | 7 | 5.04 | Residential | No | Behind the Meter | Solar Spectrum LLC | PSE&G | Accepted | 2019-09-17 | 2019-09-20 | 2020-09-20 | SolarEdge Technologies | SE3800H-US | Inverters | 16 |  | 1 |  |  | 0.99 |  | Outdoor | near meter
Solar Registration Program | NJSRRE1542419909 | Mt Emphraim | 8059 | 14 | 5.04 | Residential | No | Behind the Meter | Trinity Solar | PSE&G | Accepted | 2019-09-18 | 2019-09-20 | 2020-09-20 | Hanwha | Q.PEAK DUO BLK-G5 315 | Solar Panels |  | 0.315 | 11 | 78 | 37 |  | Fixed | Roof
Solar Registration Program | NJSRRE1542419909 | Mt Emphraim | 8059 | 14 | 5.04 | Residential | No | Behind the Meter | Trinity Solar | PSE&G | Accepted | 2019-09-18 | 2019-09-20 | 2020-09-20 | Hanwha | Q.PEAK DUO BLK-G5 315 | Solar Panels |  | 0.315 | 5 | 78 | 9 |  | Fixed | Roof
Solar Registration Program | NJSRRE1542419909 | Mt Emphraim | 8059 | 14 | 5.04 | Residential | No | Behind the Meter | Trinity Solar | PSE&G | Accepted | 2019-09-18 | 2019-09-20 | 2020-09-20 | Solar Edge | SE3800 | Inverters | 3800 |  | 1 |  |  | 0.97 |  | Outside | side of home
Solar Registration Program | NJSRRE1542421725 | Bergenfield | 7621 | 7 | 5.04 | Residential | Yes | Behind the Meter | Vivint Solar Developer, LLC | PSE&G | Accepted | 2019-09-19 | 2019-09-23 | 2020-09-23 | Hanwha Solar | Q.PEAK BLK-G5 315 | Solar Panels |  | 0.315 | 3 | 87 | 42 |  | Fixed | Roof
Solar Registration Program | NJSRRE1542421725 | Bergenfield | 7621 | 7 | 5.04 | Residential | Yes | Behind the Meter | Vivint Solar Developer, LLC | PSE&G | Accepted | 2019-09-19 | 2019-09-23 | 2020-09-23 | Hanwha Solar | Q.PEAK BLK-G5 315 | Solar Panels |  | 0.315 | 4 | 267 | 42 |  | Fixed | Roof
Solar Registration Program | NJSRRE1542421725 | Bergenfield | 7621 | 7 | 5.04 | Residential | Yes | Behind the Meter | Vivint Solar Developer, LLC | PSE&G | Accepted | 2019-09-19 | 2019-09-23 | 2020-09-23 | Hanwha | Q.PEAK BLK-G5 315 | Solar Panels |  | 0.315 | 2 | 267 | 43 |  | Fixed | Roof
Solar Registration Program | NJSRRE1542421725 | Bergenfield | 7621 | 7 | 5.04 | Residential | Yes | Behind the Meter | Vivint Solar Developer, LLC | PSE&G | Accepted | 2019-09-19 | 2019-09-23 | 2020-09-23 | Hanwha Solar | Q.PEAK BLK-G5 315 | Solar Panels |  | 0.315 | 7 | 357 | 21 |  | Fixed | Roof
Solar Registration Program | NJSRRE1542421725 | Bergenfield | 7621 | 7 | 5.04 | Residential | Yes | Behind the Meter | Vivint Solar Developer, LLC | PSE&G | Accepted | 2019-09-19 | 2019-09-23 | 2020-09-23 | SolarEdge | SE3800H-US | Inverters | 3800 |  | 1 |  |  | 0.992 |  | Outdoor | Near the Utility Meter
Solar Registration Program | NJSRRE1542422776 | PLAINFIELD | 7062 | 10 | 5.04 | Residential | No | Behind the Meter | Vivint Solar Developer, LLC | PSE&G | Accepted | 2019-09-19 | 2019-09-23 | 2020-09-23 | Hanwha | Q.PEAK DUO BLK-G5 315w | Solar Panels |  | 0.315 | 14 | 217 | 34 |  | Fixed | Roof
Solar Registration Program | NJSRRE1542422776 | PLAINFIELD | 7062 | 10 | 5.04 | Residential | No | Behind the Meter | Vivint Solar Developer, LLC | PSE&G | Accepted | 2019-09-19 | 2019-09-23 | 2020-09-23 | Hanwha | Q.PEAK DUO BLK-G5 315w | Solar Panels |  | 0.315 | 2 | 37 | 34 |  | Fixed | Roof
Solar Registration Program | NJSRRE1542422776 | PLAINFIELD | 7062 | 10 | 5.04 | Residential | No | Behind the Meter | Vivint Solar Developer, LLC | PSE&G | Accepted | 2019-09-19 | 2019-09-23 | 2020-09-23 | Solar Edge | SE3800H-US000BNC4 | Inverters | 3800 |  | 1 |  |  | 0.992 |  | Outdoor | Near The Utility Meter
Solar Registration Program | NJSRRE1542424461 | Piscataway | 8854 | 11 | 5.04 | Residential | No | Behind the Meter | Suntuity Solar LLC | PSE&G | Accepted | 2019-09-20 | 2019-09-24 | 2020-09-24 | Yingli Green Energy | YL315D-30b | Solar Panels |  | 0.315 | 12 | 154 | 27 |  | Fixed | Roof
Solar Registration Program | NJSRRE1542424461 | Piscataway | 8854 | 11 | 5.04 | Residential | No | Behind the Meter | Suntuity Solar LLC | PSE&G | Accepted | 2019-09-20 | 2019-09-24 | 2020-09-24 | Yingli Green Energy | YL315D-30b | Solar Panels |  | 0.315 | 4 | 154 | 26 |  | Fixed | Roof
Solar Registration Program | NJSRRE1542424461 | Piscataway | 8854 | 11 | 5.04 | Residential | No | Behind the Meter | Suntuity Solar LLC | PSE&G | Accepted | 2019-09-20 | 2019-09-24 | 2020-09-24 | Enphase Energy | IQ7-60-2-US | Inverters | 240 |  | 16 |  |  | 0.97 |  | Outdoor | Behind the PV Modules
Solar Registration Program | NJSRRE1542425697 | HAMMONTON | 8037 | 19 | 5.04 | Residential | Yes | Behind the Meter | Vivint Solar Developer, LLC | AC Electric | Accepted | 2019-09-20 | 2019-09-24 | 2020-09-24 | Hanwha | Q.PEAK BLK-G5 315 | Solar Panels |  | 0.315 | 8 | 309 | 17 |  | Fixed | Roof
Solar Registration Program | NJSRRE1542425697 | HAMMONTON | 8037 | 19 | 5.04 | Residential | Yes | Behind the Meter | Vivint Solar Developer, LLC | AC Electric | Accepted | 2019-09-20 | 2019-09-24 | 2020-09-24 | Hanwha | Q.PEAK BLK-G5 315 | Solar Panels |  | 0.315 | 8 | 129 | 17 |  | Fixed | Roof
Solar Registration Program | NJSRRE1542425697 | HAMMONTON | 8037 | 19 | 5.04 | Residential | Yes | Behind the Meter | Vivint Solar Developer, LLC | AC Electric | Accepted | 2019-09-20 | 2019-09-24 | 2020-09-24 | SolarEdge | SE7600H-US | Inverters | 7600 |  | 1 |  |  | 0.992 |  | Outdoor | Near the Utility Meter
Solar Registration Program | NJSRRE1542428592 | Cherry Hill | 8002 | 14 | 5.04 | Residential | Yes | Behind the Meter | Vivint Solar Developer, LLC | PSE&G | Accepted | 2019-09-23 | 2019-09-25 | 2020-09-25 | Hanwha | Q.PEAK DUO BLK-G5 315w | Solar Panels |  | 0.315 | 4 | 293 | 28 |  | Fixed | Roof
Solar Registration Program | NJSRRE1542428592 | Cherry Hill | 8002 | 14 | 5.04 | Residential | Yes | Behind the Meter | Vivint Solar Developer, LLC | PSE&G | Accepted | 2019-09-23 | 2019-09-25 | 2020-09-25 | Hanwha | Q.PEAK DUO BLK-G5 315w | Solar Panels |  | 0.315 | 12 | 113 | 28 |  | Fixed | Roof
Solar Registration Program | NJSRRE1542428592 | Cherry Hill | 8002 | 14 | 5.04 | Residential | Yes | Behind the Meter | Vivint Solar Developer, LLC | PSE&G | Accepted | 2019-09-23 | 2019-09-25 | 2020-09-25 | Solar Edge | SE3800H-US000BNC4 | Inverters | 3800 |  | 1 |  |  | 0.992 |  | Outdoor | Near the Utility Meter
Solar Registration Program | NJSRRE1542428783 | Bayonne | 7002 | 8 | 5.04 | Residential | Yes | Behind the Meter | Trinity Solar | PSE&G | Accepted | 2019-09-23 | 2019-09-25 | 2020-09-25 | HANWHA | Q.PEAK DUO BLK-G5 315 | Solar Panels |  | 0.315 | 16 | 123 | 45 |  | Fixed | Roof
Solar Registration Program | NJSRRE1542428783 | Bayonne | 7002 | 8 | 5.04 | Residential | Yes | Behind the Meter | Trinity Solar | PSE&G | Accepted | 2019-09-23 | 2019-09-25 | 2020-09-25 | Solar Edge | SE3800H-US | Inverters | 3800 |  | 1 |  |  | 0.97 |  | Outdoor | side of home
Solar Registration Program | NJSRRE1542431420 | Plainfield | 7060 | 10 | 5.04 | Residential | Yes | Behind the Meter | Vivint Solar Developer, LLC | PSE&G | Accepted | 2019-09-24 | 2019-09-26 | 2020-09-26 | HANWHA SOLAR | Q.PEAK BLK-G5 315 | Solar Panels |  | 0.315 | 11 | 41 | 21 |  | Fixed | Roof
Solar Registration Program | NJSRRE1542431420 | Plainfield | 7060 | 10 | 5.04 | Residential | Yes | Behind the Meter | Vivint Solar Developer, LLC | PSE&G | Accepted | 2019-09-24 | 2019-09-26 | 2020-09-26 | HANWHA SOLAR | Q.PEAK BLK-G5 315 | Solar Panels |  | 0.315 | 5 | 221 | 21 |  | Fixed | Roof
Solar Registration Program | NJSRRE1542431420 | Plainfield | 7060 | 10 | 5.04 | Residential | Yes | Behind the Meter | Vivint Solar Developer, LLC | PSE&G | Accepted | 2019-09-24 | 2019-09-26 | 2020-09-26 | Solar Edge | SE3800H-US000BNC | Inverters | 3800 |  | 1 |  |  | 0.992 |  | Outdoor | Near the Utility Meter
Solar Registration Program | NJSRRE1542433835 | Toms River | 8757 | 18 | 5.04 | Residential | Yes | Behind the Meter | Suntuity Solar LLC | JCP&L | Accepted | 2019-09-25 | 2019-09-26 | 2020-09-26 | Yingli Green Energy | YL315D-30b | Solar Panels |  | 0.315 | 14 | 190 | 19 |  | Fixed | Roof
Solar Registration Program | NJSRRE1542433835 | Toms River | 8757 | 18 | 5.04 | Residential | Yes | Behind the Meter | Suntuity Solar LLC | JCP&L | Accepted | 2019-09-25 | 2019-09-26 | 2020-09-26 | Yingli Green Energy | YL315D-30b | Solar Panels |  | 0.315 | 2 | 10 | 19 |  | Fixed | Roof
Solar Registration Program | NJSRRE1542433835 | Toms River | 8757 | 18 | 5.04 | Residential | Yes | Behind the Meter | Suntuity Solar LLC | JCP&L | Accepted | 2019-09-25 | 2019-09-26 | 2020-09-26 | Enphase Energy | IQ7-60-2-US | Inverters | 240 |  | 16 |  |  | 0.97 |  | Outdoor | Behind the PV Modules
Solar Registration Program | NJSRRE1542441004 | Vineland | 8360 | 20 | 5.04 | Residential | No | Behind the Meter | Trinity Solar | Vineland Muni Electric | Accepted | 2019-09-25 | 2019-09-27 | 2020-09-27 | Hanwha | Q.PEAK DUO BLK-G5 315 | Solar Panels |  | 0.315 | 4 | 273 | 34 |  | Fixed | Roof
Solar Registration Program | NJSRRE1542441004 | Vineland | 8360 | 20 | 5.04 | Residential | No | Behind the Meter | Trinity Solar | Vineland Muni Electric | Accepted | 2019-09-25 | 2019-09-27 | 2020-09-27 | Hanwha | Q.PEAK DUO BLK-G5 315) | Solar Panels |  | 0.315 | 12 | 93 | 34 |  | Fixed | Roof
Solar Registration Program | NJSRRE1542441004 | Vineland | 8360 | 20 | 5.04 | Residential | No | Behind the Meter | Trinity Solar | Vineland Muni Electric | Accepted | 2019-09-25 | 2019-09-27 | 2020-09-27 | Solar Edge | SE3800 | Inverters | 3800 |  | 1 |  |  | 0.97 |  | Outside | side of home
Solar Registration Program | NJSRRE1542447281 | Irvington | 7111 | 9 | 5.04 | Residential | Yes | Behind the Meter | Pro Custom Solar dba Momentum Solar | PSE&G | Accepted | 2019-09-27 | 2019-10-01 | 2020-10-01 | HANWHA | Q.PEAK DUO BLK-G5 315 | Solar Panels |  | 0.315 | 16 | 202 | 45 |  | Fixed | Roof
Solar Registration Program | NJSRRE1542447281 | Irvington | 7111 | 9 | 5.04 | Residential | Yes | Behind the Meter | Pro Custom Solar dba Momentum Solar | PSE&G | Accepted | 2019-09-27 | 2019-10-01 | 2020-10-01 | Enphase Energy | IQ6-60-2-US | Inverters | 240 |  | 16 |  |  | 0.97 |  | Outdoor | Roof
Solar Registration Program | NJSRRE1542447957 | Northfield | 8225 | 19 | 5.04 | Residential | Yes | Behind the Meter | Vivint Solar Developer, LLC | AC Electric | Accepted | 2019-09-27 | 2019-10-01 | 2020-10-01 | Hanwha Solar | Q.PEAK BLK-G5 315 | Solar Panels |  | 0.315 | 6 | 115 | 20 |  | Fixed | Roof
Solar Registration Program | NJSRRE1542447957 | Northfield | 8225 | 19 | 5.04 | Residential | Yes | Behind the Meter | Vivint Solar Developer, LLC | AC Electric | Accepted | 2019-09-27 | 2019-10-01 | 2020-10-01 | Hanwha Solar | Q.PEAK BLK-G5 315 | Solar Panels |  | 0.315 | 10 | 205 | 20 |  | Fixed | Roof
Solar Registration Program | NJSRRE1542447957 | Northfield | 8225 | 19 | 5.04 | Residential | Yes | Behind the Meter | Vivint Solar Developer, LLC | AC Electric | Accepted | 2019-09-27 | 2019-10-01 | 2020-10-01 | Solar Edge | SE3800H-US000BNC4 | Inverters | 3800 |  | 1 |  |  | 0.992 |  | Outdoor | Near the Utility Meter
Solar Registration Program | NJSRRE1542461002 | Carteret | 7008 | 11 | 5.04 | Residential | No | Behind the Meter | Trinity Solar | PSE&G | Accepted | 2019-09-30 | 2019-10-02 | 2020-10-02 | Hanwha | Q.PEAK DUO BLK-G5 315 | Solar Panels |  | 0.315 | 14 | 91 | 40 |  | Fixed | Roof
Solar Registration Program | NJSRRE1542461002 | Carteret | 7008 | 11 | 5.04 | Residential | No | Behind the Meter | Trinity Solar | PSE&G | Accepted | 2019-09-30 | 2019-10-02 | 2020-10-02 | Hanwha | Q.PEAK DUO BLK-G5 315 | Solar Panels |  | 0.315 | 2 | 181 | 30 |  | Fixed | Roof
Solar Registration Program | NJSRRE1542461002 | Carteret | 7008 | 11 | 5.04 | Residential | No | Behind the Meter | Trinity Solar | PSE&G | Accepted | 2019-09-30 | 2019-10-02 | 2020-10-02 | Solar Edge | SE3800 | Inverters | 3800 |  | 1 |  |  | 0.97 |  | Outside | side of home
Solar Registration Program | NJSRRE1542461630 | Linden | 7036 | 10 | 5.04 | Residential | Yes | Behind the Meter | Trinity Solar | PSE&G | Accepted | 2019-09-30 | 2019-10-02 | 2020-10-02 | HANWHA | Q.PEAK DUO BLK-G5 315 | Solar Panels |  | 0.315 | 10 | 129 | 9 |  | Fixed | Roof
Solar Registration Program | NJSRRE1542461630 | Linden | 7036 | 10 | 5.04 | Residential | Yes | Behind the Meter | Trinity Solar | PSE&G | Accepted | 2019-09-30 | 2019-10-02 | 2020-10-02 | HANWHA | Q.PEAK DUO BLK-G5 315 | Solar Panels |  | 0.315 | 6 | 219 | 34 |  | Fixed | Roof
Solar Registration Program | NJSRRE1542461630 | Linden | 7036 | 10 | 5.04 | Residential | Yes | Behind the Meter | Trinity Solar | PSE&G | Accepted | 2019-09-30 | 2019-10-02 | 2020-10-02 | Solar Edge | SE3800H-US000BNC4 | Inverters | 3800 |  | 1 |  |  | 0.97 |  | Outdoor | side of home
Solar Registration Program | NJSRRE1542467254 | Bloomfield | 7003 | 9 | 5.04 | Residential | Yes | Behind the Meter | Trinity Solar | PSE&G | Accepted | 2019-10-01 | 2019-10-03 | 2020-10-03 | HANWHA | Q.PEAK DUO BLK-G5 315 | Solar Panels |  | 0.315 | 6 | 36 | 30 |  | Fixed | Roof
Solar Registration Program | NJSRRE1542467254 | Bloomfield | 7003 | 9 | 5.04 | Residential | Yes | Behind the Meter | Trinity Solar | PSE&G | Accepted | 2019-10-01 | 2019-10-03 | 2020-10-03 | HANWHA | Q.PEAK DUO BLK-G5 315 | Solar Panels |  | 0.315 | 10 | 216 | 30 |  | Fixed | Roof
Solar Registration Program | NJSRRE1542467254 | Bloomfield | 7003 | 9 | 5.04 | Residential | Yes | Behind the Meter | Trinity Solar | PSE&G | Accepted | 2019-10-01 | 2019-10-03 | 2020-10-03 | Solar Edge | SE3800H-US000BNC4 | Inverters | 3800 |  | 1 |  |  | 0.97 |  | Outdoor | side of home
Solar Registration Program | NJSRRE1542476132 | bloomfield twp | 7003 | 9 | 5.04 | Residential | No | Behind the Meter | SunPower Capital LLC | PSE&G | Accepted | 2019-10-01 | 2019-10-03 | 2020-10-03 | sunpower | e20-327-e-ac | Solar Panels |  | 0.36 | 14 | 111 | 34 |  | Fixed | Roof
Solar Registration Program | NJSRRE1542476132 | bloomfield twp | 7003 | 9 | 5.04 | Residential | No | Behind the Meter | SunPower Capital LLC | PSE&G | Accepted | 2019-10-01 | 2019-10-03 | 2020-10-03 | sunpower | e20-327-e-ac | Inverters | 0.32 |  | 14 |  |  | 0.96 |  | Other | behind panels
Solar Registration Program | NJSRRE1542486819 | Egg Harbor Township | 8234 | 19 | 5.04 | Residential | Yes | Behind the Meter | Trinity Solar | AC Electric | Accepted | 2019-10-02 | 2019-10-04 | 2020-10-04 | Hanwha | Q.PEAK DUO BLK-G5 315 | Solar Panels |  | 0.315 | 11 | 143 | 37 |  | Fixed | Roof
Solar Registration Program | NJSRRE1542486819 | Egg Harbor Township | 8234 | 19 | 5.04 | Residential | Yes | Behind the Meter | Trinity Solar | AC Electric | Accepted | 2019-10-02 | 2019-10-04 | 2020-10-04 | Hanwha | Q.PEAK DUO BLK-G5 315 | Solar Panels |  | 0.315 | 5 | 233 | 45 |  | Fixed | Roof
Solar Registration Program | NJSRRE1542486819 | Egg Harbor Township | 8234 | 19 | 5.04 | Residential | Yes | Behind the Meter | Trinity Solar | AC Electric | Accepted | 2019-10-02 | 2019-10-04 | 2020-10-04 | Solar Edge | SE3800 | Inverters | 3800 |  | 1 |  |  | 0.97 |  | Outside | side of home
Solar Registration Program | NJSRRE1542494113 | North Bergen | 7047 | 8 | 5.04 | Residential | No | Behind the Meter | Trinity Solar | PSE&G | Accepted | 2019-10-02 | 2019-10-04 | 2020-10-04 | Hanwha 315 | Q.PEAK DUO BLK-G5 315 | Solar Panels |  | 0.315 | 6 | 123 | 37 |  | Fixed | Roof
Solar Registration Program | NJSRRE1542494113 | North Bergen | 7047 | 8 | 5.04 | Residential | No | Behind the Meter | Trinity Solar | PSE&G | Accepted | 2019-10-02 | 2019-10-04 | 2020-10-04 | Hanwha 315 | Q.PEAK DUO BLK-G5 315 | Solar Panels |  | 0.315 | 6 | 303 | 9 |  | Fixed | Roof
Solar Registration Program | NJSRRE1542494113 | North Bergen | 7047 | 8 | 5.04 | Residential | No | Behind the Meter | Trinity Solar | PSE&G | Accepted | 2019-10-02 | 2019-10-04 | 2020-10-04 | Hanwha 315 | Q.PEAK DUO BLK-G5 315 | Solar Panels |  | 0.315 | 4 | 123 | 37 |  | Fixed | Roof
Solar Registration Program | NJSRRE1542494113 | North Bergen | 7047 | 8 | 5.04 | Residential | No | Behind the Meter | Trinity Solar | PSE&G | Accepted | 2019-10-02 | 2019-10-04 | 2020-10-04 | Solar Edge | SE3800 | Inverters | 3800 |  | 1 |  |  | 0.97 |  | Outside | side of home
Solar Registration Program | NJSRRE1542497226 | Rochelle Park | 7662 | 7 | 5.04 | Residential | Yes | Behind the Meter | Trinity Solar | PSE&G | Accepted | 2019-10-02 | 2019-10-04 | 2020-10-04 | HANWHA | Q.PEAK DUO BLK-G5 315 | Solar Panels |  | 0.315 | 16 | 218 | 23 |  | Fixed | Roof
Solar Registration Program | NJSRRE1542497226 | Rochelle Park | 7662 | 7 | 5.04 | Residential | Yes | Behind the Meter | Trinity Solar | PSE&G | Accepted | 2019-10-02 | 2019-10-04 | 2020-10-04 | SOLAR EDGE | SE3800H-US | Inverters | 3800 |  | 1 |  |  | 0.97 |  | Outdoor | SIDE OF HOME
Solar Registration Program | NJSRRE1542504684 | Clifton | 7011 | 6 | 5.04 | Residential | No | Behind the Meter | Trinity Solar | PSE&G | Accepted | 2019-10-04 | 2019-10-08 | 2020-10-08 | HANWHA | Q.PEAK DUO BLK-G5 315 | Solar Panels |  | 0.315 | 16 | 257 | 37 |  | Fixed | Roof
Solar Registration Program | NJSRRE1542504684 | Clifton | 7011 | 6 | 5.04 | Residential | No | Behind the Meter | Trinity Solar | PSE&G | Accepted | 2019-10-04 | 2019-10-08 | 2020-10-08 | Solar Edge | SE3800H-US | Inverters | 3800 |  | 1 |  |  | 0.97 |  | Outdoor | side of home
Solar Registration Program | NJSRRE1542509282 | VAUXHALL | 7088 | 10 | 5.04 | Residential | Yes | Behind the Meter | Vivint Solar Developer, LLC | PSE&G | Accepted | 2019-10-05 | 2019-10-09 | 2020-10-09 | Hanwha Solar | Q.PEAK BLK-G5 315 | Solar Panels |  | 0.315 | 8 | 168 | 28 |  | Fixed | Roof
Solar Registration Program | NJSRRE1542509282 | VAUXHALL | 7088 | 10 | 5.04 | Residential | Yes | Behind the Meter | Vivint Solar Developer, LLC | PSE&G | Accepted | 2019-10-05 | 2019-10-09 | 2020-10-09 | Hanwha Solar | Q.PEAK BLK-G5 315 | Solar Panels |  | 0.315 | 8 | 348 | 28 |  | Fixed | Roof
Solar Registration Program | NJSRRE1542509282 | VAUXHALL | 7088 | 10 | 5.04 | Residential | Yes | Behind the Meter | Vivint Solar Developer, LLC | PSE&G | Accepted | 2019-10-05 | 2019-10-09 | 2020-10-09 | SOLAREDGE | SE3800H-US000BNC4 | Inverters | 3800 |  | 1 |  |  | 0.992 |  | Outdoor | Near The Utility Meter
Solar Registration Program | NJSRRE1542510218 | LINDEN | 7036 | 10 | 5.04 | Residential | Yes | Behind the Meter | Vivint Solar Developer, LLC | PSE&G | Accepted | 2019-10-05 | 2019-10-09 | 2020-10-09 | HANWHA SOLAR | Q.PEAK BLK-G5 315 | Solar Panels |  | 0.315 | 6 | 218 | 36 |  | Fixed | Roof
Solar Registration Program | NJSRRE1542510218 | LINDEN | 7036 | 10 | 5.04 | Residential | Yes | Behind the Meter | Vivint Solar Developer, LLC | PSE&G | Accepted | 2019-10-05 | 2019-10-09 | 2020-10-09 | HANWHA SOLAR | Q.PEAK BLK-G5 315 | Solar Panels |  | 0.315 | 10 | 38 | 11 |  | Fixed | Roof
Solar Registration Program | NJSRRE1542510218 | LINDEN | 7036 | 10 | 5.04 | Residential | Yes | Behind the Meter | Vivint Solar Developer, LLC | PSE&G | Accepted | 2019-10-05 | 2019-10-09 | 2020-10-09 | solar edge | SE3800H-US | Inverters | 3800 |  | 1 |  |  | 0.992 |  | Outdoor | near utility meter
Solar Registration Program | NJSRRE1542511813 | Bloomfield | 7003 | 9 | 5.04 | Residential | Yes | Behind the Meter | Trinity Solar | PSE&G | Accepted | 2019-10-07 | 2019-10-09 | 2020-10-09 | Hanwha | Q.PEAK DUO BLK-G5 315 | Solar Panels |  | 0.315 | 10 | 190 | 45 |  | Fixed | Roof
Solar Registration Program | NJSRRE1542511813 | Bloomfield | 7003 | 9 | 5.04 | Residential | Yes | Behind the Meter | Trinity Solar | PSE&G | Accepted | 2019-10-07 | 2019-10-09 | 2020-10-09 | Hanwha | Q.PEAK DUO BLK-G5 315 | Solar Panels |  | 0.315 | 6 | 190 | 45 |  | Fixed | Roof
Solar Registration Program | NJSRRE1542511813 | Bloomfield | 7003 | 9 | 5.04 | Residential | Yes | Behind the Meter | Trinity Solar | PSE&G | Accepted | 2019-10-07 | 2019-10-09 | 2020-10-09 | Solar Edge | SE3800 | Inverters | 3800 |  | 1 |  |  | 0.97 |  | Outside | side of home
Solar Registration Program | NJSRRE1542514925 | Jersey City | 7305 | 8 | 5.04 | Residential | Yes | Behind the Meter | Trinity Solar | PSE&G | Accepted | 2019-10-08 | 2019-10-10 | 2020-10-10 | HANWHA | Q.PEAK DUO BLK-G5 315 | Solar Panels |  | 0.315 | 16 | 148 | 30 |  | Fixed | Roof
Solar Registration Program | NJSRRE1542514925 | Jersey City | 7305 | 8 | 5.04 | Residential | Yes | Behind the Meter | Trinity Solar | PSE&G | Accepted | 2019-10-08 | 2019-10-10 | 2020-10-10 | Solar Edge | SE3800H-US000BNC4 | Inverters | 3800 |  | 1 |  |  | 0.97 |  | Outdoor | side of home
Solar Registration Program | NJSRRE1542515233 | North Arlington | 7031 | 7 | 5.04 | Residential | Yes | Behind the Meter | Trinity Solar | PSE&G | Accepted | 2019-10-08 | 2019-10-10 | 2020-10-10 | Hanwha 315 | Q.PEAK DUO BLK-G5 315 | Solar Panels |  | 0.315 | 6 | 303 | 27 |  | Fixed | Roof
Solar Registration Program | NJSRRE1542515233 | North Arlington | 7031 | 7 | 5.04 | Residential | Yes | Behind the Meter | Trinity Solar | PSE&G | Accepted | 2019-10-08 | 2019-10-10 | 2020-10-10 | Hanwha 315 | Q.PEAK DUO BLK-G5 315 | Solar Panels |  | 0.315 | 10 | 123 | 27 |  | Fixed | Roof
Solar Registration Program | NJSRRE1542515233 | North Arlington | 7031 | 7 | 5.04 | Residential | Yes | Behind the Meter | Trinity Solar | PSE&G | Accepted | 2019-10-08 | 2019-10-10 | 2020-10-10 | Solar Edge | SE3800H-US | Inverters | 3800 |  | 1 |  |  | 0.97 |  | Outside | side of home
Solar Registration Program | NJSRRE1542518907 | North Cape May | 8204 | 21 | 5.04 | Residential | Yes | Behind the Meter | Trinity Solar | AC Electric | Accepted | 2019-10-09 | 2019-10-11 | 2020-10-11 | Hanwha | Q.PEAK DUO BLK-G5 315 | Solar Panels |  | 0.315 | 10 | 186 | 27 |  | Fixed | Roof
Solar Registration Program | NJSRRE1542518907 | North Cape May | 8204 | 21 | 5.04 | Residential | Yes | Behind the Meter | Trinity Solar | AC Electric | Accepted | 2019-10-09 | 2019-10-11 | 2020-10-11 | Hanwha | Q.PEAK DUO BLK-G5 315 | Solar Panels |  | 0.315 | 6 | 186 | 14 |  | Fixed | Roof
Solar Registration Program | NJSRRE1542518907 | North Cape May | 8204 | 21 | 5.04 | Residential | Yes | Behind the Meter | Trinity Solar | AC Electric | Accepted | 2019-10-09 | 2019-10-11 | 2020-10-11 | Solar Edge | SE3800 | Inverters | 3800 |  | 1 |  |  | 0.97 |  | Outside | side of home
Solar Registration Program | NJSRRE1542523778 | Ocean view | 8230 | 21 | 5.04 | Residential | Yes | Behind the Meter | Vivint Solar Developer, LLC | AC Electric | Accepted | 2019-10-11 | 2019-10-16 | 2020-10-16 | Hanwha Solar | Q.PEAK BLK-G5 315w | Solar Panels |  | 0.315 | 4 | 327 | 36 |  | Fixed | Roof
Solar Registration Program | NJSRRE1542523778 | Ocean view | 8230 | 21 | 5.04 | Residential | Yes | Behind the Meter | Vivint Solar Developer, LLC | AC Electric | Accepted | 2019-10-11 | 2019-10-16 | 2020-10-16 | Hanwha Solar | Q.PEAK BLK-G5 315w | Solar Panels |  | 0.315 | 12 | 237 | 11 |  | Fixed | Roof
Solar Registration Program | NJSRRE1542523778 | Ocean view | 8230 | 21 | 5.04 | Residential | Yes | Behind the Meter | Vivint Solar Developer, LLC | AC Electric | Accepted | 2019-10-11 | 2019-10-16 | 2020-10-16 | Solar Edge | SE3800H-US000BNC4 | Inverters | 3800 |  | 1 |  |  | 0.992 |  | Outdoor | Near the Utility Meter
Solar Registration Program | NJSRRE1542528174 | Bloomfield | 7003 | 9 | 5.04 | Residential | Yes | Behind the Meter | Pro Custom Solar dba Momentum Solar | PSE&G | Accepted | 2019-10-11 | 2019-10-15 | 2020-10-15 | HANWHA | Q.PEAK DUO BLK-G5 315 | Solar Panels |  | 0.315 | 10 | 216 | 29 |  | Fixed | Roof
Solar Registration Program | NJSRRE1542528174 | Bloomfield | 7003 | 9 | 5.04 | Residential | Yes | Behind the Meter | Pro Custom Solar dba Momentum Solar | PSE&G | Accepted | 2019-10-11 | 2019-10-15 | 2020-10-15 | HANWHA | Q.PEAK DUO BLK-G5 315 | Solar Panels |  | 0.315 | 6 | 36 | 29 |  | Fixed | Roof
Solar Registration Program | NJSRRE1542528174 | Bloomfield | 7003 | 9 | 5.04 | Residential | Yes | Behind the Meter | Pro Custom Solar dba Momentum Solar | PSE&G | Accepted | 2019-10-11 | 2019-10-15 | 2020-10-15 | Enphase Energy | IQ7-60-2-US | Inverters | 250 |  | 16 |  |  | 0.97 |  | Outdoor | Roof
Solar Registration Program | NJSRRE1542543727 | Manahawkin | 8050 | 18 | 5.04 | Residential | Yes | Behind the Meter | Trinity Solar | AC Electric | Accepted | 2019-10-15 | 2019-10-17 | 2020-10-17 | HANWHA | Q.PEAK DUO BLK-G5 315 | Solar Panels |  | 0.315 | 9 | 336 | 23 |  | Fixed | Roof
Solar Registration Program | NJSRRE1542543727 | Manahawkin | 8050 | 18 | 5.04 | Residential | Yes | Behind the Meter | Trinity Solar | AC Electric | Accepted | 2019-10-15 | 2019-10-17 | 2020-10-17 | HANWHA | Q.PEAK DUO BLK-G5 315 | Solar Panels |  | 0.315 | 7 | 156 | 23 |  | Fixed | Roof
Solar Registration Program | NJSRRE1542543727 | Manahawkin | 8050 | 18 | 5.04 | Residential | Yes | Behind the Meter | Trinity Solar | AC Electric | Accepted | 2019-10-15 | 2019-10-17 | 2020-10-17 | Solar Edge | SE3800H-US000BNC4 | Inverters | 3800 |  | 1 |  |  | 0.97 |  | Outdoor | side of home
Solar Registration Program | NJSRRE1542543862 | Somerdale | 8083 | 14 | 5.04 | Residential | Yes | Behind the Meter | Trinity Solar | PSE&G | Accepted | 2019-10-15 | 2019-10-17 | 2020-10-17 | HANWHA | Q.PEAK DUO BLK-G5 315 | Solar Panels |  | 0.315 | 16 | 149 | 34 |  | Fixed | Roof
Solar Registration Program | NJSRRE1542543862 | Somerdale | 8083 | 14 | 5.04 | Residential | Yes | Behind the Meter | Trinity Solar | PSE&G | Accepted | 2019-10-15 | 2019-10-17 | 2020-10-17 | Solar Edge | SE3800H-US000BNC4 | Inverters | 3800 |  | 1 |  |  | 0.97 |  | Outdoor | side of home
Solar Registration Program | NJSRRE1542544033 | Clifton | 7013 | 6 | 5.04 | Residential | Yes | Behind the Meter | Trinity Solar | PSE&G | Accepted | 2019-10-15 | 2019-10-17 | 2020-10-17 | HANWHA | Q.PEAK DUO BLK-G5 315 | Solar Panels |  | 0.315 | 7 | 200 | 37 |  | Fixed | Roof
Solar Registration Program | NJSRRE1542544033 | Clifton | 7013 | 6 | 5.04 | Residential | Yes | Behind the Meter | Trinity Solar | PSE&G | Accepted | 2019-10-15 | 2019-10-17 | 2020-10-17 | HANWHA | Q.PEAK DUO BLK-G5 315 | Solar Panels |  | 0.315 | 9 | 200 | 18 |  | Fixed | Roof
Solar Registration Program | NJSRRE1542544033 | Clifton | 7013 | 6 | 5.04 | Residential | Yes | Behind the Meter | Trinity Solar | PSE&G | Accepted | 2019-10-15 | 2019-10-17 | 2020-10-17 | Solar Edge | SE3800H-US000BNC4 | Inverters | 3800 |  | 1 |  |  | 0.97 |  | Outdoor | side of home
Solar Registration Program | NJSRRE1542548303 | Trenton | 8610 | 12 | 5.04 | Residential | Yes | Behind the Meter | Trinity Solar | PSE&G | Accepted | 2019-10-16 | 2019-10-18 | 2020-10-18 | HANWHA | Q.PEAK DUO BLK-G5 315 | Solar Panels |  | 0.315 | 16 | 209 | 18 |  | Fixed | Roof
Solar Registration Program | NJSRRE1542548303 | Trenton | 8610 | 12 | 5.04 | Residential | Yes | Behind the Meter | Trinity Solar | PSE&G | Accepted | 2019-10-16 | 2019-10-18 | 2020-10-18 | Solar Edge | SE3800H-US000BNC4 | Inverters | 3800 |  | 1 |  |  | 0.97 |  | Outdoor | side of home
Solar Registration Program | NJSRRE1542548785 | SEWELL | 8080 | 15 | 5.04 | Residential | No | Behind the Meter | Vivint Solar Developer, LLC | AC Electric | Accepted | 2019-10-16 | 2019-10-18 | 2020-10-18 | Hanwha | Q.PEAK BLK-G5 315 | Solar Panels |  | 0.315 | 16 | 125 | 26 |  | Fixed | Roof
Solar Registration Program | NJSRRE1542548785 | SEWELL | 8080 | 15 | 5.04 | Residential | No | Behind the Meter | Vivint Solar Developer, LLC | AC Electric | Accepted | 2019-10-16 | 2019-10-18 | 2020-10-18 | SolarEdge | SE3800H-US | Inverters | 3800 |  | 1 |  |  | 0.992 |  | Outdoor | Near the Utility Meter
Solar Registration Program | NJSRRE1542553653 | Pennsauken Township | 8110 | 14 | 5.04 | Residential | No | Behind the Meter | SunPower Corporation, Systems | PSE&G | Accepted | 2019-10-17 | 2019-10-21 | 2020-10-21 | SUNPOWER | SPR-X22-360-E-AC | Solar Panels |  | 0.36 | 12 | 198 | 25 |  | Fixed | Roof
Solar Registration Program | NJSRRE1542553653 | Pennsauken Township | 8110 | 14 | 5.04 | Residential | No | Behind the Meter | SunPower Corporation, Systems | PSE&G | Accepted | 2019-10-17 | 2019-10-21 | 2020-10-21 | SUNPOWER | SPR-X22-360-E-AC | Solar Panels |  | 0.36 | 2 | 18 | 25 |  | Fixed | Roof
Solar Registration Program | NJSRRE1542553653 | Pennsauken Township | 8110 | 14 | 5.04 | Residential | No | Behind the Meter | SunPower Corporation, Systems | PSE&G | Accepted | 2019-10-17 | 2019-10-21 | 2020-10-21 | SUNPOWER | SPR-X22-360-E-AC | Inverters | 320 |  | 14 |  |  | 0.96 |  | Other | under each panel
Solar Registration Program | NJSRRE1542553722 | Marlton | 8053 | 13 | 5.04 | Residential | Yes | Behind the Meter | Vivint Solar Developer, LLC | JCP&L | Accepted | 2019-10-17 | 2019-10-21 | 2020-10-21 | Hanwha Solar | Q.PEAK BLK-G5 315 | Solar Panels |  | 0.315 | 14 | 163 | 22 |  | Fixed | Roof
Solar Registration Program | NJSRRE1542553722 | Marlton | 8053 | 13 | 5.04 | Residential | Yes | Behind the Meter | Vivint Solar Developer, LLC | JCP&L | Accepted | 2019-10-17 | 2019-10-21 | 2020-10-21 | Hanwha Solar | Q.PEAK BLK-G5 315 | Solar Panels |  | 0.315 | 2 | 163 | 22 |  | Fixed | Roof
Solar Registration Program | NJSRRE1542553722 | Marlton | 8053 | 13 | 5.04 | Residential | Yes | Behind the Meter | Vivint Solar Developer, LLC | JCP&L | Accepted | 2019-10-17 | 2019-10-21 | 2020-10-21 | SolarEdge | SE3800H-US000BNC4 | Inverters | 3800 |  | 1 |  |  | 0.992 |  | Outdoor | near the Utility meter
Solar Registration Program | NJSRRE1542568730 | Rahway | 7065 | 10 | 5.04 | Residential | Yes | Behind the Meter | Pro Custom Solar dba Momentum Solar | PSE&G | Accepted | 2019-10-21 | 2019-10-23 | 2020-10-23 | Hanwha | Q.Peak DUO BLK-G5 315 | Solar Panels |  | 0.315 | 16 | 171 | 42 |  | Fixed | Roof
Solar Registration Program | NJSRRE1542568730 | Rahway | 7065 | 10 | 5.04 | Residential | Yes | Behind the Meter | Pro Custom Solar dba Momentum Solar | PSE&G | Accepted | 2019-10-21 | 2019-10-23 | 2020-10-23 | Enphase Energy | IQ6-60-2-US | Inverters | 240 |  | 16 |  |  | 0.97 |  | Outdoor | Roof
Solar Registration Program | NJSRRE1542574967 | Bogota | 7603 | 7 | 5.04 | Residential | Yes | Behind the Meter | Trinity Solar | PSE&G | Accepted | 2019-10-22 | 2019-10-24 | 2020-10-24 | HANWHA | Q.PEAK DUO BLK-G5 315 | Solar Panels |  | 0.315 | 16 | 115 | 34 |  | Fixed | Roof
Solar Registration Program | NJSRRE1542574967 | Bogota | 7603 | 7 | 5.04 | Residential | Yes | Behind the Meter | Trinity Solar | PSE&G | Accepted | 2019-10-22 | 2019-10-24 | 2020-10-24 | Solar Edge | SE3800H-US000BNC4 | Inverters | 3800 |  | 1 |  |  | 0.97 |  | Outdoor | side of home
Solar Registration Program | NJSRRE1542576124 | Clifton | 7012 | 6 | 5.04 | Residential | Yes | Behind the Meter | Vivint Solar Developer, LLC | PSE&G | Accepted | 2019-10-22 | 2019-10-24 | 2020-10-24 | Hanwha | Q.PEAK BLK-G5 315 | Solar Panels |  | 0.315 | 16 | 223 | 40 |  | Fixed | Roof
Solar Registration Program | NJSRRE1542576124 | Clifton | 7012 | 6 | 5.04 | Residential | Yes | Behind the Meter | Vivint Solar Developer, LLC | PSE&G | Accepted | 2019-10-22 | 2019-10-24 | 2020-10-24 | Solar Edge | SE3800H-US | Inverters | 3800 |  | 1 |  |  | 0.992 |  | Outdoor | Near the Utility Meter
Solar Registration Program | NJSRRE1542622777 | Vineland | 8360 | 20 | 5.04 | Residential | No | Behind the Meter | Trinity Solar | AC Electric | Accepted | 2019-10-25 | 2019-10-29 | 2020-10-29 | HANWHA | Q.PEAK DUO BLK-G5 315 | Solar Panels |  | 0.315 | 16 | 180 | 30 |  | Fixed | Roof
Solar Registration Program | NJSRRE1542622777 | Vineland | 8360 | 20 | 5.04 | Residential | No | Behind the Meter | Trinity Solar | AC Electric | Accepted | 2019-10-25 | 2019-10-29 | 2020-10-29 | Solar Edge | SE3800H-US000BNC4 | Inverters | 3800 |  | 1 |  |  | 0.97 |  | Outdoor | side of home
Solar Registration Program | NJSRRE1542625317 | Roebling | 8554 | 13 | 5.04 | Residential | Yes | Behind the Meter | Trinity Solar | PSE&G | Accepted | 2019-10-25 | 2019-10-29 | 2020-10-29 | Hanwha | Q.PEAK DUO BLK-G5 315 | Solar Panels |  | 0.315 | 6 | 264 | 20 |  | Fixed | Roof
Solar Registration Program | NJSRRE1542625317 | Roebling | 8554 | 13 | 5.04 | Residential | Yes | Behind the Meter | Trinity Solar | PSE&G | Accepted | 2019-10-25 | 2019-10-29 | 2020-10-29 | Hanwha | Q.PEAK DUO BLK-G5 315 | Solar Panels |  | 0.315 | 10 | 174 | 20 |  | Fixed | Roof
Solar Registration Program | NJSRRE1542625317 | Roebling | 8554 | 13 | 5.04 | Residential | Yes | Behind the Meter | Trinity Solar | PSE&G | Accepted | 2019-10-25 | 2019-10-29 | 2020-10-29 | Solar Edge | SE3800 | Inverters | 3800 |  | 1 |  |  | 0.97 |  | Outside | side of home
Solar Registration Program | NJSRRE1542684186 | TURNERSVILLE | 8012 | 14 | 5.04 | Residential | No | Behind the Meter | Vivint Solar Developer, LLC | AC Electric | Accepted | 2019-10-28 | 2019-10-30 | 2020-10-30 | Hanwha | Q.PEAK BLK-G5 315 | Solar Panels |  | 0.315 | 16 | 67 | 23 |  | Fixed | Roof
Solar Registration Program | NJSRRE1542684186 | TURNERSVILLE | 8012 | 14 | 5.04 | Residential | No | Behind the Meter | Vivint Solar Developer, LLC | AC Electric | Accepted | 2019-10-28 | 2019-10-30 | 2020-10-30 | Solar Edge | SE3800H-US000BNC4 | Inverters | 3800 |  | 1 |  |  | 0.992 |  | Outdoor | Near the utility meter
Solar Registration Program | NJSRRE1542684324 | Bernardsville | 7924 | 5 | 5.04 | Residential | No | Behind the Meter | Pro Custom Solar dba Momentum Solar | JCP&L | Accepted | 2019-10-28 | 2019-10-30 | 2020-10-30 | HANWHA | Q.PEAK DUO BLK-G5 315 | Solar Panels |  | 0.315 | 16 | 94 | 32 |  | Fixed | Roof
Solar Registration Program | NJSRRE1542684324 | Bernardsville | 7924 | 5 | 5.04 | Residential | No | Behind the Meter | Pro Custom Solar dba Momentum Solar | JCP&L | Accepted | 2019-10-28 | 2019-10-30 | 2020-10-30 | Enphase Energy | IQ7-60-2-US | Inverters | 250 |  | 16 |  |  | 0.97 |  | Outdoor | Roof
Solar Registration Program | NJSRRE1542684910 | Linden | 7036 | 10 | 5.04 | Residential | Yes | Behind the Meter | Pro Custom Solar dba Momentum Solar | PSE&G | Accepted | 2019-10-28 | 2019-10-30 | 2020-10-30 | HANWHA | Q.PEAK DUO BLK-G5 315 | Solar Panels |  | 0.315 | 3 | 218 | 31 |  | Fixed | Roof
Solar Registration Program | NJSRRE1542684910 | Linden | 7036 | 10 | 5.04 | Residential | Yes | Behind the Meter | Pro Custom Solar dba Momentum Solar | PSE&G | Accepted | 2019-10-28 | 2019-10-30 | 2020-10-30 | HANWHA | Q.PEAK DUO BLK-G5 315 | Solar Panels |  | 0.315 | 3 | 38 | 31 |  | Fixed | Roof
Solar Registration Program | NJSRRE1542684910 | Linden | 7036 | 10 | 5.04 | Residential | Yes | Behind the Meter | Pro Custom Solar dba Momentum Solar | PSE&G | Accepted | 2019-10-28 | 2019-10-30 | 2020-10-30 | HANWHA | Q.PEAK DUO BLK-G5 315 | Solar Panels |  | 0.315 | 10 | 128 | 21 |  | Fixed | Roof
Solar Registration Program | NJSRRE1542684910 | Linden | 7036 | 10 | 5.04 | Residential | Yes | Behind the Meter | Pro Custom Solar dba Momentum Solar | PSE&G | Accepted | 2019-10-28 | 2019-10-30 | 2020-10-30 | Enphase Energy | IQ6-60-2-US | Inverters | 240 |  | 16 |  |  | 0.97 |  | Outdoor | Roof
Solar Registration Program | NJSRRE1542687252 | Highlands | 7732 | 17 | 5.04 | Residential | No | Behind the Meter | Trinity Solar | JCP&L | Accepted | 2019-10-29 | 2019-10-31 | 2020-10-31 | Hanwha | Q.PEAK DUO BLK-G5 315 | Solar Panels |  | 0.315 | 16 | 106 | 43 |  | Fixed | Roof
Solar Registration Program | NJSRRE1542687252 | Highlands | 7732 | 17 | 5.04 | Residential | No | Behind the Meter | Trinity Solar | JCP&L | Accepted | 2019-10-29 | 2019-10-31 | 2020-10-31 | Solar Edge | SE3800 | Inverters | 3800 |  | 1 |  |  | 0.97 |  | Outside | side of home
Solar Registration Program | NJSRRE1542790771 | WOODBURY | 8096 | 15 | 5.04 | Residential | Yes | Behind the Meter | Vivint Solar Developer, LLC | PSE&G | Accepted | 2019-10-30 | 2019-11-01 | 2020-11-01 | solar edge | SE3800H-US | Inverters | 3800 |  | 1 |  |  | 0.992 |  | Outdoor | near utility meter
Solar Registration Program | NJSRRE1542790771 | WOODBURY | 8096 | 15 | 5.04 | Residential | Yes | Behind the Meter | Vivint Solar Developer, LLC | PSE&G | Accepted | 2019-10-30 | 2019-11-01 | 2020-11-01 | HANWHA SOLAR | Q.PEAK BLK-G5 315 | Solar Panels |  | 0.315 | 16 | 110 | 43 |  | Fixed | Roof
Solar Registration Program | NJSRRE1542807527 | Lodi | 7644 | 7 | 5.04 | Residential | No | Behind the Meter | Trinity Solar | PSE&G | Accepted | 2019-10-30 | 2019-11-01 | 2020-11-01 | HANWHA | Q.PEAK DUO BLK-G5 315 | Solar Panels |  | 0.315 | 2 | 217 | 45 |  | Fixed | Roof
Solar Registration Program | NJSRRE1542807527 | Lodi | 7644 | 7 | 5.04 | Residential | No | Behind the Meter | Trinity Solar | PSE&G | Accepted | 2019-10-30 | 2019-11-01 | 2020-11-01 | HANWHA | Q.PEAK DUO BLK-G5 315 | Solar Panels |  | 0.315 | 2 | 217 | 45 |  | Fixed | Roof
Solar Registration Program | NJSRRE1542807527 | Lodi | 7644 | 7 | 5.04 | Residential | No | Behind the Meter | Trinity Solar | PSE&G | Accepted | 2019-10-30 | 2019-11-01 | 2020-11-01 | HANWHA | Q.PEAK DUO BLK-G5 315 | Solar Panels |  | 0.315 | 12 | 127 | 45 |  | Fixed | Roof
Solar Registration Program | NJSRRE1542807527 | Lodi | 7644 | 7 | 5.04 | Residential | No | Behind the Meter | Trinity Solar | PSE&G | Accepted | 2019-10-30 | 2019-11-01 | 2020-11-01 | Solar Edge | SE3800H-US000BNC4 | Inverters | 3800 |  | 1 |  |  | 0.97 |  | Outdoor | side of home
Solar Registration Program | NJSRRE1542813099 | Roselle | 7203 | 10 | 5.04 | Residential | Yes | Behind the Meter | Pro Custom Solar dba Momentum Solar | PSE&G | Accepted | 2019-10-30 | 2019-11-01 | 2020-11-01 | Hanwha | Q.Peak DUO BLK-G5 315 | Solar Panels |  | 0.315 | 6 | 81 | 37 |  | Fixed | Roof
Solar Registration Program | NJSRRE1542813099 | Roselle | 7203 | 10 | 5.04 | Residential | Yes | Behind the Meter | Pro Custom Solar dba Momentum Solar | PSE&G | Accepted | 2019-10-30 | 2019-11-01 | 2020-11-01 | Hanwha | Q.Peak DUO BLK-G5 315 | Solar Panels |  | 0.315 | 4 | 169 | 1 |  | Fixed | Roof
Solar Registration Program | NJSRRE1542813099 | Roselle | 7203 | 10 | 5.04 | Residential | Yes | Behind the Meter | Pro Custom Solar dba Momentum Solar | PSE&G | Accepted | 2019-10-30 | 2019-11-01 | 2020-11-01 | Hanwha | Q.Peak DUO BLK-G5 315 | Solar Panels |  | 0.315 | 6 | 261 | 37 |  | Fixed | Roof
Solar Registration Program | NJSRRE1542813099 | Roselle | 7203 | 10 | 5.04 | Residential | Yes | Behind the Meter | Pro Custom Solar dba Momentum Solar | PSE&G | Accepted | 2019-10-30 | 2019-11-01 | 2020-11-01 | Enphase Energy | IQ6-60-2-US | Inverters | 240 |  | 16 |  |  | 0.97 |  | Outdoor | Roof
Solar Registration Program | NJSRRE1542832698 | Roselle | 7203 | 10 | 5.04 | Residential | Yes | Behind the Meter | Trinity Solar | PSE&G | Accepted | 2019-10-30 | 2019-11-01 | 2020-11-01 | Hanwha | Q.PEAK DUO BLK-G5 315 | Solar Panels |  | 0.315 | 16 | 170 | 40 |  | Fixed | Roof
Solar Registration Program | NJSRRE1542832698 | Roselle | 7203 | 10 | 5.04 | Residential | Yes | Behind the Meter | Trinity Solar | PSE&G | Accepted | 2019-10-30 | 2019-11-01 | 2020-11-01 | Solar Edge | SE3800 | Inverters | 3800 |  | 1 |  |  | 0.97 |  | Outside | side of home
Solar Registration Program | NJSRRE1542832958 | Woodbury | 8096 | 15 | 5.04 | Residential | Yes | Behind the Meter | Pro Custom Solar dba Momentum Solar | PSE&G | Accepted | 2019-10-30 | 2019-11-01 | 2020-11-01 | Hanwha | Q.Peak DUO BLK-G5 315 | Solar Panels |  | 0.315 | 3 | 172 | 10 |  | Fixed | Roof
Solar Registration Program | NJSRRE1542832958 | Woodbury | 8096 | 15 | 5.04 | Residential | Yes | Behind the Meter | Pro Custom Solar dba Momentum Solar | PSE&G | Accepted | 2019-10-30 | 2019-11-01 | 2020-11-01 | Hanwha | Q.Peak DUO BLK-G5 315 | Solar Panels |  | 0.315 | 13 | 172 | 25 |  | Fixed | Roof
Solar Registration Program | NJSRRE1542832958 | Woodbury | 8096 | 15 | 5.04 | Residential | Yes | Behind the Meter | Pro Custom Solar dba Momentum Solar | PSE&G | Accepted | 2019-10-30 | 2019-11-01 | 2020-11-01 | Enphase Energy | IQ6-60-2-US | Inverters | 240 |  | 16 |  |  | 0.97 |  | Outdoor | Roof
Solar Registration Program | NJSRRE1542851355 | FLORENCE TWP | 8505 | 13 | 5.04 | Residential | No | Behind the Meter | Tesla Energy Operations Inc | PSE&G | Accepted | 2019-10-31 | 2019-11-04 | 2020-11-04 | Hanwha Q-Cells | Q.Peak DUO BLK-G5/SC315 | Solar Panels |  | 0.315 | 16 | 192 | 30 |  | Fixed | Roof
Solar Registration Program | NJSRRE1542851355 | FLORENCE TWP | 8505 | 13 | 5.04 | Residential | No | Behind the Meter | Tesla Energy Operations Inc | PSE&G | Accepted | 2019-10-31 | 2019-11-04 | 2020-11-04 | SOLAREDGE | SE5000H-US000SNC2 | Inverters | 5000 |  | 1 |  |  | 0.99 |  | Outside | Outside
Solar Registration Program | NJSRRE1542851396 | Red Bank | 7701 | 17 | 5.04 | Residential | Yes | Behind the Meter | Pro Custom Solar dba Momentum Solar | JCP&L | Accepted | 2019-10-31 | 2019-11-04 | 2020-11-04 | HANWHA | Q.PEAK DUO BLK-G5 315 | Solar Panels |  | 0.315 | 8 | 173 | 30 |  | Fixed | Roof
Solar Registration Program | NJSRRE1542851396 | Red Bank | 7701 | 17 | 5.04 | Residential | Yes | Behind the Meter | Pro Custom Solar dba Momentum Solar | JCP&L | Accepted | 2019-10-31 | 2019-11-04 | 2020-11-04 | HANWHA | Q.PEAK DUO BLK-G5 315 | Solar Panels |  | 0.315 | 5 | 353 | 35 |  | Fixed | Roof
Solar Registration Program | NJSRRE1542851396 | Red Bank | 7701 | 17 | 5.04 | Residential | Yes | Behind the Meter | Pro Custom Solar dba Momentum Solar | JCP&L | Accepted | 2019-10-31 | 2019-11-04 | 2020-11-04 | HANWHA | Q.PEAK DUO BLK-G5 315 | Solar Panels |  | 0.315 | 3 | 353 | 5 |  | Fixed | Roof
Solar Registration Program | NJSRRE1542851396 | Red Bank | 7701 | 17 | 5.04 | Residential | Yes | Behind the Meter | Pro Custom Solar dba Momentum Solar | JCP&L | Accepted | 2019-10-31 | 2019-11-04 | 2020-11-04 | Enphase Energy | IQ6-60-2-US | Inverters | 240 |  | 16 |  |  | 0.97 |  | Outdoor | Roof
Solar Registration Program | NJSRRE1542851469 | Camden | 8105 | 14 | 5.04 | Residential | Yes | Behind the Meter | Vivint Solar Developer, LLC | PSE&G | Accepted | 2019-11-01 | 2019-11-05 | 2020-11-05 | Hanwha | Q.PEAK BLK-G5 315 | Solar Panels |  | 0.315 | 16 | 172 | 2 |  | Fixed | Roof
Solar Registration Program | NJSRRE1542851469 | Camden | 8105 | 14 | 5.04 | Residential | Yes | Behind the Meter | Vivint Solar Developer, LLC | PSE&G | Accepted | 2019-11-01 | 2019-11-05 | 2020-11-05 | Solar Edge | SE3800H-US000BNC4 | Inverters | 3800 |  | 1 |  |  | 0.992 |  | Outdoor | Near the Utility Meter
Solar Registration Program | NJSRRE1542884977 | Clifton | 7011 | 6 | 5.04 | Residential | Yes | Behind the Meter | Trinity Solar | PSE&G | Accepted | 2019-11-01 | 2019-11-05 | 2020-11-05 | Hanwha 315 | Q.PEAK DUO BLK-G5 315 | Solar Panels |  | 0.315 | 16 | 167 | 30 |  | Fixed | Roof
Solar Registration Program | NJSRRE1542884977 | Clifton | 7011 | 6 | 5.04 | Residential | Yes | Behind the Meter | Trinity Solar | PSE&G | Accepted | 2019-11-01 | 2019-11-05 | 2020-11-05 | Solar Edge | SE3800H-US | Inverters | 3800 |  | 1 |  |  | 0.97 |  | Outside | side of home
Solar Registration Program | NJSRRE1542909553 | Bellmawr | 8031 | 14 | 5.04 | Residential | Yes | Behind the Meter | Trinity Solar | PSE&G | Accepted | 2019-11-04 | 2019-11-06 | 2020-11-06 | Hanwha 315 | Q.PEAK DUO BLK-G5 315 | Solar Panels |  | 0.315 | 13 | 140 | 45 |  | Fixed | Roof
Solar Registration Program | NJSRRE1542909553 | Bellmawr | 8031 | 14 | 5.04 | Residential | Yes | Behind the Meter | Trinity Solar | PSE&G | Accepted | 2019-11-04 | 2019-11-06 | 2020-11-06 | Hanwha 315 | Q.PEAK DUO BLK-G5 315 | Solar Panels |  | 0.315 | 3 | 140 | 30 |  | Fixed | Roof
Solar Registration Program | NJSRRE1542909553 | Bellmawr | 8031 | 14 | 5.04 | Residential | Yes | Behind the Meter | Trinity Solar | PSE&G | Accepted | 2019-11-04 | 2019-11-06 | 2020-11-06 | Solar Edge | SE3800H-US | Inverters | 3800 |  | 1 |  |  | 0.97 |  | Outside | side of home
Solar Registration Program | NJSRRE1542990541 | Bloomfield | 7003 | 9 | 5.04 | Residential | Yes | Behind the Meter | Trinity Solar | PSE&G | Accepted | 2019-11-05 | 2019-11-07 | 2020-11-07 | Hanwha | Q.PEAK DUO BLK-G5 315 | Solar Panels |  | 0.315 | 16 | 216 | 30 |  | Fixed | Roof
Solar Registration Program | NJSRRE1542990541 | Bloomfield | 7003 | 9 | 5.04 | Residential | Yes | Behind the Meter | Trinity Solar | PSE&G | Accepted | 2019-11-05 | 2019-11-07 | 2020-11-07 | Solar Edge | SE3800 | Inverters | 3800 |  | 1 |  |  | 0.97 |  | Outside | side of home
Solar Registration Program | NJSRRE1543041701 | Union | 7083 | 10 | 5.04 | Residential | Yes | Behind the Meter | Pro Custom Solar dba Momentum Solar | PSE&G | Accepted | 2019-11-06 | 2019-11-11 | 2020-11-11 | HANWHA | Q.PEAK DUO BLK-G5 315 | Solar Panels |  | 0.315 | 4 | 172 | 16 |  | Fixed | Roof
Solar Registration Program | NJSRRE1543041701 | Union | 7083 | 10 | 5.04 | Residential | Yes | Behind the Meter | Pro Custom Solar dba Momentum Solar | PSE&G | Accepted | 2019-11-06 | 2019-11-11 | 2020-11-11 | HANWHA | Q.PEAK DUO BLK-G5 315 | Solar Panels |  | 0.315 | 4 | 172 | 29 |  | Fixed | Roof
Solar Registration Program | NJSRRE1543041701 | Union | 7083 | 10 | 5.04 | Residential | Yes | Behind the Meter | Pro Custom Solar dba Momentum Solar | PSE&G | Accepted | 2019-11-06 | 2019-11-11 | 2020-11-11 | HANWHA | Q.PEAK DUO BLK-G5 315 | Solar Panels |  | 0.315 | 8 | 172 | 12 |  | Fixed | Roof
Solar Registration Program | NJSRRE1543041701 | Union | 7083 | 10 | 5.04 | Residential | Yes | Behind the Meter | Pro Custom Solar dba Momentum Solar | PSE&G | Accepted | 2019-11-06 | 2019-11-11 | 2020-11-11 | Enphase Energy | IQ6-60-2-US | Inverters | 240 |  | 16 |  |  | 0.97 |  | Outdoor | Roof
Solar Registration Program | NJSRRE1543046355 | Villas | 8251 | 21 | 5.04 | Residential | Yes | Behind the Meter | Trinity Solar | AC Electric | Accepted | 2019-11-07 | 2019-11-11 | 2020-11-11 | Hanwha | Q.PEAK DUO BLK-G5 315 | Solar Panels |  | 0.315 | 3 | 307 | 16 |  | Fixed | Roof
Solar Registration Program | NJSRRE1543046355 | Villas | 8251 | 21 | 5.04 | Residential | Yes | Behind the Meter | Trinity Solar | AC Electric | Accepted | 2019-11-07 | 2019-11-11 | 2020-11-11 | Hanwha | Q.PEAK DUO BLK-G5 315 | Solar Panels |  | 0.315 | 9 | 127 | 16 |  | Fixed | Roof
Solar Registration Program | NJSRRE1543046355 | Villas | 8251 | 21 | 5.04 | Residential | Yes | Behind the Meter | Trinity Solar | AC Electric | Accepted | 2019-11-07 | 2019-11-11 | 2020-11-11 | Hanwha | Q.PEAK DUO BLK-G5 315 | Solar Panels |  | 0.315 | 4 | 127 | 28 |  | Fixed | Roof
Solar Registration Program | NJSRRE1543046355 | Villas | 8251 | 21 | 5.04 | Residential | Yes | Behind the Meter | Trinity Solar | AC Electric | Accepted | 2019-11-07 | 2019-11-11 | 2020-11-11 | Solar Edge | SE3800 | Inverters | 3800 |  | 1 |  |  | 0.97 |  | Outside | side of home
Solar Registration Program | NJSRRE1543046383 | MANASQUAN | 8736 | 17 | 5.04 | Residential | Yes | Behind the Meter | Vivint Solar Developer, LLC | JCP&L | Accepted | 2019-11-07 | 2019-11-11 | 2020-11-11 | HANWHA SOLAR | Q.PEAK BLK-G5 315 | Solar Panels |  | 0.315 | 9 | 219 | 26 |  | Fixed | Roof
Solar Registration Program | NJSRRE1543046383 | MANASQUAN | 8736 | 17 | 5.04 | Residential | Yes | Behind the Meter | Vivint Solar Developer, LLC | JCP&L | Accepted | 2019-11-07 | 2019-11-11 | 2020-11-11 | HANWHA SOLAR | Q.PEAK BLK-G5 315 | Solar Panels |  | 0.315 | 7 | 219 | 27 |  | Fixed | Roof
Solar Registration Program | NJSRRE1543046383 | MANASQUAN | 8736 | 17 | 5.04 | Residential | Yes | Behind the Meter | Vivint Solar Developer, LLC | JCP&L | Accepted | 2019-11-07 | 2019-11-11 | 2020-11-11 | SOLAREDGE | SE3800H-US000BNC4 | Inverters | 3800 |  | 1 |  |  | 0.992 |  | Outdoor | Near the Utility Meter
Solar Registration Program | NJSRRE1543056112 | Newark | 7112 | 9 | 5.04 | Residential | Yes | Behind the Meter | Pro Custom Solar dba Momentum Solar | PSE&G | Accepted | 2019-11-07 | 2019-11-12 | 2020-11-12 | Hanwha | Q.Peak DUO BLK-G5 315 | Solar Panels |  | 0.315 | 16 | 216 | 23 |  | Fixed | Roof
Solar Registration Program | NJSRRE1543056112 | Newark | 7112 | 9 | 5.04 | Residential | Yes | Behind the Meter | Pro Custom Solar dba Momentum Solar | PSE&G | Accepted | 2019-11-07 | 2019-11-12 | 2020-11-12 | Enphase Energy | IQ6-60-2-US | Inverters | 240 |  | 16 |  |  | 0.97 |  | Outdoor | Roof
Solar Registration Program | NJSRRE1543057920 | South Plainfield | 7080 | 11 | 5.04 | Residential | Yes | Behind the Meter | Suntuity Solar LLC | PSE&G | Accepted | 2019-11-08 | 2019-11-13 | 2020-11-13 | Yingli Green Energy | YL315D-30b | Solar Panels |  | 0.315 | 16 | 180 | 12 |  | Fixed | Roof
Solar Registration Program | NJSRRE1543057920 | South Plainfield | 7080 | 11 | 5.04 | Residential | Yes | Behind the Meter | Suntuity Solar LLC | PSE&G | Accepted | 2019-11-08 | 2019-11-13 | 2020-11-13 | Enphase Energy | IQ7-60-2-US | Inverters | 240 |  | 16 |  |  | 0.97 |  | Outdoor | Behind the PV Modules
Solar Registration Program | NJSRRE1543098046 | Williamstown | 8094 | 15 | 5.04 | Residential | Yes | Behind the Meter | Pro Custom Solar dba Momentum Solar | AC Electric | Accepted | 2019-11-12 | 2019-11-15 | 2020-11-15 | Hanwha | Q.Peak DUO BLK-G5 315 | Solar Panels |  | 0.315 | 16 | 161 | 24 |  | Fixed | Roof
Solar Registration Program | NJSRRE1543098046 | Williamstown | 8094 | 15 | 5.04 | Residential | Yes | Behind the Meter | Pro Custom Solar dba Momentum Solar | AC Electric | Accepted | 2019-11-12 | 2019-11-15 | 2020-11-15 | Enphase Energy | IQ6-60-2-US | Inverters | 240 |  | 16 |  |  | 0.97 |  | Outdoor | Roof
Solar Registration Program | NJSRRE1543104243 | South Brunswick TWP | 8810 | 11 | 5.04 | Residential | No | Behind the Meter | Tesla Energy Operations Inc. | PSE&G | Accepted | 2019-11-12 | 2019-11-15 | 2020-11-15 | Hanwha Q-Cells | Q.Peak DUO BLK-G5/SC315 | Solar Panels |  | 0.315 | 16 | 168 | 23 |  | Fixed | Roof
Solar Registration Program | NJSRRE1543104243 | South Brunswick TWP | 8810 | 11 | 5.04 | Residential | No | Behind the Meter | Tesla Energy Operations Inc. | PSE&G | Accepted | 2019-11-12 | 2019-11-15 | 2020-11-15 | SOLAREDGE | SE5000H-US000SNC2 | Inverters | 5000 |  | 1 |  |  | 0.99 |  | Outdoor | Outdoor
Solar Registration Program | NJSRRE1543132453 | GALLOWAY | 8205 | 19 | 5.04 | Residential | No | Behind the Meter | Vivint Solar Developer, LLC | AC Electric | Accepted | 2019-11-13 | 2019-11-15 | 2020-11-15 | HANWHA SOLAR | Q.PEAK BLK-G5 315 | Solar Panels |  | 0.315 | 16 | 98 | 25 |  | Fixed | Roof
Solar Registration Program | NJSRRE1543132453 | GALLOWAY | 8205 | 19 | 5.04 | Residential | No | Behind the Meter | Vivint Solar Developer, LLC | AC Electric | Accepted | 2019-11-13 | 2019-11-15 | 2020-11-15 | solar edge | SE3800H-US000BNC4 | Inverters | 3800 |  | 1 |  |  | 0.992 |  | Outdoor | near utility meter
Solar Registration Program | NJSRRE1543151877 | West Deptford | 8096 | 15 | 5.04 | Residential | Yes | Behind the Meter | Trinity Solar | PSE&G | Accepted | 2019-11-13 | 2019-11-15 | 2020-11-15 | Hanwha 315 | Q.PEAK DUO BLK-G5 315 | Solar Panels |  | 0.315 | 16 | 47 | 25 |  | Fixed | Roof
Solar Registration Program | NJSRRE1543151877 | West Deptford | 8096 | 15 | 5.04 | Residential | Yes | Behind the Meter | Trinity Solar | PSE&G | Accepted | 2019-11-13 | 2019-11-15 | 2020-11-15 | Solar Edge | SE3800H-US | Inverters | 3800 |  | 1 |  |  | 0.97 |  | Outside | side of home
Solar Registration Program | NJSRRE1543350784 | Florence | 8518 | 13 | 5.04 | Residential | Yes | Behind the Meter | Trinity Solar | PSE&G | Accepted | 2019-11-15 | 2019-11-19 | 2020-11-19 | Hanwha 315 | Q.PEAK DUO BLK-G5 315 | Solar Panels |  | 0.315 | 8 | 199 | 10 |  | Fixed | Roof
Solar Registration Program | NJSRRE1543350784 | Florence | 8518 | 13 | 5.04 | Residential | Yes | Behind the Meter | Trinity Solar | PSE&G | Accepted | 2019-11-15 | 2019-11-19 | 2020-11-19 | Hanwha 315 | Q.PEAK DUO BLK-G5 315 | Solar Panels |  | 0.315 | 8 | 199 | 37 |  | Fixed | Roof
Solar Registration Program | NJSRRE1543350784 | Florence | 8518 | 13 | 5.04 | Residential | Yes | Behind the Meter | Trinity Solar | PSE&G | Accepted | 2019-11-15 | 2019-11-19 | 2020-11-19 | Solar Edge | SE3800H-US | Inverters | 3800 |  | 1 |  |  | 0.97 |  | Outside | side of home
Solar Registration Program | NJSRRE1543386902 | Northfield | 8225 | 19 | 5.04 | Residential | Yes | Behind the Meter | Trinity Solar | AC Electric | Accepted | 2019-11-15 | 2019-11-20 | 2020-11-20 | Hanwha | Q.PEAK DUO BLK-G5 315 | Solar Panels |  | 0.315 | 12 | 204 | 6 |  | Fixed | Roof
Solar Registration Program | NJSRRE1543386902 | Northfield | 8225 | 19 | 5.04 | Residential | Yes | Behind the Meter | Trinity Solar | AC Electric | Accepted | 2019-11-15 | 2019-11-20 | 2020-11-20 | Hanwha | Q.PEAK DUO BLK-G5 315 | Solar Panels |  | 0.315 | 4 | 204 | 30 |  | Fixed | Roof
Solar Registration Program | NJSRRE1543386902 | Northfield | 8225 | 19 | 5.04 | Residential | Yes | Behind the Meter | Trinity Solar | AC Electric | Accepted | 2019-11-15 | 2019-11-20 | 2020-11-20 | Solar Edge | SE3800 | Inverters | 3800 |  | 1 |  |  | 0.97 |  | Outside | side of home
Solar Registration Program | NJSRRE1543386945 | Cherry Hill | 8034 | 14 | 5.04 | Residential | Yes | Behind the Meter | Trinity Solar | PSE&G | Accepted | 2019-11-15 | 2019-11-20 | 2020-11-20 | HANWHA | Q.PEAK DUO BLK-G5 315 | Solar Panels |  | 0.315 | 16 | 99 | 23 |  | Fixed | Roof
Solar Registration Program | NJSRRE1543386945 | Cherry Hill | 8034 | 14 | 5.04 | Residential | Yes | Behind the Meter | Trinity Solar | PSE&G | Accepted | 2019-11-15 | 2019-11-20 | 2020-11-20 | Solar Edge | SE3800H-US000BNC4 | Inverters | 3800 |  | 1 |  |  | 0.97 |  | Outdoor | side of home
Solar Registration Program | NJSRRE1543417580 | Sewell | 8080 | 15 | 5.04 | Residential | Yes | Behind the Meter | Trinity Solar | AC Electric | Accepted | 2019-11-18 | 2019-11-20 | 2020-11-20 | HANWHA | Q.PEAK DUO BLK-G5 315 | Solar Panels |  | 0.315 | 12 | 255 | 23 |  | Fixed | Roof
Solar Registration Program | NJSRRE1543417580 | Sewell | 8080 | 15 | 5.04 | Residential | Yes | Behind the Meter | Trinity Solar | AC Electric | Accepted | 2019-11-18 | 2019-11-20 | 2020-11-20 | HANWHA | Q.PEAK DUO BLK-G5 315 | Solar Panels |  | 0.315 | 4 | 165 | 23 |  | Fixed | Roof
Solar Registration Program | NJSRRE1543417580 | Sewell | 8080 | 15 | 5.04 | Residential | Yes | Behind the Meter | Trinity Solar | AC Electric | Accepted | 2019-11-18 | 2019-11-20 | 2020-11-20 | Solar Edge | SE3800H-US000BNC4 | Inverters | 3800 |  | 1 |  |  | 0.97 |  | Outdoor | side of home
Solar Registration Program | NJSRRE1543421133 | Pennsauken Township | 8110 | 14 | 5.04 | Residential | No | Behind the Meter | Suntuity Solar LLC | PSE&G | Accepted | 2019-11-19 | 2019-11-21 | 2020-11-21 | Yingli Green Energy | YL315D-30b | Solar Panels |  | 0.315 | 11 | 238 | 21 |  | Fixed | Roof
Solar Registration Program | NJSRRE1543421133 | Pennsauken Township | 8110 | 14 | 5.04 | Residential | No | Behind the Meter | Suntuity Solar LLC | PSE&G | Accepted | 2019-11-19 | 2019-11-21 | 2020-11-21 | Yingli Green Energy | YL315D-30b | Solar Panels |  | 0.315 | 5 | 58 | 21 |  | Fixed | Roof
Solar Registration Program | NJSRRE1543421133 | Pennsauken Township | 8110 | 14 | 5.04 | Residential | No | Behind the Meter | Suntuity Solar LLC | PSE&G | Accepted | 2019-11-19 | 2019-11-21 | 2020-11-21 | Enphase Energy | IQ7-60-2-US | Inverters | 240 |  | 16 |  |  | 0.97 |  | Outdoor | Behind the PV Modules
Solar Registration Program | NJSRRE1543421571 | Teaneck | 7666 | 7 | 5.04 | Residential | Yes | Behind the Meter | Trinity Solar | PSE&G | Accepted | 2019-11-19 | 2019-11-21 | 2020-11-21 | Hanwha | Q.PEAK DUO BLK-G5 315 | Solar Panels |  | 0.315 | 6 | 109 | 40 |  | Fixed | Roof
Solar Registration Program | NJSRRE1543421571 | Teaneck | 7666 | 7 | 5.04 | Residential | Yes | Behind the Meter | Trinity Solar | PSE&G | Accepted | 2019-11-19 | 2019-11-21 | 2020-11-21 | Hanwha | Q.PEAK DUO BLK-G5 315 | Solar Panels |  | 0.315 | 4 | 109 | 14 |  | Fixed | Roof
Solar Registration Program | NJSRRE1543421571 | Teaneck | 7666 | 7 | 5.04 | Residential | Yes | Behind the Meter | Trinity Solar | PSE&G | Accepted | 2019-11-19 | 2019-11-21 | 2020-11-21 | Hanwha | Q.PEAK DUO BLK-G5 315 | Solar Panels |  | 0.315 | 6 | 109 | 40 |  | Fixed | Roof
Solar Registration Program | NJSRRE1543421571 | Teaneck | 7666 | 7 | 5.04 | Residential | Yes | Behind the Meter | Trinity Solar | PSE&G | Accepted | 2019-11-19 | 2019-11-21 | 2020-11-21 | Solar Edge | SE3800 | Inverters | 3800 |  | 1 |  |  | 0.97 |  | Outside | side of home
Solar Registration Program | NJSRRE1543425760 | Bloomfield | 7003 | 9 | 5.04 | Residential | Yes | Behind the Meter | Trinity Solar | PSE&G | Accepted | 2019-11-20 | 2019-11-25 | 2020-11-25 | Hanwha 315 | Q.PEAK DUO BLK-G5 315 | Solar Panels |  | 0.315 | 6 | 309 | 23 |  | Fixed | Roof
Solar Registration Program | NJSRRE1543425760 | Bloomfield | 7003 | 9 | 5.04 | Residential | Yes | Behind the Meter | Trinity Solar | PSE&G | Accepted | 2019-11-20 | 2019-11-25 | 2020-11-25 | Hanwha 315 | Q.PEAK DUO BLK-G5 315 | Solar Panels |  | 0.315 | 10 | 129 | 23 |  | Fixed | Roof
Solar Registration Program | NJSRRE1543425760 | Bloomfield | 7003 | 9 | 5.04 | Residential | Yes | Behind the Meter | Trinity Solar | PSE&G | Accepted | 2019-11-20 | 2019-11-25 | 2020-11-25 | Solar Edge | SE3800H-US | Inverters | 3800 |  | 1 |  |  | 0.97 |  | Outside | side of home
Solar Registration Program | NJSRRE1543434999 | TEANECK | 7666 | 7 | 5.04 | Residential | Yes | Behind the Meter | Vivint Solar Developer, LLC | PSE&G | Accepted | 2019-11-26 | 2019-11-26 | 2020-11-26 | Hanwha | Q.PEAK BLK-G5 315 | Solar Panels |  | 0.315 | 4 | 292 | 33 |  | Fixed | Roof
Solar Registration Program | NJSRRE1543434999 | TEANECK | 7666 | 7 | 5.04 | Residential | Yes | Behind the Meter | Vivint Solar Developer, LLC | PSE&G | Accepted | 2019-11-26 | 2019-11-26 | 2020-11-26 | Hanwha | Q.PEAK BLK-G5 315 | Solar Panels |  | 0.315 | 3 | 22 | 32 |  | Fixed | Roof
Solar Registration Program | NJSRRE1543434999 | TEANECK | 7666 | 7 | 5.04 | Residential | Yes | Behind the Meter | Vivint Solar Developer, LLC | PSE&G | Accepted | 2019-11-26 | 2019-11-26 | 2020-11-26 | Hanwha | Q.PEAK BLK-G5 315 | Solar Panels |  | 0.315 | 9 | 112 | 33 |  | Fixed | Roof
Solar Registration Program | NJSRRE1543434999 | TEANECK | 7666 | 7 | 5.04 | Residential | Yes | Behind the Meter | Vivint Solar Developer, LLC | PSE&G | Accepted | 2019-11-26 | 2019-11-26 | 2020-11-26 | Solar Edge | SE3800H-US000BNC4 | Inverters | 3800 |  | 1 |  |  | 0.992 |  | Outdoor | Near the utility meter
Solar Registration Program | NJSRRE1543436622 | Burlington | 8016 | 13 | 5.04 | Residential | Yes | Behind the Meter | Vivint Solar Developer, LLC | PSE&G | Accepted | 2019-11-22 | 2019-11-26 | 2020-11-26 | HANWHA SOLAR | Q.PEAK BLK-G5 315 | Solar Panels |  | 0.315 | 12 | 175 | 22 |  | Fixed | Roof
Solar Registration Program | NJSRRE1543436622 | Burlington | 8016 | 13 | 5.04 | Residential | Yes | Behind the Meter | Vivint Solar Developer, LLC | PSE&G | Accepted | 2019-11-22 | 2019-11-26 | 2020-11-26 | HANWHA SOLAR | Q.PEAK BLK-G5 315 | Solar Panels |  | 0.315 | 4 | 85 | 21 |  | Fixed | Roof
Solar Registration Program | NJSRRE1543436622 | Burlington | 8016 | 13 | 5.04 | Residential | Yes | Behind the Meter | Vivint Solar Developer, LLC | PSE&G | Accepted | 2019-11-22 | 2019-11-26 | 2020-11-26 | SOLAREDGE | SE3800H-US | Inverters | 3800 |  | 1 |  |  | 0.992 |  | Outdoor | Near the Utility Meter
Solar Registration Program | NJSRRE1543443403 | Califon | 7830 | 4 | 5.04 | Residential | No | Behind the Meter | Evoke Solar, Inc | JCP&L | Accepted | 2019-11-25 | 2019-11-27 | 2020-11-27 | SunPower | X22-360-E-AC | Solar Panels |  | 0.36 | 14 | 168 | 30 |  | Fixed | Roof
Solar Registration Program | NJSRRE1543443403 | Califon | 7830 | 4 | 5.04 | Residential | No | Behind the Meter | Evoke Solar, Inc | JCP&L | Accepted | 2019-11-25 | 2019-11-27 | 2020-11-27 | Enphase | IQ7-XS | Inverters | 320 |  | 14 |  |  | 0.975 |  | Outside | Back of each panel
Solar Registration Program | NJSRRE1543446036 | Somerset | 8873 | 5 | 5.04 | Residential | Yes | Behind the Meter | Suntuity Solar LLC | PSE&G | Accepted | 2019-11-26 | 2019-12-02 | 2020-12-02 | Yingli Green Energy | YL315D-30b | Solar Panels |  | 0.315 | 16 | 218 | 19 |  | Fixed | Roof
Solar Registration Program | NJSRRE1543446036 | Somerset | 8873 | 5 | 5.04 | Residential | Yes | Behind the Meter | Suntuity Solar LLC | PSE&G | Accepted | 2019-11-26 | 2019-12-02 | 2020-12-02 | Enphase Energy | IQ7-60-2-US | Inverters | 240 |  | 16 |  |  | 0.97 |  | Outdoor | Behind the PV Modules
Solar Registration Program | NJSRRE1543446931 | Haddon | 8108 | 14 | 5.04 | Residential | No | Behind the Meter | Trinity Solar | PSE&G | Accepted | 2019-11-26 | 2019-12-02 | 2020-12-02 | Hanwha | Q.PEAK DUO BLK-G5 315 | Solar Panels |  | 0.315 | 12 | 226 | 30 |  | Fixed | Roof
Solar Registration Program | NJSRRE1543446931 | Haddon | 8108 | 14 | 5.04 | Residential | No | Behind the Meter | Trinity Solar | PSE&G | Accepted | 2019-11-26 | 2019-12-02 | 2020-12-02 | Hanwha | Q.PEAK DUO BLK-G5 315 | Solar Panels |  | 0.315 | 4 | 136 | 40 |  | Fixed | Roof
Solar Registration Program | NJSRRE1543446931 | Haddon | 8108 | 14 | 5.04 | Residential | No | Behind the Meter | Trinity Solar | PSE&G | Accepted | 2019-11-26 | 2019-12-02 | 2020-12-02 | Solar Edge | SE3800 | Inverters | 3800 |  | 1 |  |  | 0.97 |  | Outside | side of home
Solar Registration Program | NJSRRE1543451656 | Egg Harbor City | 8215 | 19 | 5.04 | Residential | Yes | Behind the Meter | Vivint Solar Developer, LLC | AC Electric | Accepted | 2019-11-27 | 2019-12-03 | 2020-12-03 | HANWHA SOLAR | Q.PEAK BLK-G5 315 | Solar Panels |  | 0.315 | 16 | 222 | 20 |  | Fixed | Roof
Solar Registration Program | NJSRRE1543451656 | Egg Harbor City | 8215 | 19 | 5.04 | Residential | Yes | Behind the Meter | Vivint Solar Developer, LLC | AC Electric | Accepted | 2019-11-27 | 2019-12-03 | 2020-12-03 | SOLAREDGE | SE3800H-US | Inverters | 3800 |  | 1 |  |  | 0.992 |  | Outdoor | Near the Utility Meter
Solar Registration Program | NJSRRE1543451698 | Atlantic Highlands | 7716 | 17 | 5.04 | Residential | Yes | Behind the Meter | Vivint Solar Developer, LLC | JCP&L | Accepted | 2019-11-27 | 2019-12-03 | 2020-12-03 | Hanwha | Q.PEAK BLK-G5 315 | Solar Panels |  | 0.315 | 16 | 180 | 34 |  | Fixed | Roof
Solar Registration Program | NJSRRE1543451698 | Atlantic Highlands | 7716 | 17 | 5.04 | Residential | Yes | Behind the Meter | Vivint Solar Developer, LLC | JCP&L | Accepted | 2019-11-27 | 2019-12-03 | 2020-12-03 | Solar Edge | SE3800H-US | Inverters | 3800 |  | 1 |  |  | 0.992 |  | Outdoor | Near the utility meter
Solar Registration Program | NJSRRE1543456383 | Ventnor City | 8406 | 19 | 5.04 | Residential | Yes | Behind the Meter | Suntuity Solar LLC | AC Electric | Accepted | 2019-11-28 | 2019-12-03 | 2020-12-03 | Yingli Green Energy | YL315D-30b | Solar Panels |  | 0.315 | 2 | 58 | 22 |  | Fixed | Roof
Solar Registration Program | NJSRRE1543456383 | Ventnor City | 8406 | 19 | 5.04 | Residential | Yes | Behind the Meter | Suntuity Solar LLC | AC Electric | Accepted | 2019-11-28 | 2019-12-03 | 2020-12-03 | Yingli Green Energy | YL315D-30b | Solar Panels |  | 0.315 | 2 | 238 | 23 |  | Fixed | Roof
Solar Registration Program | NJSRRE1543456383 | Ventnor City | 8406 | 19 | 5.04 | Residential | Yes | Behind the Meter | Suntuity Solar LLC | AC Electric | Accepted | 2019-11-28 | 2019-12-03 | 2020-12-03 | Yingli Green Energy | YL315D-30b | Solar Panels |  | 0.315 | 2 | 268 | 33 |  | Fixed | Roof
Solar Registration Program | NJSRRE1543456383 | Ventnor City | 8406 | 19 | 5.04 | Residential | Yes | Behind the Meter | Suntuity Solar LLC | AC Electric | Accepted | 2019-11-28 | 2019-12-03 | 2020-12-03 | Yingli Green Energy | YL315D-30b | Solar Panels |  | 0.315 | 2 | 148 | 33 |  | Fixed | Roof
Solar Registration Program | NJSRRE1543456383 | Ventnor City | 8406 | 19 | 5.04 | Residential | Yes | Behind the Meter | Suntuity Solar LLC | AC Electric | Accepted | 2019-11-28 | 2019-12-03 | 2020-12-03 | Yingli Green Energy | YL315D-30b | Solar Panels |  | 0.315 | 2 | 158 | 36 |  | Fixed | Roof
Solar Registration Program | NJSRRE1543456383 | Ventnor City | 8406 | 19 | 5.04 | Residential | Yes | Behind the Meter | Suntuity Solar LLC | AC Electric | Accepted | 2019-11-28 | 2019-12-03 | 2020-12-03 | Yingli Green Energy | YL315D-30b | Solar Panels |  | 0.315 | 2 | 148 | 33 |  | Fixed | Roof
Solar Registration Program | NJSRRE1543456383 | Ventnor City | 8406 | 19 | 5.04 | Residential | Yes | Behind the Meter | Suntuity Solar LLC | AC Electric | Accepted | 2019-11-28 | 2019-12-03 | 2020-12-03 | Yingli Green Energy | YL315D-30b | Solar Panels |  | 0.315 | 2 | 58 | 23 |  | Fixed | Roof
Solar Registration Program | NJSRRE1543456383 | Ventnor City | 8406 | 19 | 5.04 | Residential | Yes | Behind the Meter | Suntuity Solar LLC | AC Electric | Accepted | 2019-11-28 | 2019-12-03 | 2020-12-03 | Yingli Green Energy | YL315D-30b | Solar Panels |  | 0.315 | 2 | 328 | 33 |  | Fixed | Roof
Solar Registration Program | NJSRRE1543456383 | Ventnor City | 8406 | 19 | 5.04 | Residential | Yes | Behind the Meter | Suntuity Solar LLC | AC Electric | Accepted | 2019-11-28 | 2019-12-03 | 2020-12-03 | Enphase Energy | IQ7-60-2-US | Inverters | 240 |  | 16 |  |  | 0.97 |  | Outdoor | Behind the PV Modules
Solar Registration Program | NJSRRE1543477284 | Penns Grove | 8069 | 16 | 5.04 | Residential | Yes | Behind the Meter | Suntuity Solar LLC | AC Electric | Accepted | 2019-12-04 | 2019-12-06 | 2020-12-06 | Yingli Green Energy | YL315D-30b | Solar Panels |  | 0.315 | 16 | 139 | 37 |  | Fixed | Roof
Solar Registration Program | NJSRRE1543477284 | Penns Grove | 8069 | 16 | 5.04 | Residential | Yes | Behind the Meter | Suntuity Solar LLC | AC Electric | Accepted | 2019-12-04 | 2019-12-06 | 2020-12-06 | Enphase Energy | IQ7-60-2-US | Inverters | 240 |  | 16 |  |  | 0.97 |  | Outdoor | Behind the PV Modules
Solar Registration Program | NJSRRE1543481296 | Atlantic Highlands | 7716 | 17 | 5.04 | Residential | Yes | Behind the Meter | Trinity Solar | JCP&L | Accepted | 2019-12-05 | 2019-12-09 | 2020-12-09 | Hanwha 315 | Q.PEAK DUO BLK-G5 315 | Solar Panels |  | 0.315 | 16 | 198 | 30 |  | Fixed | Roof
Solar Registration Program | NJSRRE1543481296 | Atlantic Highlands | 7716 | 17 | 5.04 | Residential | Yes | Behind the Meter | Trinity Solar | JCP&L | Accepted | 2019-12-05 | 2019-12-09 | 2020-12-09 | Solar Edge | SE3800H-US | Inverters | 3800 |  | 1 |  |  | 0.97 |  | Outside | side of home
Solar Registration Program | NJSRRE1543500287 | Bloomfield | 7003 | 9 | 5.04 | Residential | Yes | Behind the Meter | Vivint Solar Developer, LLC | PSE&G | Accepted | 2019-12-09 | 2019-12-10 | 2020-12-10 | HANWHA SOLAR | Q.PEAK BLK-G5 315 | Solar Panels |  | 0.315 | 2 | 111 | 17 |  | Fixed | Roof
Solar Registration Program | NJSRRE1543500287 | Bloomfield | 7003 | 9 | 5.04 | Residential | Yes | Behind the Meter | Vivint Solar Developer, LLC | PSE&G | Accepted | 2019-12-09 | 2019-12-10 | 2020-12-10 | HANWHA SOLAR | Q.PEAK BLK-G5 315 | Solar Panels |  | 0.315 | 7 | 21 | 9 |  | Fixed | Roof
Solar Registration Program | NJSRRE1543500287 | Bloomfield | 7003 | 9 | 5.04 | Residential | Yes | Behind the Meter | Vivint Solar Developer, LLC | PSE&G | Accepted | 2019-12-09 | 2019-12-10 | 2020-12-10 | HANWHA SOLAR | Q.PEAK BLK-G5 315 | Solar Panels |  | 0.315 | 2 | 291 | 17 |  | Fixed | Roof
Solar Registration Program | NJSRRE1543500287 | Bloomfield | 7003 | 9 | 5.04 | Residential | Yes | Behind the Meter | Vivint Solar Developer, LLC | PSE&G | Accepted | 2019-12-09 | 2019-12-10 | 2020-12-10 | HANWHA SOLAR | Q.PEAK BLK-G5 315 | Solar Panels |  | 0.315 | 5 | 201 | 9 |  | Fixed | Roof
Solar Registration Program | NJSRRE1543500287 | Bloomfield | 7003 | 9 | 5.04 | Residential | Yes | Behind the Meter | Vivint Solar Developer, LLC | PSE&G | Accepted | 2019-12-09 | 2019-12-10 | 2020-12-10 | SolarEdge | SE3800H-US | Inverters | 3800 |  | 1 |  |  | 0.992 |  | Outdoor | Near the Utility Meter
Solar Registration Program | NJSRRE1543501529 | STIRLING | 7980 | 3 | 5.04 | Residential | Yes | Behind the Meter | Vivint Solar Developer, LLC | JCP&L | Accepted | 2019-12-09 | 2019-12-11 | 2020-12-11 | HANWHA SOLAR | Q.PEAK BLK-G5 315 | Solar Panels |  | 0.315 | 13 | 353 | 12 |  | Fixed | Roof
Solar Registration Program | NJSRRE1543501529 | STIRLING | 7980 | 3 | 5.04 | Residential | Yes | Behind the Meter | Vivint Solar Developer, LLC | JCP&L | Accepted | 2019-12-09 | 2019-12-11 | 2020-12-11 | HANWHA SOLAR | Q.PEAK BLK-G5 315 | Solar Panels |  | 0.315 | 3 | 173 | 29 |  | Fixed | Roof
Solar Registration Program | NJSRRE1543501529 | STIRLING | 7980 | 3 | 5.04 | Residential | Yes | Behind the Meter | Vivint Solar Developer, LLC | JCP&L | Accepted | 2019-12-09 | 2019-12-11 | 2020-12-11 | SOLAREDGE | SE3800H-US | Inverters | 3800 |  | 1 |  |  | 0.992 |  | Outdoor | Near the Utility Meter
Solar Registration Program | NJSRRE1543502143 | Port Monmouth | 7758 | 17 | 5.04 | Residential | Yes | Behind the Meter | Trinity Solar | JCP&L | Accepted | 2019-12-09 | 2019-12-12 | 2020-12-12 | HANWHA | Q.PEAK DUO BLK-G5 315 | Solar Panels |  | 0.315 | 16 | 185 | 23 |  | Fixed | Roof
Solar Registration Program | NJSRRE1543502143 | Port Monmouth | 7758 | 17 | 5.04 | Residential | Yes | Behind the Meter | Trinity Solar | JCP&L | Accepted | 2019-12-09 | 2019-12-12 | 2020-12-12 | Solar Edge | SE3800H-US000BNC4 | Inverters | 3800 |  | 1 |  |  | 0.97 |  | Outdoor | side of home
Solar Registration Program | NJSRRE1543505846 | South Plainfield | 7080 | 11 | 5.04 | Residential | Yes | Behind the Meter | Trinity Solar | PSE&G | Accepted | 2019-12-10 | 2019-12-13 | 2020-12-13 | Hanwha 315 | Q.PEAK DUO BLK-G5 315 | Solar Panels |  | 0.315 | 16 | 163 | 23 |  | Fixed | Roof
Solar Registration Program | NJSRRE1543505846 | South Plainfield | 7080 | 11 | 5.04 | Residential | Yes | Behind the Meter | Trinity Solar | PSE&G | Accepted | 2019-12-10 | 2019-12-13 | 2020-12-13 | Solar Edge | SE3800H-US | Inverters | 3800 |  | 1 |  |  | 0.97 |  | Outside | side of home
Solar Registration Program | NJSRRE1543505878 | ISELIN | 8830 | 11 | 5.04 | Residential | Yes | Behind the Meter | Vivint Solar Developer, LLC | PSE&G | Accepted | 2019-12-10 | 2019-12-12 | 2020-12-12 | HANWHA SOLAR | Q.PEAK BLK-G5 315 | Solar Panels |  | 0.315 | 6 | 360 | 15 |  | Fixed | Roof
Solar Registration Program | NJSRRE1543505878 | ISELIN | 8830 | 11 | 5.04 | Residential | Yes | Behind the Meter | Vivint Solar Developer, LLC | PSE&G | Accepted | 2019-12-10 | 2019-12-12 | 2020-12-12 | HANWHA SOLAR | Q.PEAK BLK-G5 315 | Solar Panels |  | 0.315 | 10 | 180 | 40 |  | Fixed | Roof
Solar Registration Program | NJSRRE1543505878 | ISELIN | 8830 | 11 | 5.04 | Residential | Yes | Behind the Meter | Vivint Solar Developer, LLC | PSE&G | Accepted | 2019-12-10 | 2019-12-12 | 2020-12-12 | SOLAREDGE | SE3800H-US | Inverters | 3800 |  | 1 |  |  | 0.992 |  | Outdoor | Near the Utility Meter
Solar Registration Program | NJSRRE1543506357 | Teaneck | 7666 | 7 | 5.04 | Residential | Yes | Behind the Meter | Trinity Solar | PSE&G | Accepted | 2019-12-10 | 2019-12-13 | 2020-12-13 | HANWHA | Q.PEAK DUO BLK-G5 315 | Solar Panels |  | 0.315 | 16 | 207 | 37 |  | Fixed | Roof
Solar Registration Program | NJSRRE1543506357 | Teaneck | 7666 | 7 | 5.04 | Residential | Yes | Behind the Meter | Trinity Solar | PSE&G | Accepted | 2019-12-10 | 2019-12-13 | 2020-12-13 | Solar Edge | SE3800H-US000BNC4 | Inverters | 3800 |  | 1 |  |  | 0.97 |  | Outdoor | side of home
Solar Registration Program | NJSRRE1543509761 | Clifton | 7013 | 6 | 5.04 | Residential | No | Behind the Meter | Trinity Solar | PSE&G | Accepted | 2019-12-11 | 2019-12-13 | 2020-12-13 | Hanwha 315 | Q.PEAK DUO BLK-G5 315 | Solar Panels |  | 0.315 | 16 | 223 | 23 |  | Fixed | Roof
Solar Registration Program | NJSRRE1543509761 | Clifton | 7013 | 6 | 5.04 | Residential | No | Behind the Meter | Trinity Solar | PSE&G | Accepted | 2019-12-11 | 2019-12-13 | 2020-12-13 | Solar Edge | SE3800H-US | Inverters | 3800 |  | 1 |  |  | 0.97 |  | Outside | side of home
Solar Registration Program | NJSRRE1543513275 | Clifton | 7011 | 6 | 5.04 | Residential | No | Behind the Meter | Trinity Solar | PSE&G | Accepted | 2019-12-11 | 2019-12-16 | 2020-12-16 | Hanwha 315 | Q.PEAK DUO BLK-G5 315 | Solar Panels |  | 0.315 | 10 | 167 | 30 |  | Fixed | Roof
Solar Registration Program | NJSRRE1543513275 | Clifton | 7011 | 6 | 5.04 | Residential | No | Behind the Meter | Trinity Solar | PSE&G | Accepted | 2019-12-11 | 2019-12-16 | 2020-12-16 | Hanwha 315 | Q.PEAK DUO BLK-G5 315 | Solar Panels |  | 0.315 | 6 | 77 | 30 |  | Fixed | Roof
Solar Registration Program | NJSRRE1543513275 | Clifton | 7011 | 6 | 5.04 | Residential | No | Behind the Meter | Trinity Solar | PSE&G | Accepted | 2019-12-11 | 2019-12-16 | 2020-12-16 | Solar Edge | SE3800H-US | Inverters | 3800 |  | 1 |  |  | 0.97 |  | Outside | side of home
Solar Registration Program | NJSRRE1543532580 | Vineland | 8361 | 20 | 5.04 | Residential | Yes | Behind the Meter | Trinity Solar | Vineland Muni Electric | Accepted | 2019-12-12 | 2019-12-17 | 2020-12-17 | HANWHA | SE3800H-US000BNC4 | Solar Panels |  | 0.315 | 16 | 184 | 18 |  | Fixed | Roof
Solar Registration Program | NJSRRE1543532580 | Vineland | 8361 | 20 | 5.04 | Residential | Yes | Behind the Meter | Trinity Solar | Vineland Muni Electric | Accepted | 2019-12-12 | 2019-12-17 | 2020-12-17 | Solar Edge | SE3800H-US000BNC4 | Inverters | 3800 |  | 1 |  |  | 0.97 |  | Outdoor | side of home
Solar Registration Program | NJSRRE1543547176 | Middlesex | 8846 | 11 | 5.04 | Residential | Yes | Behind the Meter | Trinity Solar | PSE&G | Accepted | 2019-12-13 | 2019-12-17 | 2020-12-17 | HANWHA | Q.PEAK DUO BLK-G5 315 | Solar Panels |  | 0.315 | 16 | 212 | 34 |  | Fixed | Roof
Solar Registration Program | NJSRRE1543547176 | Middlesex | 8846 | 11 | 5.04 | Residential | Yes | Behind the Meter | Trinity Solar | PSE&G | Accepted | 2019-12-13 | 2019-12-17 | 2020-12-17 | SOLAR EDGE | SE3800H-US | Inverters | 3800 |  | 1 |  |  | 0.97 |  | Outside | SIDE OF HOME
Solar Registration Program | NJSRRE1543547272 | Matawan | 7747 | 17 | 5.04 | Residential | No | Behind the Meter | Trinity Solar | JCP&L | Accepted | 2019-12-13 | 2019-12-17 | 2020-12-17 | Hanwha 315 | Q.PEAK DUO BLK-G5 315 | Solar Panels |  | 0.315 | 12 | 211 | 34 |  | Fixed | Roof
Solar Registration Program | NJSRRE1543547272 | Matawan | 7747 | 17 | 5.04 | Residential | No | Behind the Meter | Trinity Solar | JCP&L | Accepted | 2019-12-13 | 2019-12-17 | 2020-12-17 | Hanwha 315 | Q.PEAK DUO BLK-G5 315 | Solar Panels |  | 0.315 | 4 | 301 | 5 |  | Fixed | Roof
Solar Registration Program | NJSRRE1543547272 | Matawan | 7747 | 17 | 5.04 | Residential | No | Behind the Meter | Trinity Solar | JCP&L | Accepted | 2019-12-13 | 2019-12-17 | 2020-12-17 | Solar Edge | SE3800H-US | Inverters | 3800 |  | 1 |  |  | 0.97 |  | Outside | Side of home
Solar Registration Program | NJSRRE1543547292 | Lavallette | 8735 | 18 | 5.04 | Residential | No | Behind the Meter | Solar Spectrum LLC | JCP&L | Accepted | 2019-12-13 | 2019-12-17 | 2020-12-17 | Q CELLS | Q.PEAK-DUO-BLK-G5-315 | Solar Panels |  | 0.315 | 16 | 104 | 23 |  | Fixed | Roof
Solar Registration Program | NJSRRE1543547292 | Lavallette | 8735 | 18 | 5.04 | Residential | No | Behind the Meter | Solar Spectrum LLC | JCP&L | Accepted | 2019-12-13 | 2019-12-17 | 2020-12-17 | SolarEdge Tech. | SE3800H-US | Inverters | 16 |  | 1 |  |  | 0.99 |  | Outdoor | near meter
Solar Registration Program | NJSRRE1543550224 | Deptford Township | 8096 | 15 | 5.04 | Residential | Yes | Behind the Meter | Suntuity Solar LLC | PSE&G | Accepted | 2019-12-14 | 2019-12-18 | 2020-12-18 | Yingli Green Energy | YL315D-30b | Solar Panels |  | 0.315 | 16 | 180 | 18 |  | Fixed | Roof
Solar Registration Program | NJSRRE1543550224 | Deptford Township | 8096 | 15 | 5.04 | Residential | Yes | Behind the Meter | Suntuity Solar LLC | PSE&G | Accepted | 2019-12-14 | 2019-12-18 | 2020-12-18 | Enphase Energy | IQ7-60-2-US | Inverters | 240 |  | 16 |  |  | 0.97 |  | Outdoor | Behind the PV Modules
Solar Registration Program | NJSRRE1543552442 | Swedesboro | 8085 | 15 | 5.04 | Residential | Yes | Behind the Meter | Trinity Solar | AC Electric | Accepted | 2019-12-16 | 2019-12-19 | 2020-12-19 | Hanwha | Q.PEAK DUO BLK-G5 315 | Solar Panels |  | 0.315 | 8 | 20 | 18 |  | Fixed | Roof
Solar Registration Program | NJSRRE1543552442 | Swedesboro | 8085 | 15 | 5.04 | Residential | Yes | Behind the Meter | Trinity Solar | AC Electric | Accepted | 2019-12-16 | 2019-12-19 | 2020-12-19 | Hanwha | Q.PEAK DUO BLK-G5 315 | Solar Panels |  | 0.315 | 8 | 200 | 18 |  | Fixed | Roof
Solar Registration Program | NJSRRE1543552442 | Swedesboro | 8085 | 15 | 5.04 | Residential | Yes | Behind the Meter | Trinity Solar | AC Electric | Accepted | 2019-12-16 | 2019-12-19 | 2020-12-19 | Solar Edge | SE3800 | Inverters | 3800 |  | 1 |  |  | 0.97 |  | Outside | side of home
Solar Registration Program | NJSRRE1543570770 | Williamstown | 8094 | 15 | 5.04 | Residential | Yes | Behind the Meter | Trinity Solar | AC Electric | Accepted | 2019-12-19 | 2019-12-23 | 2020-12-23 | HANWHA | Q.PEAK DUO BLK-G5 315 | Solar Panels |  | 0.315 | 16 | 231 | 18 |  | Fixed | Roof
Solar Registration Program | NJSRRE1543570770 | Williamstown | 8094 | 15 | 5.04 | Residential | Yes | Behind the Meter | Trinity Solar | AC Electric | Accepted | 2019-12-19 | 2019-12-23 | 2020-12-23 | SOLAR EDGE | SE3800H-US | Inverters | 3800 |  | 1 |  |  | 0.97 |  | Outside | SIDE OF HOME
Solar Registration Program | NJSRRE1543570823 | PARSIPPANY | 7054 | 3 | 5.04 | Residential | Yes | Behind the Meter | Vivint Solar Developer, LLC | JCP&L | Accepted | 2019-12-20 | 2019-12-23 | 2020-12-23 | HANWHA SOLAR | Q.PEAK BLK-G5 315 | Solar Panels |  | 0.315 | 16 | 289 | 34 |  | Fixed | Roof
Solar Registration Program | NJSRRE1543570823 | PARSIPPANY | 7054 | 3 | 5.04 | Residential | Yes | Behind the Meter | Vivint Solar Developer, LLC | JCP&L | Accepted | 2019-12-20 | 2019-12-23 | 2020-12-23 | SOLAREDGE | SE3800H-US | Inverters | 3800 |  | 1 |  |  | 0.992 |  | Outdoor | Near the Utility Meter
Solar Registration Program | NJSRRE1543571091 | Oak Ridge | 7438 | 6 | 5.04 | Residential | Yes | Behind the Meter | Vision Solar LLC | JCP&L | Accepted | 2019-12-19 | 2019-12-26 | 2020-12-26 | hanwa qcells | q.peak duo-g5 315 | Solar Panels |  | 0.315 | 16 | 202 | 29 |  | Fixed | Roof
Solar Registration Program | NJSRRE1543571091 | Oak Ridge | 7438 | 6 | 5.04 | Residential | Yes | Behind the Meter | Vision Solar LLC | JCP&L | Accepted | 2019-12-19 | 2019-12-26 | 2020-12-26 | enphase | iq7-60-2-us | Inverters | 0.25 |  | 1 |  |  | 0.96 |  | Other | behind panels
Solar Registration Program | NJSRRE1543575265 | Neptune City | 7753 | 17 | 5.04 | Residential | Yes | Behind the Meter | Trinity Solar | JCP&L | Accepted | 2019-12-20 | 2019-12-26 | 2020-12-26 | Hanwha | Q.PEAK DUO BLK-G5 315 | Solar Panels |  | 0.315 | 12 | 265 | 23 |  | Fixed | Roof
Solar Registration Program | NJSRRE1543575265 | Neptune City | 7753 | 17 | 5.04 | Residential | Yes | Behind the Meter | Trinity Solar | JCP&L | Accepted | 2019-12-20 | 2019-12-26 | 2020-12-26 | Hanwha | Q.PEAK DUO BLK-G5 315 | Solar Panels |  | 0.315 | 4 | 175 | 34 |  | Fixed | Roof
Solar Registration Program | NJSRRE1543575265 | Neptune City | 7753 | 17 | 5.04 | Residential | Yes | Behind the Meter | Trinity Solar | JCP&L | Accepted | 2019-12-20 | 2019-12-26 | 2020-12-26 | Solar Edge | SE3800 | Inverters | 3800 |  | 1 |  |  | 0.97 |  | Outside | side of home
Solar Registration Program | NJSRRE1543586330 | Ridgefield | 7660 | 7 | 5.04 | Residential | Yes | Behind the Meter | Trinity Solar | PSE&G | Accepted | 2019-12-20 | 2019-12-26 | 2020-12-26 | HANWHA | Q.PEAK DUO BLK-G5 315 | Solar Panels |  | 0.315 | 16 | 196 | 30 |  | Fixed | Roof
Solar Registration Program | NJSRRE1543586330 | Ridgefield | 7660 | 7 | 5.04 | Residential | Yes | Behind the Meter | Trinity Solar | PSE&G | Accepted | 2019-12-20 | 2019-12-26 | 2020-12-26 | Solar Edge | SE3800H-US000BNC4 | Inverters | 3800 |  | 1 |  |  | 0.97 |  | Outdoor | side of home
Solar Registration Program | NJSRRE1543656991 | Landing | 7850 | 3 | 5.04 | Residential | Yes | Behind the Meter | Vivint Solar Developer, LLC | JCP&L | Accepted | 2019-12-23 | 2019-12-27 | 2020-12-27 | Hanwha Solar | Q.PEAK BLK-G5 315 | Solar Panels |  | 0.315 | 11 | 178 | 23 |  | Fixed | Roof
Solar Registration Program | NJSRRE1543656991 | Landing | 7850 | 3 | 5.04 | Residential | Yes | Behind the Meter | Vivint Solar Developer, LLC | JCP&L | Accepted | 2019-12-23 | 2019-12-27 | 2020-12-27 | Hanwha Solar | Q.PEAK BLK-G5 315 | Solar Panels |  | 0.315 | 5 | 358 | 23 |  | Fixed | Roof
Solar Registration Program | NJSRRE1543656991 | Landing | 7850 | 3 | 5.04 | Residential | Yes | Behind the Meter | Vivint Solar Developer, LLC | JCP&L | Accepted | 2019-12-23 | 2019-12-27 | 2020-12-27 | Solar Edge | SE3800H-US | Inverters | 3800 |  | 1 |  |  | 0.992 |  | Outdoor | Near the utility meter
Solar Registration Program | NJSRRE1543672329 | OCEAN CITY | 8226 | 21 | 5.04 | Residential | No | Behind the Meter | Vivint Solar Developer, LLC | AC Electric | Accepted | 2019-12-26 | 2019-12-30 | 2020-12-30 | Hanwha Solar | Q.PEAK BLK-G5 315 | Solar Panels |  | 0.315 | 12 | 219 | 30 |  | Fixed | Roof
Solar Registration Program | NJSRRE1543672329 | OCEAN CITY | 8226 | 21 | 5.04 | Residential | No | Behind the Meter | Vivint Solar Developer, LLC | AC Electric | Accepted | 2019-12-26 | 2019-12-30 | 2020-12-30 | Hanwha Solar | Q.PEAK BLK-G5 315 | Solar Panels |  | 0.315 | 4 | 39 | 30 |  | Fixed | Roof
Solar Registration Program | NJSRRE1543672329 | OCEAN CITY | 8226 | 21 | 5.04 | Residential | No | Behind the Meter | Vivint Solar Developer, LLC | AC Electric | Accepted | 2019-12-26 | 2019-12-30 | 2020-12-30 | Solar Edge | SE3800H-US | Inverters | 3800 |  | 1 |  |  | 0.992 |  | Outdoor | Near the utility meter
Solar Registration Program | NJSRRE1543821312 | EDISON | 8837 | 11 | 5.04 | Residential | Yes | Behind the Meter | Vivint Solar Developer, LLC | PSE&G | Accepted | 2019-12-26 | 2019-12-31 | 2020-12-31 | Hanwha Solar | Q.PEAK BLK-G5 315 | Solar Panels |  | 0.315 | 16 | 203 | 23 |  | Fixed | Roof
Solar Registration Program | NJSRRE1543821312 | EDISON | 8837 | 11 | 5.04 | Residential | Yes | Behind the Meter | Vivint Solar Developer, LLC | PSE&G | Accepted | 2019-12-26 | 2019-12-31 | 2020-12-31 | Solar Edge | SE3800H-US | Inverters | 3800 |  | 1 |  |  | 0.992 |  | Outdoor | Near the utility meter
Solar Registration Program | NJSRRE1540206127 | Camden City | 8105 | 14 | 5.1 | Residential | No | Behind the Meter | 1st Light Energy Inc | PSE&G | Accepted | 2019-01-04 | 2019-01-08 | 2020-01-08 | SolarEdge | SE5000H-USRGM | Inverters | 5000 |  | 1 |  |  | 0.99 |  | Outside | Within 10 feet of Meter
Solar Registration Program | NJSRRE1540206127 | Camden City | 8105 | 14 | 5.1 | Residential | No | Behind the Meter | 1st Light Energy Inc | PSE&G | Accepted | 2019-01-04 | 2019-01-08 | 2020-01-08 | Trina Solar | TSM-300DD05A.05(II) | Solar Panels |  | 0.3 | 17 | 212 | 23 |  | Fixed | Roof
Solar Registration Program | NJSRRE1540215889 | Hillside | 7205 | 10 | 5.1 | Residential | No | Behind the Meter | Whitman Construction, LLC | PSE&G | Accepted | 2019-01-08 | 2019-01-10 | 2020-01-10 | Trina Solar | TSM300-DD05A | Solar Panels |  | 0.3 | 17 | 126 | 12 |  | Fixed | Roof
Solar Registration Program | NJSRRE1540215889 | Hillside | 7205 | 10 | 5.1 | Residential | No | Behind the Meter | Whitman Construction, LLC | PSE&G | Accepted | 2019-01-08 | 2019-01-10 | 2020-01-10 | Solar Edge | SE5000H-US | Inverters | 0.24 |  | 17 |  |  | 0.992 |  | Outside | roof
Solar Registration Program | NJSRRE1540351680 | Williamstown | 8094 | 15 | 5.1 | Residential | Yes | Behind the Meter | RCL Enterprises Inc. | AC Electric | Accepted | 2019-02-11 | 2019-02-14 | 2020-02-14 | Jinko | JKM-300M | Solar Panels |  | 0.3 | 12 | 190 | 24 |  | Fixed | Roof
Solar Registration Program | NJSRRE1540351680 | Williamstown | 8094 | 15 | 5.1 | Residential | Yes | Behind the Meter | RCL Enterprises Inc. | AC Electric | Accepted | 2019-02-11 | 2019-02-14 | 2020-02-14 | Jinko | JKM-300M | Solar Panels |  | 0.3 | 5 | 280 | 24 |  | Fixed | Roof
Solar Registration Program | NJSRRE1540351680 | Williamstown | 8094 | 15 | 5.1 | Residential | Yes | Behind the Meter | RCL Enterprises Inc. | AC Electric | Accepted | 2019-02-11 | 2019-02-14 | 2020-02-14 | Enphase | IQ7 | Inverters | 4080 |  | 17 |  |  | 0.96 |  | Outdoor | under panels
Solar Registration Program | NJSRRE1540908723 | Cherry Hill TWP | 8003 | 14 | 5.1 | Residential | No | Behind the Meter | Spectrum Energy, Inc. | PSE&G | Accepted | 2019-04-30 | 2019-05-02 | 2020-05-02 | Axitec | AC-300M/156-60S | Solar Panels |  | 0.3 | 17 | 177 | 24 |  | Fixed | Roof
Solar Registration Program | NJSRRE1540908723 | Cherry Hill TWP | 8003 | 14 | 5.1 | Residential | No | Behind the Meter | Spectrum Energy, Inc. | PSE&G | Accepted | 2019-04-30 | 2019-05-02 | 2020-05-02 | SolarEdge | SE3800H-US | Inverters | 3.8 |  | 1 |  |  | 0.97 |  | Outside | next to current meter
Solar Registration Program | NJSRRE1541443732 | UNION | 7083 | 10 | 5.1 | Residential | Yes | Behind the Meter | Pro Custom Solar dba Momentum Solar | PSE&G | Accepted | 2019-06-21 | 2019-06-26 | 2020-06-26 | LG Electronics | LG 340N1C-A5 | Solar Panels |  | 0.34 | 15 | 135 | 27 |  | Fixed | Roof
Solar Registration Program | NJSRRE1541443732 | UNION | 7083 | 10 | 5.1 | Residential | Yes | Behind the Meter | Pro Custom Solar dba Momentum Solar | PSE&G | Accepted | 2019-06-21 | 2019-06-26 | 2020-06-26 | Enphase | IQ7-60-2-US | Inverters | 340 |  | 15 |  |  | 0.97 |  | Outdoor | Roof
Solar Registration Program | NJSRRE1541621670 | NORTH BERGEN | 7047 | 8 | 5.1 | Residential | Yes | Behind the Meter | Pro Custom Solar dba Momentum Solar | PSE&G | Accepted | 2019-07-08 | 2019-07-10 | 2020-07-10 | LG ELECTRONICS | LG 340N1C-V5 | Solar Panels |  | 0.34 | 15 | 123 | 40 |  | Fixed | Roof
Solar Registration Program | NJSRRE1541621670 | NORTH BERGEN | 7047 | 8 | 5.1 | Residential | Yes | Behind the Meter | Pro Custom Solar dba Momentum Solar | PSE&G | Accepted | 2019-07-08 | 2019-07-10 | 2020-07-10 | ENPHASE | IQ7-60-2-US | Inverters | 250 |  | 15 |  |  | 0.97 |  | Outdoor | Roof
Solar Registration Program | NJSRRE1541708798 | Lakewood | 8701 | 18 | 5.1 | Residential | Yes | Behind the Meter | Powerlutions | JCP&L | Accepted | 2019-07-29 | 2019-08-05 | 2020-08-05 | Trina | TSM-300 DD05A | Solar Panels |  | 0.3 | 15 | 249 | 46 |  | Fixed | Roof
Solar Registration Program | NJSRRE1541708798 | Lakewood | 8701 | 18 | 5.1 | Residential | Yes | Behind the Meter | Powerlutions | JCP&L | Accepted | 2019-07-29 | 2019-08-05 | 2020-08-05 | Trina | TSM-300 DD05A | Solar Panels |  | 0.3 | 2 | 159 | 36 |  | Fixed | Roof
Solar Registration Program | NJSRRE1541708798 | Lakewood | 8701 | 18 | 5.1 | Residential | Yes | Behind the Meter | Powerlutions | JCP&L | Accepted | 2019-07-29 | 2019-08-05 | 2020-08-05 | SolarEdge | SE3800H-US | Inverters | 3.8 |  | 1 |  |  | 0.99 |  | Outdoor | Near Meter
Solar Registration Program | NJSRRE1542501315 | Paulsboro | 8066 | 15 | 5.1 | Residential | No | Behind the Meter | Bright Planet Solar | AC Electric | Accepted | 2019-10-03 | 2019-10-08 | 2020-10-08 | TRINA SOLAR | TSM-DD05A.18(II) 300W | Solar Panels |  | 0.3 | 17 | 165 | 20 |  | Fixed | Roof
Solar Registration Program | NJSRRE1542501315 | Paulsboro | 8066 | 15 | 5.1 | Residential | No | Behind the Meter | Bright Planet Solar | AC Electric | Accepted | 2019-10-03 | 2019-10-08 | 2020-10-08 | SOLAR EDGE | SE5000H-USRGM | Inverters | 5000 |  | 1 |  |  | 0.98 |  | Outdoor | NEXT TO METER
Solar Registration Program | NJSRRE1542541838 | Union | 7083 | 10 | 5.1 | Residential | No | Behind the Meter | Green Power Energy | PSE&G | Accepted | 2019-10-14 | 2019-10-17 | 2020-10-17 | Panasonic | VBHN340SA17 | Solar Panels |  | 0.34 | 9 | 235 | 20 |  | Fixed | Roof
Solar Registration Program | NJSRRE1542541838 | Union | 7083 | 10 | 5.1 | Residential | No | Behind the Meter | Green Power Energy | PSE&G | Accepted | 2019-10-14 | 2019-10-17 | 2020-10-17 | Panasonic | VBHN340SA17 | Solar Panels |  | 0.34 | 6 | 145 | 20 |  | Fixed | Roof
Solar Registration Program | NJSRRE1542541838 | Union | 7083 | 10 | 5.1 | Residential | No | Behind the Meter | Green Power Energy | PSE&G | Accepted | 2019-10-14 | 2019-10-17 | 2020-10-17 | Solar Edge | SE5000H-US | Inverters | 5000 |  | 1 |  |  | 0.97 |  | Outside | next to meter
Solar Registration Program | NJSRRE1542589608 | Vineland | 8360 | 20 | 5.1 | Residential | Yes | Behind the Meter | Bright Planet Solar | Vineland Muni Electric | Accepted | 2019-10-25 | 2019-10-29 | 2020-10-29 | Hanwha Q-Cells | Q.PEAK-G4.1 300W | Solar Panels |  | 0.3 | 10 | 93 | 23 |  | Fixed | Roof
Solar Registration Program | NJSRRE1542589608 | Vineland | 8360 | 20 | 5.1 | Residential | Yes | Behind the Meter | Bright Planet Solar | Vineland Muni Electric | Accepted | 2019-10-25 | 2019-10-29 | 2020-10-29 | Hanwha Q-Cells | Q.PEAK-G4.1 300W | Solar Panels |  | 0.3 | 7 | 182 | 9 |  | Fixed | Roof
Solar Registration Program | NJSRRE1542589608 | Vineland | 8360 | 20 | 5.1 | Residential | Yes | Behind the Meter | Bright Planet Solar | Vineland Muni Electric | Accepted | 2019-10-25 | 2019-10-29 | 2020-10-29 | Solar Edge | SE5000H-USRGM | Inverters | 5000 |  | 1 |  |  | 0.98 |  | Outdoor | Next to meter
Solar Registration Program | NJSRRE1542589833 | Vineland | 8360 | 20 | 5.1 | Residential | Yes | Behind the Meter | Bright Planet Solar | Vineland Muni Electric | Accepted | 2019-10-25 | 2019-10-29 | 2020-10-29 | Hanwha Q-Cells | Q.PEAK-G4.1 300W | Solar Panels |  | 0.3 | 12 | 183 | 18 |  | Fixed | Roof
Solar Registration Program | NJSRRE1542589833 | Vineland | 8360 | 20 | 5.1 | Residential | Yes | Behind the Meter | Bright Planet Solar | Vineland Muni Electric | Accepted | 2019-10-25 | 2019-10-29 | 2020-10-29 | Hanwha Q-Cells | Q.PEAK-G4.1 300W | Solar Panels |  | 0.3 | 5 | 183 | 18 |  | Fixed | Roof
Solar Registration Program | NJSRRE1542589833 | Vineland | 8360 | 20 | 5.1 | Residential | Yes | Behind the Meter | Bright Planet Solar | Vineland Muni Electric | Accepted | 2019-10-25 | 2019-10-29 | 2020-10-29 | Solar Edge | SE5000H-USRGM | Inverters | 5000 |  | 1 |  |  | 0.98 |  | Outdoor | Next to meter
Solar Registration Program | NJSRRE1543497664 | Linden | 7036 | 10 | 5.1 | Residential | Yes | Behind the Meter | Pro Custom Solar dba Momentum Solar | PSE&G | Accepted | 2019-12-06 | 2019-12-10 | 2020-12-10 | LONGI | LR6-60PB-300M | Solar Panels |  | 0.3 | 14 | 128 | 33 |  | Fixed | Roof
Solar Registration Program | NJSRRE1543497664 | Linden | 7036 | 10 | 5.1 | Residential | Yes | Behind the Meter | Pro Custom Solar dba Momentum Solar | PSE&G | Accepted | 2019-12-06 | 2019-12-10 | 2020-12-10 | LONGI | LR6-60PB-300M | Solar Panels |  | 0.3 | 3 | 308 | 34 |  | Fixed | Roof
Solar Registration Program | NJSRRE1543497664 | Linden | 7036 | 10 | 5.1 | Residential | Yes | Behind the Meter | Pro Custom Solar dba Momentum Solar | PSE&G | Accepted | 2019-12-06 | 2019-12-10 | 2020-12-10 | Enphase Energy | IQ6-60-2-US | Inverters | 240 |  | 17 |  |  | 0.97 |  | Outdoor | Roof
Solar Registration Program | NJSRRE1540169321 | Toms River | 8755 | 18 | 5.11 | Commercial | No | Behind the Meter | Eznergy | JCP&L | Accepted | 2018-12-31 | 2019-01-04 | 2020-07-04 | Trina | TSM 365 | Solar Panels |  | 0.365 | 14 | 181 | 5 |  | Fixed | Ground
Solar Registration Program | NJSRRE1540169321 | Toms River | 8755 | 18 | 5.11 | Commercial | No | Behind the Meter | Eznergy | JCP&L | Accepted | 2018-12-31 | 2019-01-04 | 2020-07-04 | Solar Edge | SE9KUS | Inverters | 9000 |  | 1 |  |  | 0.98 |  | Other | Near array
Solar Registration Program | NJSRRE1540459448 | Paulsboro | 8066 | 15 | 5.12 | Residential | Yes | Behind the Meter | Skyline Solar, LLC | AC Electric | Accepted | 2019-03-07 | 2019-03-11 | 2020-03-11 | Silfab | SLA-M 320Wp | Solar Panels |  | 0.32 | 16 | 212 | 40 |  | Fixed | Roof
Solar Registration Program | NJSRRE1540459448 | Paulsboro | 8066 | 15 | 5.12 | Residential | Yes | Behind the Meter | Skyline Solar, LLC | AC Electric | Accepted | 2019-03-07 | 2019-03-11 | 2020-03-11 | SolarEdge | SE3800H-US000NNC2 | Inverters | 3800 |  | 1 |  |  | 0.99 |  | Outdoor | within 5 feet of meter
Solar Registration Program | NJSRRE1540459467 | Newark | 7107 | 9 | 5.12 | Residential | Yes | Behind the Meter | Skyline Solar, LLC | PSE&G | Accepted | 2019-03-07 | 2019-03-11 | 2020-03-11 | Silfab | SLA-M 320Wp | Solar Panels |  | 0.32 | 16 | 201 | 12 |  | Fixed | Roof
Solar Registration Program | NJSRRE1540459467 | Newark | 7107 | 9 | 5.12 | Residential | Yes | Behind the Meter | Skyline Solar, LLC | PSE&G | Accepted | 2019-03-07 | 2019-03-11 | 2020-03-11 | SolarEdge | SE3800H-US000NNC2 | Inverters | 3800 |  | 1 |  |  | 0.99 |  | Outdoor | within 5 feet of meter
Solar Registration Program | NJSRRE1540459474 | Trenton | 8618 | 12 | 5.12 | Residential | Yes | Behind the Meter | Skyline Solar, LLC | PSE&G | Accepted | 2019-03-07 | 2019-04-01 | 2020-04-01 | Silfab | SLA-M 320Wp | Solar Panels |  | 0.32 | 16 | 234 | 18 |  | Fixed | Roof
Solar Registration Program | NJSRRE1540459474 | Trenton | 8618 | 12 | 5.12 | Residential | Yes | Behind the Meter | Skyline Solar, LLC | PSE&G | Accepted | 2019-03-07 | 2019-04-01 | 2020-04-01 | Solar Edge | SE3800H-US000NNC2 | Inverters | 3800 |  | 1 |  |  | 0.99 |  | Outdoor | within 5 feet of meter
Solar Registration Program | NJSRRE1540459666 | Ewing | 8638 | 12 | 5.12 | Residential | Yes | Behind the Meter | Skyline Solar, LLC | PSE&G | Accepted | 2019-03-07 | 2019-03-11 | 2020-03-11 | Silfab | SLA-M 320Wp | Solar Panels |  | 0.32 | 16 | 250 | 20 |  | Fixed | Roof
Solar Registration Program | NJSRRE1540459666 | Ewing | 8638 | 12 | 5.12 | Residential | Yes | Behind the Meter | Skyline Solar, LLC | PSE&G | Accepted | 2019-03-07 | 2019-03-11 | 2020-03-11 | SolarEdge | SE3800H-US000NNC2 | Inverters | 3800 |  | 1 |  |  | 0.99 |  | Outdoor | within 5 feet of meter
Solar Registration Program | NJSRRE1540459668 | Jersey City | 7304 | 8 | 5.12 | Residential | Yes | Behind the Meter | Skyline Solar, LLC | PSE&G | Accepted | 2019-03-07 | 2019-03-08 | 2020-03-08 | Silfab | SLA-M 320Wp | Solar Panels |  | 0.32 | 16 | 211 | 10 |  | Fixed | Roof
Solar Registration Program | NJSRRE1540459668 | Jersey City | 7304 | 8 | 5.12 | Residential | Yes | Behind the Meter | Skyline Solar, LLC | PSE&G | Accepted | 2019-03-07 | 2019-03-08 | 2020-03-08 | SolarEdge | SE3800H-US000NNC2 | Inverters | 3800 |  | 1 |  |  | 0.99 |  | Outdoor | within 5 feet of meter
Solar Registration Program | NJSRRE1540459669 | East Orange | 7018 | 9 | 5.12 | Residential | Yes | Behind the Meter | Skyline Solar, LLC | PSE&G | Accepted | 2019-03-07 | 2019-03-08 | 2020-03-08 | Silfab | SLA-M 320Wp | Solar Panels |  | 0.32 | 16 | 292 | 43 |  | Fixed | Roof
Solar Registration Program | NJSRRE1540459669 | East Orange | 7018 | 9 | 5.12 | Residential | Yes | Behind the Meter | Skyline Solar, LLC | PSE&G | Accepted | 2019-03-07 | 2019-03-08 | 2020-03-08 | SolarEdge | SE3800H-US000NNC2 | Inverters | 3800 |  | 1 |  |  | 0.99 |  | Outside | within 5 feet of meter
Solar Registration Program | NJSRRE1540459674 | Hamilton | 8610 | 12 | 5.12 | Residential | Yes | Behind the Meter | Skyline Solar, LLC | PSE&G | Accepted | 2019-03-07 | 2019-03-08 | 2020-03-08 | Silfab | SLA-M 320Wp | Solar Panels |  | 0.32 | 16 | 213 | 23 |  | Fixed | Roof
Solar Registration Program | NJSRRE1540459674 | Hamilton | 8610 | 12 | 5.12 | Residential | Yes | Behind the Meter | Skyline Solar, LLC | PSE&G | Accepted | 2019-03-07 | 2019-03-08 | 2020-03-08 | SolarEdge | SE3800H-US000NNC2 | Inverters | 3800 |  | 1 |  |  | 0.99 |  | Outside | within 5 feet of meter
Solar Registration Program | NJSRRE1540459675 | Blackwood | 8012 | 14 | 5.12 | Residential | Yes | Behind the Meter | Skyline Solar, LLC | PSE&G | Accepted | 2019-03-07 | 2019-03-08 | 2020-03-08 | SolarEdge | SE3800H-US000NNC2 | Inverters | 3800 |  | 1 |  |  | 0.99 |  | Outside | within five feet of meter
Solar Registration Program | NJSRRE1540459675 | Blackwood | 8012 | 14 | 5.12 | Residential | Yes | Behind the Meter | Skyline Solar, LLC | PSE&G | Accepted | 2019-03-07 | 2019-03-08 | 2020-03-08 | Silfab | SLA-M 320Wp | Solar Panels |  | 0.32 | 16 | 150 | 22 |  | Fixed | Roof
Solar Registration Program | NJSRRE1540459678 | Pennsauken | 8110 | 14 | 5.12 | Residential | Yes | Behind the Meter | Skyline Solar, LLC | PSE&G | Accepted | 2019-03-08 | 2019-03-11 | 2020-03-11 | Silfab | SLA-M | Solar Panels |  | 0.32 | 4 | 328 | 12 |  | Fixed | Roof
Solar Registration Program | NJSRRE1540459678 | Pennsauken | 8110 | 14 | 5.12 | Residential | Yes | Behind the Meter | Skyline Solar, LLC | PSE&G | Accepted | 2019-03-08 | 2019-03-11 | 2020-03-11 | Silfab | SLA-M | Solar Panels |  | 0.32 | 8 | 148 | 38 |  | Fixed | Roof
Solar Registration Program | NJSRRE1540459678 | Pennsauken | 8110 | 14 | 5.12 | Residential | Yes | Behind the Meter | Skyline Solar, LLC | PSE&G | Accepted | 2019-03-08 | 2019-03-11 | 2020-03-11 | Silfab | SLA-M | Solar Panels |  | 0.32 | 4 | 148 | 12 |  | Fixed | Roof
Solar Registration Program | NJSRRE1540459678 | Pennsauken | 8110 | 14 | 5.12 | Residential | Yes | Behind the Meter | Skyline Solar, LLC | PSE&G | Accepted | 2019-03-08 | 2019-03-11 | 2020-03-11 | SolarEdge | SE3800H-US000NNC2 | Inverters | 3800 |  | 1 |  |  | 0.99 |  | Outside | within ten feet of meter
Solar Registration Program | NJSRRE1540459678 | Pennsauken | 8110 | 14 | 5.12 | Residential | Yes | Behind the Meter | Skyline Solar, LLC | PSE&G | Accepted | 2019-03-08 | 2019-03-11 | 2020-03-11 | SolarEdge | dcd-1ph-us-s6h-f-s | Meters |  |  | 1 |  |  |  | Yes | Outdoor
Solar Registration Program | NJSRRE1540459827 | Pleasantville | 8232 | 19 | 5.12 | Residential | Yes | Behind the Meter | Skyline Solar, LLC | AC Electric | Accepted | 2019-03-08 | 2019-03-11 | 2020-03-11 | Silfab | SLA-M 320Wp | Solar Panels |  | 0.32 | 16 | 296 | 165 |  | Fixed | Roof
Solar Registration Program | NJSRRE1540459827 | Pleasantville | 8232 | 19 | 5.12 | Residential | Yes | Behind the Meter | Skyline Solar, LLC | AC Electric | Accepted | 2019-03-08 | 2019-03-11 | 2020-03-11 | SolarEdge | SE3800H-US000NNC2 | Inverters | 3800 |  | 1 |  |  | 0.99 |  | Outside | within five feet of meter
Solar Registration Program | NJSRRE1540461272 | Willingboro | 8046 | 13 | 5.12 | Residential | Yes | Behind the Meter | Skyline Solar, LLC | PSE&G | Accepted | 2019-03-08 | 2019-03-18 | 2020-03-18 | Silfab | SLA-M 320Wp | Solar Panels |  | 0.32 | 16 | 221 | 27 |  | Fixed | Roof
Solar Registration Program | NJSRRE1540461272 | Willingboro | 8046 | 13 | 5.12 | Residential | Yes | Behind the Meter | Skyline Solar, LLC | PSE&G | Accepted | 2019-03-08 | 2019-03-18 | 2020-03-18 | SolarEdge | SE3800H-US000NNC2 | Inverters | 3800 |  | 1 |  |  | 0.99 |  | Outside | within five feet of meter
Solar Registration Program | NJSRRE1540461622 | East Rutherford | 7109 | 9 | 5.12 | Residential | Yes | Behind the Meter | Skyline Solar, LLC | PSE&G | Accepted | 2019-03-08 | 2019-03-18 | 2020-03-18 | SolarEdge | SE3800H-US000NNC2 | Inverters | 3800 |  | 1 |  |  | 0.99 |  | Outside | within five feet of meter
Solar Registration Program | NJSRRE1540461622 | East Rutherford | 7109 | 9 | 5.12 | Residential | Yes | Behind the Meter | Skyline Solar, LLC | PSE&G | Accepted | 2019-03-08 | 2019-03-18 | 2020-03-18 | Silfab | SLA-M 320Wp | Solar Panels |  | 0.32 | 16 | 124 | 36 |  | Fixed | Roof
Solar Registration Program | NJSRRE1540461653 | Newark | 7108 | 9 | 5.12 | Residential | Yes | Behind the Meter | Skyline Solar, LLC | PSE&G | Accepted | 2019-03-08 | 2019-03-11 | 2020-03-11 | Silfab | SLA-M 320Wp | Solar Panels |  | 0.32 | 16 | 197 | 10 |  | Fixed | Roof
Solar Registration Program | NJSRRE1540461653 | Newark | 7108 | 9 | 5.12 | Residential | Yes | Behind the Meter | Skyline Solar, LLC | PSE&G | Accepted | 2019-03-08 | 2019-03-11 | 2020-03-11 | SolarEdge | SE3800H-US000NNC2 | Inverters | 3800 |  | 1 |  |  | 0.99 |  | Outside | within five feet of meter
Solar Registration Program | NJSRRE1540461713 | Pleasantville | 8232 | 19 | 5.12 | Residential | Yes | Behind the Meter | Skyline Solar, LLC | AC Electric | Accepted | 2019-03-08 | 2019-03-11 | 2020-03-11 | Silfab | SLA-M | Solar Panels |  | 0.32 | 4 | 116 | 27 |  | Fixed | Roof
Solar Registration Program | NJSRRE1540461713 | Pleasantville | 8232 | 19 | 5.12 | Residential | Yes | Behind the Meter | Skyline Solar, LLC | AC Electric | Accepted | 2019-03-08 | 2019-03-11 | 2020-03-11 | Silfab | SLA-M | Solar Panels |  | 0.32 | 12 | 116 | 30 |  | Fixed | Roof
Solar Registration Program | NJSRRE1540461713 | Pleasantville | 8232 | 19 | 5.12 | Residential | Yes | Behind the Meter | Skyline Solar, LLC | AC Electric | Accepted | 2019-03-08 | 2019-03-11 | 2020-03-11 | SolarEdge | SE3800H-US000NNC2 | Inverters | 3800 |  | 1 |  |  | 0.99 |  | Outside | within ten feet of meter
Solar Registration Program | NJSRRE1540461713 | Pleasantville | 8232 | 19 | 5.12 | Residential | Yes | Behind the Meter | Skyline Solar, LLC | AC Electric | Accepted | 2019-03-08 | 2019-03-11 | 2020-03-11 | SolarEdge | se-rgmtr-1d-240c-a | Meters |  |  | 1 |  |  |  | Yes | Outdoor
Solar Registration Program | NJSRRE1540461729 | Cape May Courthouse | 8210 | 21 | 5.12 | Residential | Yes | Behind the Meter | Skyline Solar, LLC | AC Electric | Accepted | 2019-03-08 | 2019-03-11 | 2020-03-11 | Silfab | SLA-M 320Wp | Solar Panels |  | 0.32 | 16 | 296 | 26 |  | Fixed | Roof
Solar Registration Program | NJSRRE1540461729 | Cape May Courthouse | 8210 | 21 | 5.12 | Residential | Yes | Behind the Meter | Skyline Solar, LLC | AC Electric | Accepted | 2019-03-08 | 2019-03-11 | 2020-03-11 | SolarEdge | SE3800H-US000NNC2 | Inverters | 3800 |  | 1 |  |  | 0.99 |  | Outside | within five feet of meter
Solar Registration Program | NJSRRE1540461751 | Woodbine | 8270 | 21 | 5.12 | Residential | Yes | Behind the Meter | Skyline Solar, LLC | AC Electric | Accepted | 2019-03-08 | 2019-03-11 | 2020-03-11 | Silfab | SLA-M 320Wp | Solar Panels |  | 0.32 | 16 | 251 | 20 |  | Fixed | Roof
Solar Registration Program | NJSRRE1540461751 | Woodbine | 8270 | 21 | 5.12 | Residential | Yes | Behind the Meter | Skyline Solar, LLC | AC Electric | Accepted | 2019-03-08 | 2019-03-11 | 2020-03-11 | SolarEdge | SE3800H-US000NNC2 | Inverters | 3800 |  | 1 |  |  | 0.99 |  | Outside | within five feet of meter
Solar Registration Program | NJSRRE1540480608 | Camden | 8105 | 14 | 5.12 | Residential | Yes | Behind the Meter | Skyline Solar, LLC | PSE&G | Accepted | 2019-03-21 | 2019-03-22 | 2020-03-22 | Silfab | SLA-M 320Wp | Solar Panels |  | 0.32 | 16 | 145 | 24 |  | Fixed | Roof
Solar Registration Program | NJSRRE1540480608 | Camden | 8105 | 14 | 5.12 | Residential | Yes | Behind the Meter | Skyline Solar, LLC | PSE&G | Accepted | 2019-03-21 | 2019-03-22 | 2020-03-22 | Solar Edge | SE3800H-US000NNC2 | Inverters | 3800 |  | 1 |  |  | 0.99 |  | Outside | within five feet of meter
Solar Registration Program | NJSRRE1540510908 | Boonton | 7005 | 3 | 5.12 | Residential | No | Behind the Meter | Green House Solar | JCP&L | Accepted | 2019-03-21 | 2019-04-03 | 2020-04-03 | SunPower | E20-327-C-AC | Solar Panels |  | 0.32 | 16 | 202 | 33 |  | Fixed | Ground
Solar Registration Program | NJSRRE1540510908 | Boonton | 7005 | 3 | 5.12 | Residential | No | Behind the Meter | Green House Solar | JCP&L | Accepted | 2019-03-21 | 2019-04-03 | 2020-04-03 | SunPower | E20-327-C-AC | Inverters | 320 |  | 16 |  |  | 0.96 |  | Outdoor | Attached to panels
Solar Registration Program | NJSRRE1540721096 | Roselle | 7203 | 10 | 5.12 | Residential | Yes | Behind the Meter | Skyline Solar, LLC | PSE&G | Accepted | 2019-03-26 | 2019-03-27 | 2020-03-27 | Silfab | SLA-M 320 Wp | Solar Panels |  | 0.32 | 16 | 180 | 32 |  | Fixed | Roof
Solar Registration Program | NJSRRE1540721096 | Roselle | 7203 | 10 | 5.12 | Residential | Yes | Behind the Meter | Skyline Solar, LLC | PSE&G | Accepted | 2019-03-26 | 2019-03-27 | 2020-03-27 | Solar Edge | SE3800H-US000NC2 | Inverters | 3800 |  | 1 |  |  | 0.99 |  | Outside | within five feet of meter
Solar Registration Program | NJSRRE1540756149 | Roselle | 7203 | 10 | 5.12 | Residential | Yes | Behind the Meter | Skyline Solar, LLC | PSE&G | Accepted | 2019-03-29 | 2019-04-01 | 2020-04-01 | Silfab | SLA-M 320 Wp | Solar Panels |  | 0.32 | 16 | 81 | 40 |  | Fixed | Roof
Solar Registration Program | NJSRRE1540756149 | Roselle | 7203 | 10 | 5.12 | Residential | Yes | Behind the Meter | Skyline Solar, LLC | PSE&G | Accepted | 2019-03-29 | 2019-04-01 | 2020-04-01 | Solar Edge | SE3800H-US000NNC2 | Inverters | 3800 |  | 1 |  |  | 0.99 |  | Outside | within five feet of meter
Solar Registration Program | NJSRRE1540756187 | Elizabeth | 7206 | 10 | 5.12 | Residential | Yes | Behind the Meter | Skyline Solar, LLC | PSE&G | Accepted | 2019-03-29 | 2019-04-01 | 2020-04-01 | Silfab | SLA-M 320Wp | Solar Panels |  | 0.32 | 16 | 235 | 18 |  | Fixed | Roof
Solar Registration Program | NJSRRE1540756187 | Elizabeth | 7206 | 10 | 5.12 | Residential | Yes | Behind the Meter | Skyline Solar, LLC | PSE&G | Accepted | 2019-03-29 | 2019-04-01 | 2020-04-01 | Solar Edge | SE3800H-US000NNC2 | Inverters | 3800 |  | 1 |  |  | 0.99 |  | Outside | within five feet of meter
Solar Registration Program | NJSRRE1540822883 | Camden | 8105 | 14 | 5.12 | Residential | Yes | Behind the Meter | Skyline Solar, LLC | PSE&G | Accepted | 2019-04-05 | 2019-04-09 | 2020-04-09 | Silfab | SLA-M 320Wp | Solar Panels |  | 0.32 | 16 | 145 | 10 |  | Fixed | Roof
Solar Registration Program | NJSRRE1540822883 | Camden | 8105 | 14 | 5.12 | Residential | Yes | Behind the Meter | Skyline Solar, LLC | PSE&G | Accepted | 2019-04-05 | 2019-04-09 | 2020-04-09 | Solar Edge | SE3800H-US000NC2 | Inverters | 3800 |  | 1 |  |  | 0.99 |  | Outside | within five feet of meter
Solar Registration Program | NJSRRE1540822894 | Pennsville | 8070 | 16 | 5.12 | Residential | Yes | Behind the Meter | Skyline Solar, LLC | AC Electric | Accepted | 2019-04-05 | 2019-05-03 | 2020-05-03 | Silfab | SLA-M 320Wp | Solar Panels |  | 0.32 | 16 | 219 | 55 |  | Fixed | Roof
Solar Registration Program | NJSRRE1540822894 | Pennsville | 8070 | 16 | 5.12 | Residential | Yes | Behind the Meter | Skyline Solar, LLC | AC Electric | Accepted | 2019-04-05 | 2019-05-03 | 2020-05-03 | Solar Edge | SE3800H-US000NC2 | Inverters | 3800 |  | 1 |  |  | 0.99 |  | Outside | within five feet of meter
Solar Registration Program | NJSRRE1540822905 | Trenton | 8629 | 12 | 5.12 | Residential | Yes | Behind the Meter | Skyline Solar, LLC | PSE&G | Accepted | 2019-04-05 | 2019-04-09 | 2020-04-09 | Silfab | SLA-M 320 Wp | Solar Panels |  | 0.32 | 16 | 56 | 24 |  | Fixed | Roof
Solar Registration Program | NJSRRE1540822905 | Trenton | 8629 | 12 | 5.12 | Residential | Yes | Behind the Meter | Skyline Solar, LLC | PSE&G | Accepted | 2019-04-05 | 2019-04-09 | 2020-04-09 | Solar Edge | SE3800H-US000NC2 | Inverters | 3800 |  | 1 |  |  | 0.99 |  | Outside | within five feet of meter
Solar Registration Program | NJSRRE1540856343 | Newark | 7108 | 9 | 5.12 | Residential | Yes | Behind the Meter | Skyline Solar, LLC | PSE&G | Accepted | 2019-04-16 | 2019-04-29 | 2020-04-29 | Silfab | SLA-M 320Wp | Solar Panels |  | 0.32 | 16 | 298 | 27 |  | Fixed | Roof
Solar Registration Program | NJSRRE1540856343 | Newark | 7108 | 9 | 5.12 | Residential | Yes | Behind the Meter | Skyline Solar, LLC | PSE&G | Accepted | 2019-04-16 | 2019-04-29 | 2020-04-29 | Solar Edge | SE3800H-US000NNC2 | Inverters | 3800 |  | 1 |  |  | 0.99 |  | Outside | within five feet of meter
Solar Registration Program | NJSRRE1540856568 | Elizabeth | 7201 | 10 | 5.12 | Residential | Yes | Behind the Meter | Skyline Solar, LLC | PSE&G | Accepted | 2019-04-16 | 2019-04-17 | 2020-04-17 | Silfab | SLA-M 320Wp | Solar Panels |  | 0.32 | 16 | 113 | 30 |  | Fixed | Roof
Solar Registration Program | NJSRRE1540856568 | Elizabeth | 7201 | 10 | 5.12 | Residential | Yes | Behind the Meter | Skyline Solar, LLC | PSE&G | Accepted | 2019-04-16 | 2019-04-17 | 2020-04-17 | Solar Edge | SE3800H-US000NNC2 | Inverters | 3800 |  | 1 |  |  | 0.99 |  | Outside | within five feet of meter
Solar Registration Program | NJSRRE1540856801 | Runnemede | 8078 | 14 | 5.12 | Residential | Yes | Behind the Meter | Skyline Solar, LLC | PSE&G | Accepted | 2019-04-16 | 2019-04-17 | 2020-04-17 | Silfab | SLA-M 320Wp | Solar Panels |  | 0.32 | 16 | 136 | 22 |  | Fixed | Roof
Solar Registration Program | NJSRRE1540856801 | Runnemede | 8078 | 14 | 5.12 | Residential | Yes | Behind the Meter | Skyline Solar, LLC | PSE&G | Accepted | 2019-04-16 | 2019-04-17 | 2020-04-17 | Solar Edge | SE3800H-US000NNC2 | Inverters | 3800 |  | 1 |  |  | 0.99 |  | Outside | within five feet of meter
Solar Registration Program | NJSRRE1540857933 | Pleasantville | 8232 | 19 | 5.12 | Residential | Yes | Behind the Meter | Skyline Solar, LLC | AC Electric | Accepted | 2019-04-17 | 2019-04-17 | 2020-04-17 | Silfab | SLA-M 320Wp | Solar Panels |  | 0.32 | 16 | 208 | 28 |  | Fixed | Roof
Solar Registration Program | NJSRRE1540857933 | Pleasantville | 8232 | 19 | 5.12 | Residential | Yes | Behind the Meter | Skyline Solar, LLC | AC Electric | Accepted | 2019-04-17 | 2019-04-17 | 2020-04-17 | Solar Edge | SE3800H-US000NNC2 | Inverters | 3800 |  | 1 |  |  | 0.99 |  | Outside | within five feet of meter
Solar Registration Program | NJSRRE1540857935 | Camden | 8104 | 14 | 5.12 | Residential | Yes | Behind the Meter | Skyline Solar, LLC | PSE&G | Accepted | 2019-04-17 | 2019-04-17 | 2020-04-17 | Silfab | SLA-M 320Wp | Solar Panels |  | 0.32 | 16 | 180 | 10 |  | Fixed | Roof
Solar Registration Program | NJSRRE1540857935 | Camden | 8104 | 14 | 5.12 | Residential | Yes | Behind the Meter | Skyline Solar, LLC | PSE&G | Accepted | 2019-04-17 | 2019-04-17 | 2020-04-17 | Solar Edge | SE3800H-US000NNC2 | Inverters | 3800 |  | 1 |  |  | 0.99 |  | Outside | within five feet of meter
Solar Registration Program | NJSRRE1540870760 | Clayton | 8312 | 15 | 5.12 | Residential | Yes | Behind the Meter | Ad Energy LLC | AC Electric | Accepted | 2019-04-22 | 2019-04-23 | 2020-04-23 | SunPower | SPR-E19-320-DC | Solar Panels |  | 0.32 | 16 | 161 | 18 |  | Fixed | Roof
Solar Registration Program | NJSRRE1540870760 | Clayton | 8312 | 15 | 5.12 | Residential | Yes | Behind the Meter | Ad Energy LLC | AC Electric | Accepted | 2019-04-22 | 2019-04-23 | 2020-04-23 | SolarEdge | SE3800H-US | Inverters | 3800 |  | 1 |  |  | 0.992 |  | Outdoor | Next to meter
Solar Registration Program | NJSRRE1540894806 | Pleasantville | 8232 | 19 | 5.12 | Residential | Yes | Behind the Meter | Skyline Solar, LLC | AC Electric | Accepted | 2019-04-25 | 2019-04-29 | 2020-04-29 | Silfab | SLA-320Wp | Solar Panels |  | 0.32 | 16 | 115 | 34 |  | Fixed | Roof
Solar Registration Program | NJSRRE1540894806 | Pleasantville | 8232 | 19 | 5.12 | Residential | Yes | Behind the Meter | Skyline Solar, LLC | AC Electric | Accepted | 2019-04-25 | 2019-04-29 | 2020-04-29 | Solar Edge | SE3800H-US000NNC2 | Inverters | 3800 |  | 1 |  |  | 0.99 |  | Outside | within five feet of meter
Solar Registration Program | NJSRRE1540894811 | Clifton | 7011 | 6 | 5.12 | Residential | Yes | Behind the Meter | Skyline Solar, LLC | PSE&G | Accepted | 2019-04-25 | 2019-04-29 | 2020-04-29 | Silfab | SLA-M 320Wp | Solar Panels |  | 0.32 | 16 | 169 | 40 |  | Fixed | Roof
Solar Registration Program | NJSRRE1540894811 | Clifton | 7011 | 6 | 5.12 | Residential | Yes | Behind the Meter | Skyline Solar, LLC | PSE&G | Accepted | 2019-04-25 | 2019-04-29 | 2020-04-29 | SolarEdge | SE3800H-US000NNC2 | Inverters | 3800 |  | 1 |  |  | 0.99 |  | Outside | within five feet of meter
Solar Registration Program | NJSRRE1540894850 | Haledon | 7508 | 6 | 5.12 | Residential | Yes | Behind the Meter | Skyline Solar, LLC | PSE&G | Accepted | 2019-04-25 | 2019-04-29 | 2020-04-29 | Silfab | SLA-M 320Wp | Solar Panels |  | 0.32 | 16 | 128 | 30 |  | Fixed | Roof
Solar Registration Program | NJSRRE1540894850 | Haledon | 7508 | 6 | 5.12 | Residential | Yes | Behind the Meter | Skyline Solar, LLC | PSE&G | Accepted | 2019-04-25 | 2019-04-29 | 2020-04-29 | SolarEdge | SE3800H-US000NNC2 | Inverters | 3800 |  | 1 |  |  | 0.99 |  | Outside | within five feet of meter
Solar Registration Program | NJSRRE1540959821 | Newark | 7106 | 9 | 5.12 | Residential | Yes | Behind the Meter | Skyline Solar, LLC | PSE&G | Accepted | 2019-05-04 | 2019-05-08 | 2020-05-08 | Silfab | SLA-M 320Wp | Solar Panels |  | 0.32 | 16 | 207 | 18 |  | Fixed | Roof
Solar Registration Program | NJSRRE1540959821 | Newark | 7106 | 9 | 5.12 | Residential | Yes | Behind the Meter | Skyline Solar, LLC | PSE&G | Accepted | 2019-05-04 | 2019-05-08 | 2020-05-08 | SolarEdge | SE3800H-US000NNC2 | Inverters | 3800 |  | 1 |  |  | 0.99 |  | Outside | within five feet of meter
Solar Registration Program | NJSRRE1540959823 | Newark | 7107 | 9 | 5.12 | Residential | Yes | Behind the Meter | Skyline Solar, LLC | PSE&G | Accepted | 2019-05-04 | 2019-05-08 | 2020-05-08 | Silfab | SLA-M 320Wp | Solar Panels |  | 0.32 | 16 | 201 | 30 |  | Fixed | Roof
Solar Registration Program | NJSRRE1540959823 | Newark | 7107 | 9 | 5.12 | Residential | Yes | Behind the Meter | Skyline Solar, LLC | PSE&G | Accepted | 2019-05-04 | 2019-05-08 | 2020-05-08 | SolarEdge | SE3800H-US000NNC2 | Inverters | 3800 |  | 1 |  |  | 0.99 |  | Outside | within five feet of meter
Solar Registration Program | NJSRRE1540973192 | Union | 7083 | 10 | 5.12 | Residential | Yes | Behind the Meter | Skyline Solar, LLC | PSE&G | Accepted | 2019-05-09 | 2019-05-14 | 2020-05-14 | Silfab | SLA-M 320Wp | Solar Panels |  | 0.32 | 16 | 199 | 10 |  | Fixed | Roof
Solar Registration Program | NJSRRE1540973192 | Union | 7083 | 10 | 5.12 | Residential | Yes | Behind the Meter | Skyline Solar, LLC | PSE&G | Accepted | 2019-05-09 | 2019-05-14 | 2020-05-14 | SolarEdge | SE3800H-US000NNC2 | Inverters | 3800 |  | 1 |  |  | 0.99 |  | Outside | within five feet of meter
Solar Registration Program | NJSRRE1540973197 | Perth Amboy | 8861 | 11 | 5.12 | Residential | Yes | Behind the Meter | Skyline Solar, LLC | PSE&G | Accepted | 2019-05-09 | 2019-05-14 | 2020-05-14 | SolarEdge | SE3800H-US000NNC2 | Inverters | 3800 |  | 1 |  |  | 0.99 |  | Outside | within five feet of meter
Solar Registration Program | NJSRRE1540973197 | Perth Amboy | 8861 | 11 | 5.12 | Residential | Yes | Behind the Meter | Skyline Solar, LLC | PSE&G | Accepted | 2019-05-09 | 2019-05-14 | 2020-05-14 | Silfab | SLA-M 320Wp | Solar Panels |  | 0.32 | 16 | 272 | 34 |  | Fixed | Roof
Solar Registration Program | NJSRRE1540973203 | Newark | 7107 | 9 | 5.12 | Residential | Yes | Behind the Meter | Skyline Solar, LLC | PSE&G | Accepted | 2019-05-09 | 2019-05-14 | 2020-05-14 | Silfab | SLA-M 320Wp | Solar Panels |  | 0.32 | 16 | 85 | 10 |  | Fixed | Roof
Solar Registration Program | NJSRRE1540973203 | Newark | 7107 | 9 | 5.12 | Residential | Yes | Behind the Meter | Skyline Solar, LLC | PSE&G | Accepted | 2019-05-09 | 2019-05-14 | 2020-05-14 | SolarEdge | SE3800H-US000NNC2 | Inverters | 3800 |  | 1 |  |  | 0.99 |  | Outside | within five feet of meter
Solar Registration Program | NJSRRE1540992417 | Hamilton | 8629 | 12 | 5.12 | Residential | Yes | Behind the Meter | Posigen NJ LLC | PSE&G | Accepted | 2019-05-15 | 2019-05-20 | 2020-05-20 | Silfab | SLA-M 320Wp | Solar Panels |  | 0.32 | 16 | 54 | 26 |  | Fixed | Roof
Solar Registration Program | NJSRRE1540992417 | Hamilton | 8629 | 12 | 5.12 | Residential | Yes | Behind the Meter | Posigen NJ LLC | PSE&G | Accepted | 2019-05-15 | 2019-05-20 | 2020-05-20 | SolarEdge | SE3800H-US000NNC2 | Inverters | 3800 |  | 1 |  |  | 0.99 |  | Outside | within five feet of meter
Solar Registration Program | NJSRRE1541017118 | Newark | 7106 | 9 | 5.12 | Residential | Yes | Behind the Meter | Skyline Solar, LLC | PSE&G | Accepted | 2019-05-17 | 2019-05-21 | 2020-05-21 | Silfab | SLA-M 320Wp | Solar Panels |  | 0.32 | 16 | 196 | 36 |  | Fixed | Roof
Solar Registration Program | NJSRRE1541017118 | Newark | 7106 | 9 | 5.12 | Residential | Yes | Behind the Meter | Skyline Solar, LLC | PSE&G | Accepted | 2019-05-17 | 2019-05-21 | 2020-05-21 | SolarEdge | SE3800H-US000NNC2 | Inverters | 3800 |  | 1 |  |  | 0.99 |  | Outside | within five feet of meter
Solar Registration Program | NJSRRE1541413744 | Paterson | 7522 | 6 | 5.12 | Residential | Yes | Behind the Meter | Skyline Solar, LLC | PSE&G | Accepted | 2019-06-16 | 2019-06-19 | 2020-06-19 | Silfab | SLA-M 320Wp | Solar Panels |  | 0.32 | 16 | 199 | 27 |  | Fixed | Roof
Solar Registration Program | NJSRRE1541413744 | Paterson | 7522 | 6 | 5.12 | Residential | Yes | Behind the Meter | Skyline Solar, LLC | PSE&G | Accepted | 2019-06-16 | 2019-06-19 | 2020-06-19 | SolarEdge | SE3800H-US000NNC2 | Inverters | 3800 |  | 1 |  |  | 0.99 |  | Outside | within ten feet of meter
Solar Registration Program | NJSRRE1541413749 | Freehold | 7728 | 17 | 5.12 | Residential | Yes | Behind the Meter | Skyline Solar, LLC | JCP&L | Accepted | 2019-06-16 | 2019-06-19 | 2020-06-19 | Silfab | SLA-M 320Wp | Solar Panels |  | 0.32 | 16 | 186 | 21 |  | Fixed | Roof
Solar Registration Program | NJSRRE1541413749 | Freehold | 7728 | 17 | 5.12 | Residential | Yes | Behind the Meter | Skyline Solar, LLC | JCP&L | Accepted | 2019-06-16 | 2019-06-19 | 2020-06-19 | SolarEdge | SE3800H-US000NNC2 | Inverters | 3800 |  | 1 |  |  | 0.99 |  | Outside | within ten feet of meter
Solar Registration Program | NJSRRE1541413754 | Sicklerville | 8081 | 14 | 5.12 | Residential | Yes | Behind the Meter | Skyline Solar, LLC | AC Electric | Accepted | 2019-06-16 | 2019-06-19 | 2020-06-19 | Silfab | SLA-M 320Wp | Solar Panels |  | 0.32 | 16 | 131 | 23 |  | Fixed | Roof
Solar Registration Program | NJSRRE1541413754 | Sicklerville | 8081 | 14 | 5.12 | Residential | Yes | Behind the Meter | Skyline Solar, LLC | AC Electric | Accepted | 2019-06-16 | 2019-06-19 | 2020-06-19 | SolarEdge | SE3800H-US000NNC2 | Inverters | 3800 |  | 1 |  |  | 0.99 |  | Outside | within ten feet of meter
Solar Registration Program | NJSRRE1541508423 | Jersey City | 7305 | 8 | 5.12 | Residential | Yes | Behind the Meter | Skyline Solar, LLC | PSE&G | Accepted | 2019-07-01 | 2019-07-03 | 2020-07-03 | Silfab | SLA-M 320W | Solar Panels |  | 0.32 | 16 | 146 | 18 |  | Fixed | Roof
Solar Registration Program | NJSRRE1541508423 | Jersey City | 7305 | 8 | 5.12 | Residential | Yes | Behind the Meter | Skyline Solar, LLC | PSE&G | Accepted | 2019-07-01 | 2019-07-03 | 2020-07-03 | SolarEdge | SE3800H-US000NNC2 | Inverters | 3800 |  | 1 |  |  | 0.99 |  | Outside | within ten feet of meter
Solar Registration Program | NJSRRE1541643464 | Plainfield | 7063 | 10 | 5.12 | Residential | Yes | Behind the Meter | Skyline Solar, LLC | PSE&G | Accepted | 2019-07-13 | 2019-07-16 | 2020-07-16 | Silfab | SLA-M 320Wp | Solar Panels |  | 0.32 | 16 | 131 | 43 |  | Fixed | Roof
Solar Registration Program | NJSRRE1541643464 | Plainfield | 7063 | 10 | 5.12 | Residential | Yes | Behind the Meter | Skyline Solar, LLC | PSE&G | Accepted | 2019-07-13 | 2019-07-16 | 2020-07-16 | SolarEdge | SE3800H-US000NNC2 | Inverters | 3800 |  | 1 |  |  | 0.99 |  | Outside | within ten feet of meter
Solar Registration Program | NJSRRE1541643472 | Dumont Boro | 7628 | 7 | 5.12 | Residential | Yes | Behind the Meter | Skyline Solar, LLC | PSE&G | Accepted | 2019-07-13 | 2019-07-16 | 2020-07-16 | Silfab | SLA-M 320Wp | Solar Panels |  | 0.32 | 16 | 180 | 32 |  | Fixed | Roof
Solar Registration Program | NJSRRE1541643472 | Dumont Boro | 7628 | 7 | 5.12 | Residential | Yes | Behind the Meter | Skyline Solar, LLC | PSE&G | Accepted | 2019-07-13 | 2019-07-16 | 2020-07-16 | SolarEdge | SE3800H-US000NNC2 | Inverters | 3800 |  | 1 |  |  | 0.99 |  | Outside | within ten feet of meter
Solar Registration Program | NJSRRE1541644495 | Pennsauken | 8109 | 14 | 5.12 | Residential | Yes | Behind the Meter | Skyline Solar, LLC | PSE&G | Accepted | 2019-07-15 | 2019-07-17 | 2020-07-17 | Hanwha Q-Cells | Q.PEAK DUO-G5 320 | Solar Panels |  | 0.32 | 16 | 147 | 20 |  | Fixed | Roof
Solar Registration Program | NJSRRE1541644495 | Pennsauken | 8109 | 14 | 5.12 | Residential | Yes | Behind the Meter | Skyline Solar, LLC | PSE&G | Accepted | 2019-07-15 | 2019-07-17 | 2020-07-17 | SolarEdge | SE3800H-US000NNC2 | Inverters | 3800 |  | 1 |  |  | 0.99 |  | Outside | within ten feet of meter
Solar Registration Program | NJSRRE1541688717 | Hillside Twp | 7205 | 10 | 5.12 | Residential | Yes | Behind the Meter | Skyline Solar, LLC | PSE&G | Accepted | 2019-07-19 | 2019-07-29 | 2020-07-29 | Hanwha Q-Cells | Q.PEAK DUO-G5 320 | Solar Panels |  | 0.32 | 16 | 257 | 32 |  | Fixed | Roof
Solar Registration Program | NJSRRE1541688717 | Hillside Twp | 7205 | 10 | 5.12 | Residential | Yes | Behind the Meter | Skyline Solar, LLC | PSE&G | Accepted | 2019-07-19 | 2019-07-29 | 2020-07-29 | SolarEdge | SE3800H-US | Inverters | 3800 |  | 1 |  |  | 0.99 |  | Outside | within ten feet of meter
Solar Registration Program | NJSRRE1541731999 | Elizabeth City | 7202 | 10 | 5.12 | Residential | Yes | Behind the Meter | Skyline Solar, LLC | PSE&G | Accepted | 2019-08-02 | 2019-08-07 | 2020-08-07 | Hanwha Q-Cells | Q.PEAK DUO-G5 320 | Solar Panels |  | 0.32 | 16 | 222 | 36 |  | Fixed | Roof
Solar Registration Program | NJSRRE1541731999 | Elizabeth City | 7202 | 10 | 5.12 | Residential | Yes | Behind the Meter | Skyline Solar, LLC | PSE&G | Accepted | 2019-08-02 | 2019-08-07 | 2020-08-07 | SolarEdge | SE3800H-US | Inverters | 3800 |  | 1 |  |  | 0.99 |  | Outside | within ten feet of meter
Solar Registration Program | NJSRRE1541787885 | Plainfield City | 7062 | 10 | 5.12 | Residential | Yes | Behind the Meter | Skyline Solar, LLC | PSE&G | Accepted | 2019-08-05 | 2019-10-28 | 2020-10-28 | Hanwha Q-Cells | Q.PEAK DUO-G5 320 | Solar Panels |  | 0.32 | 16 | 127 | 41 |  | Fixed | Roof
Solar Registration Program | NJSRRE1541787885 | Plainfield City | 7062 | 10 | 5.12 | Residential | Yes | Behind the Meter | Skyline Solar, LLC | PSE&G | Accepted | 2019-08-05 | 2019-10-28 | 2020-10-28 | SolarEdge | SE3800H-US | Inverters | 3800 |  | 1 |  |  | 0.99 |  | Outside | within ten feet of meter
Solar Registration Program | NJSRRE1541788034 | Camden City | 8105 | 14 | 5.12 | Residential | Yes | Behind the Meter | Skyline Solar, LLC | PSE&G | Accepted | 2019-08-05 | 2019-08-08 | 2020-08-08 | Hanwha Q-Cells | Q.PEAK DUO-G5 320 | Solar Panels |  | 0.32 | 16 | 160 | 10 |  | Fixed | Roof
Solar Registration Program | NJSRRE1541788034 | Camden City | 8105 | 14 | 5.12 | Residential | Yes | Behind the Meter | Skyline Solar, LLC | PSE&G | Accepted | 2019-08-05 | 2019-08-08 | 2020-08-08 | SolarEdge | SE3800H-US | Inverters | 3800 |  | 1 |  |  | 0.99 |  | Outside | within ten feet of meter
Solar Registration Program | NJSRRE1541802673 | Little Egg Harbor | 8087 | 18 | 5.12 | Residential | Yes | Behind the Meter | Skyline Solar, LLC | AC Electric | Accepted | 2019-08-09 | 2019-08-23 | 2020-08-23 | Hanwha Qcells | Q.PEAK DUO-G5 320 | Solar Panels |  | 0.32 | 16 | 148 | 28 |  | Fixed | Roof
Solar Registration Program | NJSRRE1541802673 | Little Egg Harbor | 8087 | 18 | 5.12 | Residential | Yes | Behind the Meter | Skyline Solar, LLC | AC Electric | Accepted | 2019-08-09 | 2019-08-23 | 2020-08-23 | SolarEdge | SE3800H-US000NNC2 | Inverters | 3800 |  | 1 |  |  | 0.99 |  | Outside | within ten feet of meter
Solar Registration Program | NJSRRE1541803413 | Newark | 7104 | 9 | 5.12 | Residential | Yes | Behind the Meter | Skyline Solar, LLC | PSE&G | Accepted | 2019-08-09 | 2019-08-23 | 2020-08-23 | Hanwha Qcells | Q.PEAK DUO-G5 320 | Solar Panels |  | 0.32 | 16 | 184 | 10 |  | Fixed | Roof
Solar Registration Program | NJSRRE1541803413 | Newark | 7104 | 9 | 5.12 | Residential | Yes | Behind the Meter | Skyline Solar, LLC | PSE&G | Accepted | 2019-08-09 | 2019-08-23 | 2020-08-23 | SolarEdge | SE3800H-US000NNC2 | Inverters | 3800 |  | 1 |  |  | 0.99 |  | Outside | within ten feet of meter
Solar Registration Program | NJSRRE1541803674 | Trenton | 8638 | 12 | 5.12 | Residential | Yes | Behind the Meter | Skyline Solar, LLC | PSE&G | Accepted | 2019-08-09 | 2019-08-23 | 2020-08-23 | Hanwha Qcells | Q.PEAK DUO-G5 320 | Solar Panels |  | 0.32 | 16 | 241 | 20 |  | Fixed | Roof
Solar Registration Program | NJSRRE1541803674 | Trenton | 8638 | 12 | 5.12 | Residential | Yes | Behind the Meter | Skyline Solar, LLC | PSE&G | Accepted | 2019-08-09 | 2019-08-23 | 2020-08-23 | SolarEdge | SE3800H-US000NNC2 | Inverters | 3800 |  | 1 |  |  | 0.99 |  | Outside | within ten feet of meter
Solar Registration Program | NJSRRE1541803728 | Galloway | 8205 | 19 | 5.12 | Residential | Yes | Behind the Meter | Skyline Solar, LLC | AC Electric | Accepted | 2019-08-09 | 2019-08-23 | 2020-08-23 | Hanwha Qcells | Q.PEAK DUO-G5 320 | Solar Panels |  | 0.32 | 16 | 101 | 30 |  | Fixed | Roof
Solar Registration Program | NJSRRE1541803728 | Galloway | 8205 | 19 | 5.12 | Residential | Yes | Behind the Meter | Skyline Solar, LLC | AC Electric | Accepted | 2019-08-09 | 2019-08-23 | 2020-08-23 | SolarEdge | SE3800H-US000NNC2 | Inverters | 3800 |  | 1 |  |  | 0.99 |  | Outside | within ten feet of meter
Solar Registration Program | NJSRRE1541809873 | Camden | 8105 | 14 | 5.12 | Residential | No | Behind the Meter | Posigen NJ LLC | PSE&G | Accepted | 2019-08-09 | 2019-08-23 | 2020-08-23 | Hanhwa Qcells | Q.PEAK DUO-G5 320 | Solar Panels |  | 0.32 | 16 | 231 | 21 |  | Fixed | Roof
Solar Registration Program | NJSRRE1541809873 | Camden | 8105 | 14 | 5.12 | Residential | No | Behind the Meter | Posigen NJ LLC | PSE&G | Accepted | 2019-08-09 | 2019-08-23 | 2020-08-23 | SolarEdge | SE3800H-US000NNC2 | Inverters | 3800 |  | 1 |  |  | 0.99 |  | Outside | within ten feet of meter
Solar Registration Program | NJSRRE1541851360 | Trenton City | 8611 | 12 | 5.12 | Residential | No | Behind the Meter | Posigen NJ LLC | PSE&G | Accepted | 2019-08-16 | 2019-08-23 | 2020-08-23 | Hanwha Q-Cells | Q.PEAK DUO-G5 320 | Solar Panels |  | 0.32 | 16 | 142 | 7 |  | Fixed | Roof
Solar Registration Program | NJSRRE1541851360 | Trenton City | 8611 | 12 | 5.12 | Residential | No | Behind the Meter | Posigen NJ LLC | PSE&G | Accepted | 2019-08-16 | 2019-08-23 | 2020-08-23 | SolarEdge | SE3800H-US | Inverters | 3800 |  | 1 |  |  | 0.99 |  | Outside | within ten feet of meter
Solar Registration Program | NJSRRE1541864778 | Linden City | 7036 | 10 | 5.12 | Residential | Yes | Behind the Meter | Skyline Solar, LLC | PSE&G | Accepted | 2019-08-21 | 2019-09-03 | 2020-09-03 | Hanwha Q-Cells | Q.PEAK DUO-G5 320 | Solar Panels |  | 0.32 | 16 | 128 | 20 |  | Fixed | Roof
Solar Registration Program | NJSRRE1541864778 | Linden City | 7036 | 10 | 5.12 | Residential | Yes | Behind the Meter | Skyline Solar, LLC | PSE&G | Accepted | 2019-08-21 | 2019-09-03 | 2020-09-03 | SolarEdge | SE3800H-US | Inverters | 3800 |  | 1 |  |  | 0.99 |  | Outside | within ten feet of meter
Solar Registration Program | NJSRRE1541864899 | Camden City | 8102 | 14 | 5.12 | Residential | Yes | Behind the Meter | Skyline Solar, LLC | PSE&G | Accepted | 2019-08-21 | 2019-08-26 | 2020-08-26 | Hanwha Q-Cells | Q.PEAK DUO-G5 320 | Solar Panels |  | 0.32 | 16 | 194 | 10 |  | Fixed | Roof
Solar Registration Program | NJSRRE1541864899 | Camden City | 8102 | 14 | 5.12 | Residential | Yes | Behind the Meter | Skyline Solar, LLC | PSE&G | Accepted | 2019-08-21 | 2019-08-26 | 2020-08-26 | SolarEdge | SE3800H-US | Inverters | 3800 |  | 1 |  |  | 0.99 |  | Outside | within ten feet of meter
Solar Registration Program | NJSRRE1541871805 | Willingboro Twp | 8046 | 13 | 5.12 | Residential | Yes | Behind the Meter | Skyline Solar, LLC | PSE&G | Accepted | 2019-08-21 | 2019-08-26 | 2020-08-26 | Hanwha Q-Cells | Q.PEAK DUO-G5 320 | Solar Panels |  | 0.32 | 16 | 164 | 25 |  | Fixed | Roof
Solar Registration Program | NJSRRE1541871805 | Willingboro Twp | 8046 | 13 | 5.12 | Residential | Yes | Behind the Meter | Skyline Solar, LLC | PSE&G | Accepted | 2019-08-21 | 2019-08-26 | 2020-08-26 | SolarEdge | SE3800H-US | Inverters | 3800 |  | 1 |  |  | 0.99 |  | Outside | within ten feet of meter
Solar Registration Program | NJSRRE1541871825 | South Plainfield Boro | 7080 | 11 | 5.12 | Residential | Yes | Behind the Meter | Skyline Solar, LLC | PSE&G | Accepted | 2019-08-21 | 2019-08-26 | 2020-08-26 | Hanwha Q-Cells | Q.PEAK DUO-G5 320 | Solar Panels |  | 0.32 | 16 | 91 | 20 |  | Fixed | Roof
Solar Registration Program | NJSRRE1541871825 | South Plainfield Boro | 7080 | 11 | 5.12 | Residential | Yes | Behind the Meter | Skyline Solar, LLC | PSE&G | Accepted | 2019-08-21 | 2019-08-26 | 2020-08-26 | SolarEdge | SE3800H-US | Inverters | 3800 |  | 1 |  |  | 0.99 |  | Outside | within ten feet of meter
Solar Registration Program | NJSRRE1542033472 | Pleasantville | 8232 | 19 | 5.12 | Residential | Yes | Behind the Meter | Skyline Solar, LLC | AC Electric | Accepted | 2019-09-03 | 2019-09-05 | 2020-09-05 | Hanwha Q-Cells | Q.PEAK DUO-G5 320 | Solar Panels |  | 0.32 | 16 | 170,260,80,80,170 | 40 |  | Fixed | Roof
Solar Registration Program | NJSRRE1542033472 | Pleasantville | 8232 | 19 | 5.12 | Residential | Yes | Behind the Meter | Skyline Solar, LLC | AC Electric | Accepted | 2019-09-03 | 2019-09-05 | 2020-09-05 | SolarEdge | SE3800H-US | Inverters | 3800 |  | 1 |  |  | 0.99 |  | Outside | within ten feet of meter
Solar Registration Program | NJSRRE1542412031 | Pennsille | 8070 | 16 | 5.12 | Residential | Yes | Behind the Meter | Skyline Solar, LLC | AC Electric | Accepted | 2019-09-17 | 2019-10-16 | 2020-10-16 | Hanwha Q-cells | Q.Peak Duo-G5 320 | Solar Panels |  | 0.32 | 16 | 134 | 20 |  | Fixed | Roof
Solar Registration Program | NJSRRE1542412031 | Pennsille | 8070 | 16 | 5.12 | Residential | Yes | Behind the Meter | Skyline Solar, LLC | AC Electric | Accepted | 2019-09-17 | 2019-10-16 | 2020-10-16 | SolarEdge | SE3800H-US000NNC2 | Inverters | 3800 |  | 1 |  |  | 0.99 |  | Outside | within ten feet of meter
Solar Registration Program | NJSRRE1542445096 | Camden City | 8102 | 14 | 5.12 | Residential | Yes | Behind the Meter | Skyline Solar, LLC | PSE&G | Accepted | 2019-09-26 | 2019-09-30 | 2020-09-30 | Hanwha Q-Cells | Q.PEAK DUO-G5 320 | Solar Panels |  | 0.32 | 16 | 92 | 10 |  | Fixed | Roof
Solar Registration Program | NJSRRE1542445096 | Camden City | 8102 | 14 | 5.12 | Residential | Yes | Behind the Meter | Skyline Solar, LLC | PSE&G | Accepted | 2019-09-26 | 2019-09-30 | 2020-09-30 | SolarEdge | SE5000H-US | Inverters | 5000 |  | 1 |  |  | 0.99 |  | Outside | within ten feet of meter
Solar Registration Program | NJSRRE1542447186 | Camden City | 8104 | 14 | 5.12 | Residential | Yes | Behind the Meter | Skyline Solar, LLC | PSE&G | Accepted | 2019-09-27 | 2019-10-01 | 2020-10-01 | Hanwha Q-Cells | Q.PEAK DUO-G5 320 | Solar Panels |  | 0.32 | 16 | 180 | 10 |  | Fixed | Roof
Solar Registration Program | NJSRRE1542447186 | Camden City | 8104 | 14 | 5.12 | Residential | Yes | Behind the Meter | Skyline Solar, LLC | PSE&G | Accepted | 2019-09-27 | 2019-10-01 | 2020-10-01 | SolarEdge | SE3800H-US | Inverters | 3800 |  | 1 |  |  | 0.99 |  | Outside | within ten feet of meter
Solar Registration Program | NJSRRE1542519384 | Burlington City | 8016 | 13 | 5.12 | Residential | Yes | Behind the Meter | Skyline Solar, LLC | PSE&G | Accepted | 2019-10-09 | 2019-10-11 | 2020-10-11 | Hanwha Q-Cells | Q.PEAK DUO-G5 320 | Solar Panels |  | 0.32 | 16 | 161 | 27 |  | Fixed | Roof
Solar Registration Program | NJSRRE1542519384 | Burlington City | 8016 | 13 | 5.12 | Residential | Yes | Behind the Meter | Skyline Solar, LLC | PSE&G | Accepted | 2019-10-09 | 2019-10-11 | 2020-10-11 | SolarEdge | SE3800H-US | Inverters | 3800 |  | 1 |  |  | 0.99 |  | Outside | within ten feet of meter
Solar Registration Program | NJSRRE1542561911 | Passaic City | 7055 | 6 | 5.12 | Residential | Yes | Behind the Meter | Skyline Solar, LLC | PSE&G | Accepted | 2019-10-21 | 2019-10-23 | 2020-10-23 | Hanwha Q-Cells | Q.PEAK DUO-G5 320 | Solar Panels |  | 0.32 | 16 | 124 | 40 |  | Fixed | Roof
Solar Registration Program | NJSRRE1542561911 | Passaic City | 7055 | 6 | 5.12 | Residential | Yes | Behind the Meter | Skyline Solar, LLC | PSE&G | Accepted | 2019-10-21 | 2019-10-23 | 2020-10-23 | SolarEdge | SE3800H-US | Inverters | 3800 |  | 1 |  |  | 0.99 |  | Outside | within ten feet of meter
Solar Registration Program | NJSRRE1542561931 | Passaic City | 7055 | 6 | 5.12 | Residential | Yes | Behind the Meter | Skyline Solar, LLC | PSE&G | Accepted | 2019-10-21 | 2019-10-23 | 2020-10-23 | Hanhwa Q-Cells | Q.PEAK DUO-G5 320 | Solar Panels |  | 0.32 | 16 | 124 | 40 |  | Fixed | Roof
Solar Registration Program | NJSRRE1542561931 | Passaic City | 7055 | 6 | 5.12 | Residential | Yes | Behind the Meter | Skyline Solar, LLC | PSE&G | Accepted | 2019-10-21 | 2019-10-23 | 2020-10-23 | SolarEdge | SE3800H-US | Inverters | 3800 |  | 1 |  |  | 0.99 |  | Outside | within ten feet of meter
Solar Registration Program | NJSRRE1542765490 | Newark City | 7106 | 9 | 5.12 | Residential | Yes | Behind the Meter | Skyline Solar, LLC | PSE&G | Accepted | 2019-10-30 | 2019-11-01 | 2020-11-01 | Hanwha Q-Cells | Q.PEAK DUO-G5 320 | Solar Panels |  | 0.32 | 16 | 111 | 34 |  | Fixed | Roof
Solar Registration Program | NJSRRE1542765490 | Newark City | 7106 | 9 | 5.12 | Residential | Yes | Behind the Meter | Skyline Solar, LLC | PSE&G | Accepted | 2019-10-30 | 2019-11-01 | 2020-11-01 | SolarEdge | SE3800H-US | Inverters | 3800 |  | 1 |  |  | 0.99 |  | Outside | within ten feet of meter
Solar Registration Program | NJSRRE1542781325 | Pleasantville | 8232 | 19 | 5.12 | Residential | Yes | Behind the Meter | Skyline Solar, LLC | AC Electric | Accepted | 2019-10-30 | 2019-11-01 | 2020-11-01 | Hanwha Q-Cells | Q.PEAK DUO-G5 320 | Solar Panels |  | 0.32 | 16 | 223133 | 42 |  | Fixed | Roof
Solar Registration Program | NJSRRE1542781325 | Pleasantville | 8232 | 19 | 5.12 | Residential | Yes | Behind the Meter | Skyline Solar, LLC | AC Electric | Accepted | 2019-10-30 | 2019-11-01 | 2020-11-01 | SolarEdge | SE3800H-US | Inverters | 3800 |  | 1 |  |  | 0.99 |  | Outside | within ten feet of meter
Solar Registration Program | NJSRRE1542982272 | Hamilton Twp Mer | 8609 | 12 | 5.12 | Residential | Yes | Behind the Meter | Skyline Solar, LLC | PSE&G | Accepted | 2019-11-05 | 2019-11-07 | 2020-11-07 | Hanwha Q-Cells | Q.PEAK DUO-G5 320 | Solar Panels |  | 0.32 | 16 | 141231 | 34 |  | Fixed | Roof
Solar Registration Program | NJSRRE1542982272 | Hamilton Twp Mer | 8609 | 12 | 5.12 | Residential | Yes | Behind the Meter | Skyline Solar, LLC | PSE&G | Accepted | 2019-11-05 | 2019-11-07 | 2020-11-07 | SolarEdge | SE3800H-US | Inverters | 3800 |  | 1 |  |  | 0.99 |  | Outside | within ten feet of meter
Solar Registration Program | NJSRRE1543067667 | Newark City | 7112 | 9 | 5.12 | Residential | Yes | Behind the Meter | Skyline Solar, LLC | PSE&G | Accepted | 2019-11-12 | 2019-11-14 | 2020-11-14 | Hanwha Q-Cells | Q.PEAK DUO-G5 320 | Solar Panels |  | 0.32 | 16 | 210120 | 32 |  | Fixed | Roof
Solar Registration Program | NJSRRE1543067667 | Newark City | 7112 | 9 | 5.12 | Residential | Yes | Behind the Meter | Skyline Solar, LLC | PSE&G | Accepted | 2019-11-12 | 2019-11-14 | 2020-11-14 | SolarEdge | SE3800H-US | Inverters | 3800 |  | 1 |  |  | 0.99 |  | Outside | within ten feet of meter
Solar Registration Program | NJSRRE1543464279 | Millville | 8332 | 20 | 5.12 | Residential | Yes | Behind the Meter | Skyline Solar, LLC | AC Electric | Accepted | 2019-12-02 | 2019-12-04 | 2020-12-04 | Hanwha Q-Cells | Q.PEAK DUO-G5 320 | Solar Panels |  | 0.32 | 16 | 222 | 28 |  | Fixed | Roof
Solar Registration Program | NJSRRE1543464279 | Millville | 8332 | 20 | 5.12 | Residential | Yes | Behind the Meter | Skyline Solar, LLC | AC Electric | Accepted | 2019-12-02 | 2019-12-04 | 2020-12-04 | SolarEdge | SE3800H-US | Inverters | 3800 |  | 1 |  |  | 0.99 |  | Outside | within ten feet of meter
Solar Registration Program | NJSRRE1543566445 | Princeton | 8540 | 12 | 5.12 | Residential | No | Behind the Meter | Exact Solar | PSE&G | Accepted | 2019-12-18 | 2019-12-23 | 2020-12-23 | Jinko | JKM320M-60 | Solar Panels |  | 0.32 | 4 | 230 | 28 |  | Fixed | Roof
Solar Registration Program | NJSRRE1543566445 | Princeton | 8540 | 12 | 5.12 | Residential | No | Behind the Meter | Exact Solar | PSE&G | Accepted | 2019-12-18 | 2019-12-23 | 2020-12-23 | Jinko | JKM320M-60 | Solar Panels |  | 0.32 | 12 | 140 | 26 |  | Fixed | Roof
Solar Registration Program | NJSRRE1543566445 | Princeton | 8540 | 12 | 5.12 | Residential | No | Behind the Meter | Exact Solar | PSE&G | Accepted | 2019-12-18 | 2019-12-23 | 2020-12-23 | Enphase | IQ7+ | Inverters | 0.29 |  | 16 |  |  | 0.97 |  | Outdoor | under panels
Solar Registration Program | NJSRRE1543574879 | Ventnor City | 8406 | 19 | 5.12 | Residential | Yes | Behind the Meter | Skyline Solar, LLC | AC Electric | Accepted | 2019-12-20 | 2019-12-26 | 2020-12-26 | Hanwha Q-Cells | Q.PEAK DUO-G5 320 | Solar Panels |  | 0.32 | 16 | 148 | 10 |  | Fixed | Roof
Solar Registration Program | NJSRRE1543574879 | Ventnor City | 8406 | 19 | 5.12 | Residential | Yes | Behind the Meter | Skyline Solar, LLC | AC Electric | Accepted | 2019-12-20 | 2019-12-26 | 2020-12-26 | SolarEdge | SE3800H-US | Inverters | 3800 |  | 1 |  |  | 0.99 |  | Outside | within ten feet of meter
Solar Registration Program | NJSRRE1543672300 | North Brunswick | 8902 | 11 | 5.12 | Residential | Yes | Behind the Meter | Skyline Solar, LLC | PSE&G | Accepted | 2019-12-23 | 2019-12-30 | 2020-12-30 | Hanwha Q-Cells | Q.PEAK DUO-G5 320 | Solar Panels |  | 0.32 | 16 | 90270 | 38 |  | Fixed | Roof
Solar Registration Program | NJSRRE1543672300 | North Brunswick | 8902 | 11 | 5.12 | Residential | Yes | Behind the Meter | Skyline Solar, LLC | PSE&G | Accepted | 2019-12-23 | 2019-12-30 | 2020-12-30 | SolarEdge | SE3800H-US000NNC2 | Inverters | 3800 |  | 1 |  |  | 0.99 |  | Outside | Within 10' of meter
Solar Registration Program | NJSRRE1541718634 | PERTH AMBOY | 8861 | 11 | 5.13 | Residential | Yes | Behind the Meter | Pro Custom Solar dba Momentum Solar | PSE&G | Accepted | 2019-07-30 | 2019-08-02 | 2020-08-02 | LONGI | LR6-60 285M | Solar Panels |  | 0.285 | 8 | 194 | 9 |  | Fixed | Roof
Solar Registration Program | NJSRRE1541718634 | PERTH AMBOY | 8861 | 11 | 5.13 | Residential | Yes | Behind the Meter | Pro Custom Solar dba Momentum Solar | PSE&G | Accepted | 2019-07-30 | 2019-08-02 | 2020-08-02 | LONGI | LR6-60 285M | Solar Panels |  | 0.285 | 10 | 193 | 5 |  | Fixed | Roof
Solar Registration Program | NJSRRE1541718634 | PERTH AMBOY | 8861 | 11 | 5.13 | Residential | Yes | Behind the Meter | Pro Custom Solar dba Momentum Solar | PSE&G | Accepted | 2019-07-30 | 2019-08-02 | 2020-08-02 | Enphase Energy | IQ7-60-2-US | Inverters | 250 |  | 18 |  |  | 0.97 |  | Outdoor | Roof
Solar Registration Program | NJSRRE1538387958 | Perth Amboy | 8861 | 11 | 5.18 | Residential | Yes | Behind the Meter | Skyline Solar LLC | PSE&G | As-Built Incomplete | 2018-06-14 | 2018-06-19 | 2019-06-19 | SUNPOWER | X21-345-D-AC | Solar Panels |  | 0.345 | 15 | 24 | 0 |  | Fixed | Roof
Solar Registration Program | NJSRRE1538387958 | Perth Amboy | 8861 | 11 | 5.18 | Residential | Yes | Behind the Meter | Skyline Solar LLC | PSE&G | As-Built Incomplete | 2018-06-14 | 2018-06-19 | 2019-06-19 | SUNPOWER | X21-345-D-AC | Inverters | 320 |  | 15 |  |  | 0.96 |  | Other | UNDER EACH PANEL
Solar Registration Program | NJSRRE1542461020 | Hazlet | 7730 | 17 | 5.18 | Residential | Yes | Behind the Meter | Pro Custom Solar dba Momentum Solar | JCP&L | Accepted | 2019-09-30 | 2019-10-02 | 2020-10-02 | LG ELECTRONICS | LG 345N1C-V5 | Solar Panels |  | 0.345 | 15 | 99 | 20 |  | Fixed | Roof
Solar Registration Program | NJSRRE1542461020 | Hazlet | 7730 | 17 | 5.18 | Residential | Yes | Behind the Meter | Pro Custom Solar dba Momentum Solar | JCP&L | Accepted | 2019-09-30 | 2019-10-02 | 2020-10-02 | Enphase Energy | IQ7-60-2-US | Inverters | 250 |  | 15 |  |  | 0.97 |  | Outdoor | Roof
Solar Registration Program | NJSRRE1542461856 | Perth Amboy | 8861 | 11 | 5.18 | Residential | Yes | Behind the Meter | Pro Custom Solar dba Momentum Solar | PSE&G | Accepted | 2019-09-30 | 2019-10-02 | 2020-10-02 | LG ELECTRONICS | LG 345N1C-V5 | Solar Panels |  | 0.345 | 15 | 226 | 41 |  | Fixed | Roof
Solar Registration Program | NJSRRE1542461856 | Perth Amboy | 8861 | 11 | 5.18 | Residential | Yes | Behind the Meter | Pro Custom Solar dba Momentum Solar | PSE&G | Accepted | 2019-09-30 | 2019-10-02 | 2020-10-02 | Enphase Energy | IQ7-60-2-US | Inverters | 250 |  | 15 |  |  | 0.97 |  | Outdoor | Roof
Solar Registration Program | NJSRRE1542476035 | Roselle | 7203 | 10 | 5.18 | Residential | Yes | Behind the Meter | Pro Custom Solar dba Momentum Solar | PSE&G | Accepted | 2019-10-01 | 2019-10-03 | 2020-10-03 | LG ELECTRONICS | LG 345N1C-V5 | Solar Panels |  | 0.345 | 15 | 129 | 44 |  | Fixed | Roof
Solar Registration Program | NJSRRE1542476035 | Roselle | 7203 | 10 | 5.18 | Residential | Yes | Behind the Meter | Pro Custom Solar dba Momentum Solar | PSE&G | Accepted | 2019-10-01 | 2019-10-03 | 2020-10-03 | Enphase Energy | IQ7-60-2-US | Inverters | 250 |  | 15 |  |  | 0.97 |  | Outdoor | Roof
Solar Registration Program | NJSRRE1542505650 | Jersey City | 7307 | 8 | 5.18 | Residential | Yes | Behind the Meter | Pro Custom Solar dba Momentum Solar | PSE&G | Accepted | 2019-10-04 | 2019-10-09 | 2020-10-09 | LG ELECTRONICS | LG 345N1C-V5 | Solar Panels |  | 0.345 | 15 | 297 | 3 |  | Fixed | Roof
Solar Registration Program | NJSRRE1542505650 | Jersey City | 7307 | 8 | 5.18 | Residential | Yes | Behind the Meter | Pro Custom Solar dba Momentum Solar | PSE&G | Accepted | 2019-10-04 | 2019-10-09 | 2020-10-09 | Enphase Energy | IQ7-60-2-US | Inverters | 250 |  | 15 |  |  | 0.97 |  | Outdoor | Roof
Solar Registration Program | NJSRRE1542512945 | South Plainfield | 7080 | 11 | 5.18 | Residential | Yes | Behind the Meter | Pro Custom Solar dba Momentum Solar | PSE&G | Accepted | 2019-10-07 | 2019-10-10 | 2020-10-10 | LG ELECTRONICS | LG 345N1C-V5 | Solar Panels |  | 0.345 | 15 | 194 | 20 |  | Fixed | Roof
Solar Registration Program | NJSRRE1542512945 | South Plainfield | 7080 | 11 | 5.18 | Residential | Yes | Behind the Meter | Pro Custom Solar dba Momentum Solar | PSE&G | Accepted | 2019-10-07 | 2019-10-10 | 2020-10-10 | Enphase Energy | IQ7-60-2-US | Inverters | 250 |  | 15 |  |  | 0.97 |  | Outdoor | 0.97
Solar Registration Program | NJSRRE1542527875 | Freehold | 7728 | 17 | 5.18 | Residential | Yes | Behind the Meter |  | JCP&L | Accepted | 2019-10-11 | 2019-10-15 | 2020-10-15 | LG Electronics | LG 345N1C-V5 | Solar Panels |  | 0.345 | 15 | 186 | 25 |  | Fixed | Roof
Solar Registration Program | NJSRRE1542527875 | Freehold | 7728 | 17 | 5.18 | Residential | Yes | Behind the Meter |  | JCP&L | Accepted | 2019-10-11 | 2019-10-15 | 2020-10-15 | Enphase Energy | IQ7-60-2-US | Inverters | 250 |  | 15 |  |  | 0.97 |  | Outdoor | Roof
Solar Registration Program | NJSRRE1542554079 | North Brunswick | 8902 | 11 | 5.18 | Residential | Yes | Behind the Meter | Pro Custom Solar dba Momentum Solar | PSE&G | Accepted | 2019-10-17 | 2019-10-21 | 2020-10-21 | LG ELECTRONICS | LG 345N1C-V5 | Solar Panels |  | 0.345 | 15 | 137 | 20 |  | Fixed | Roof
Solar Registration Program | NJSRRE1542554079 | North Brunswick | 8902 | 11 | 5.18 | Residential | Yes | Behind the Meter | Pro Custom Solar dba Momentum Solar | PSE&G | Accepted | 2019-10-17 | 2019-10-21 | 2020-10-21 | Enphase Energy | IQ7-60-2-US | Inverters | 250 |  | 15 |  |  | 0.97 |  | Outdoor | Roof
Solar Registration Program | NJSRRE1542975474 | North Bergen | 7047 | 8 | 5.18 | Residential | Yes | Behind the Meter | Pro Custom Solar dba Momentum Solar | PSE&G | Accepted | 2019-11-05 | 2019-11-07 | 2020-11-07 | LG ELECTRONICS | LG 345N1C-V5 | Solar Panels |  | 0.345 | 15 | 31 | 4 |  | Fixed | Roof
Solar Registration Program | NJSRRE1542975474 | North Bergen | 7047 | 8 | 5.18 | Residential | Yes | Behind the Meter | Pro Custom Solar dba Momentum Solar | PSE&G | Accepted | 2019-11-05 | 2019-11-07 | 2020-11-07 | Enphase Energy | IQ7Plus-72-2-US | Inverters | 295 |  | 15 |  |  | 0.97 |  | Outdoor | Roof
Solar Registration Program | NJSRRE1543441666 | Franklin Twp | 8873 | 5 | 5.18 | Residential | No | Behind the Meter | Pro Custom Solar dba Momentum Solar | PSE&G | Accepted | 2019-11-25 | 2019-11-27 | 2020-11-27 | LG Electronics | LG 345N1C-V5 | Solar Panels |  | 0.345 | 15 | 197 | 31 |  | Fixed | Roof
Solar Registration Program | NJSRRE1543441666 | Franklin Twp | 8873 | 5 | 5.18 | Residential | No | Behind the Meter | Pro Custom Solar dba Momentum Solar | PSE&G | Accepted | 2019-11-25 | 2019-11-27 | 2020-11-27 | Enphase Energy | IQ7PLUS-72-2-US | Inverters | 295 |  | 15 |  |  | 0.97 |  | Outdoor | Roof
Solar Registration Program | NJSRRE1543552386 | Bayonne | 7002 | 8 | 5.18 | Residential | Yes | Behind the Meter | Pro Custom Solar dba Momentum Solar | PSE&G | Accepted | 2019-12-16 | 2019-12-19 | 2020-12-19 | LG ELECTRONICS | LG 345N1C-V5 | Solar Panels |  | 0.345 | 15 | 122 | 46 |  | Fixed | Roof
Solar Registration Program | NJSRRE1543552386 | Bayonne | 7002 | 8 | 5.18 | Residential | Yes | Behind the Meter | Pro Custom Solar dba Momentum Solar | PSE&G | Accepted | 2019-12-16 | 2019-12-19 | 2020-12-19 | Enphase Energy | IQ7Plus-72-2-US | Inverters | 290 |  | 15 |  |  | 0.97 |  | Outdoor | Roof
Solar Registration Program | NJSRRE1543553061 | Camden | 8105 | 14 | 5.18 | Residential | Yes | Behind the Meter | Pro Custom Solar dba Momentum Solar | PSE&G | Accepted | 2019-12-16 | 2019-12-19 | 2020-12-19 | LG ELECTRONICS | LG 345N1C-V5 | Solar Panels |  | 0.345 | 15 | 328 | 34 |  | Fixed | Roof
Solar Registration Program | NJSRRE1543553061 | Camden | 8105 | 14 | 5.18 | Residential | Yes | Behind the Meter | Pro Custom Solar dba Momentum Solar | PSE&G | Accepted | 2019-12-16 | 2019-12-19 | 2020-12-19 | Enphase Energy | IQ7Plus-72-2-US | Inverters | 290 |  | 15 |  |  | 0.97 |  | Outdoor | Roof
Solar Registration Program | NJSRRE1543652281 | Teaneck | 7666 | 7 | 5.18 | Residential | Yes | Behind the Meter | Pro Custom Solar dba Momentum Solar | PSE&G | Accepted | 2019-12-23 | 2019-12-27 | 2020-12-27 | LG Electronics | LG 345N1C-V5 | Solar Panels |  | 0.345 | 12 | 292 | 44 |  | Fixed | Roof
Solar Registration Program | NJSRRE1543652281 | Teaneck | 7666 | 7 | 5.18 | Residential | Yes | Behind the Meter | Pro Custom Solar dba Momentum Solar | PSE&G | Accepted | 2019-12-23 | 2019-12-27 | 2020-12-27 | LG Electronics | LG 345N1C-V5 | Solar Panels |  | 0.345 | 3 | 112 | 17 |  | Fixed | Roof
Solar Registration Program | NJSRRE1543652281 | Teaneck | 7666 | 7 | 5.18 | Residential | Yes | Behind the Meter | Pro Custom Solar dba Momentum Solar | PSE&G | Accepted | 2019-12-23 | 2019-12-27 | 2020-12-27 | Enphase Energy | IQ7PLUS-72-2-US | Inverters | 295 |  | 15 |  |  | 0.97 |  | Outdoor | Roof
Solar Registration Program | NJSRRE1540866800 | Jersey City | 7304 | 8 | 5.19 | Residential | Yes | Behind the Meter | Empire Solar Solutions | PSE&G | Accepted | 2019-04-19 | 2019-05-06 | 2020-05-06 | HANWHA | Q.Peak Duo G5_305 | Solar Panels |  | 0.305 | 17 | 123 | 15 |  | Fixed | Roof
Solar Registration Program | NJSRRE1540866800 | Jersey City | 7304 | 8 | 5.19 | Residential | Yes | Behind the Meter | Empire Solar Solutions | PSE&G | Accepted | 2019-04-19 | 2019-05-06 | 2020-05-06 | SolarEdge | SE5000H-US | Inverters | 0.5 |  | 1 |  |  | 0.983 |  | Outside | Next to meter
Solar Registration Program | NJSRRE1540892671 | Old Bridge | 8857 | 11 | 5.19 | Residential | No | Behind the Meter | Envirosolar | JCP&L | Accepted | 2019-04-24 | 2019-04-25 | 2020-04-25 | HANWHA Q-CELLS | Q.PEAK-G4.1 | Solar Panels |  | 0.305 | 17 | 275 | 20 |  | Fixed | Roof
Solar Registration Program | NJSRRE1540892671 | Old Bridge | 8857 | 11 | 5.19 | Residential | No | Behind the Meter | Envirosolar | JCP&L | Accepted | 2019-04-24 | 2019-04-25 | 2020-04-25 | Solar Edge | SE5000H-US | Inverters | 5000 |  | 1 |  |  | 0.99 |  | Outdoor | By Meter
Solar Registration Program | NJSRRE1541041330 | Irvington | 7111 | 9 | 5.19 | Residential | No | Behind the Meter | Whitman Construction, LLC | PSE&G | Final As-Built Received | 2019-05-24 | 2019-05-30 | 2020-05-30 | Trina Solar | TSM-305DD05A | Solar Panels |  | 0.305 | 9 | 16 | 35 |  | Fixed | Roof
Solar Registration Program | NJSRRE1541041330 | Irvington | 7111 | 9 | 5.19 | Residential | No | Behind the Meter | Whitman Construction, LLC | PSE&G | Final As-Built Received | 2019-05-24 | 2019-05-30 | 2020-05-30 | Trina Solar | TSM-305DD05A | Solar Panels |  | 0.305 | 8 | 196 | 35 |  | Fixed | Roof
Solar Registration Program | NJSRRE1541041330 | Irvington | 7111 | 9 | 5.19 | Residential | No | Behind the Meter | Whitman Construction, LLC | PSE&G | Final As-Built Received | 2019-05-24 | 2019-05-30 | 2020-05-30 | Enphase Energy | ENV-S-AM1-120 | Meters |  |  | 1 |  |  |  | Yes | Outdoor
Solar Registration Program | NJSRRE1541041330 | Irvington | 7111 | 9 | 5.19 | Residential | No | Behind the Meter | Whitman Construction, LLC | PSE&G | Final As-Built Received | 2019-05-24 | 2019-05-30 | 2020-05-30 | Enphase Energy | IQ7-60-2-US | Inverters | 0.24 |  | 17 |  |  | 0.976 |  | Outside | roof
Solar Registration Program | NJSRRE1541119717 | Cherry Hill | 8003 | 14 | 5.19 | Residential | No | Behind the Meter | Solar Energy World | PSE&G | Final As-Built Received | 2019-06-06 | 2019-06-10 | 2020-06-10 | LONGi Green Energy Technology | LR6-60PE-305M | Solar Panels |  | 0.305 | 5 | 60 | 23 |  | Fixed | Roof
Solar Registration Program | NJSRRE1541119717 | Cherry Hill | 8003 | 14 | 5.19 | Residential | No | Behind the Meter | Solar Energy World | PSE&G | Final As-Built Received | 2019-06-06 | 2019-06-10 | 2020-06-10 | LONGi Green Energy Technology | LR6-60PB-305M | Solar Panels |  | 0.305 | 12 | 240 | 23 |  | Fixed | Roof
Solar Registration Program | NJSRRE1541119717 | Cherry Hill | 8003 | 14 | 5.19 | Residential | No | Behind the Meter | Solar Energy World | PSE&G | Final As-Built Received | 2019-06-06 | 2019-06-10 | 2020-06-10 | Solar Edge | SE5000H-URSGM | Inverters | 5000 |  | 1 |  |  | 0.983 |  | Outside | near meter
Solar Registration Program | NJSRRE1541119717 | Cherry Hill | 8003 | 14 | 5.19 | Residential | No | Behind the Meter | Solar Energy World | PSE&G | Final As-Built Received | 2019-06-06 | 2019-06-10 | 2020-06-10 | Solar Edge | SE5000H-USRGM | Meters |  |  | 1 |  |  |  | Yes | Outdoor
Solar Registration Program | NJSRRE1541318459 | Elizabeth | 7208 | 10 | 5.19 | Residential | No | Behind the Meter | Whitman Construction, LLC | PSE&G | Accepted | 2019-06-13 | 2019-06-18 | 2020-06-18 | Trina Solar | TSM-305DD05A | Solar Panels |  | 0.305 | 17 | 216 | 37 |  | Fixed | Roof
Solar Registration Program | NJSRRE1541318459 | Elizabeth | 7208 | 10 | 5.19 | Residential | No | Behind the Meter | Whitman Construction, LLC | PSE&G | Accepted | 2019-06-13 | 2019-06-18 | 2020-06-18 | Enphase Energy | IQ7-60-2-US | Inverters | 0.24 |  | 17 |  |  | 0.976 |  | Outside | roof
Solar Registration Program | NJSRRE1541676398 | Vineland | 8360 | 20 | 5.19 | Residential | Yes | Behind the Meter | All Season Solar | Vineland Muni Electric | Accepted | 2019-07-17 | 2019-07-22 | 2020-07-22 | Trina | 305 | Solar Panels |  | 0.305 | 17 | 94 | 37 |  | Fixed | Roof
Solar Registration Program | NJSRRE1541676398 | Vineland | 8360 | 20 | 5.19 | Residential | Yes | Behind the Meter | All Season Solar | Vineland Muni Electric | Accepted | 2019-07-17 | 2019-07-22 | 2020-07-22 | Enphase | IQ7 | Inverters | 240 |  | 17 |  |  | 0.97 |  | Outdoor | Under Module
Solar Registration Program | NJSRRE1541841254 | Passaic | 7055 | 6 | 5.19 | Residential | No | Behind the Meter | Whitman Construction, LLC | PSE&G | Accepted | 2019-08-15 | 2019-08-23 | 2020-08-23 | Trina Solar | TSM-305DD05A | Solar Panels |  | 0.305 | 17 | 215 | 45 |  | Fixed | Roof
Solar Registration Program | NJSRRE1541841254 | Passaic | 7055 | 6 | 5.19 | Residential | No | Behind the Meter | Whitman Construction, LLC | PSE&G | Accepted | 2019-08-15 | 2019-08-23 | 2020-08-23 | Enphase Energy | IQ7-60-2-US | Inverters | 0.24 |  | 17 |  |  | 0.976 |  | Outside | roof
Solar Registration Program | NJSRRE1541877770 | Holmdel | 7733 | 17 | 5.19 | Residential | No | Behind the Meter | Whitman Construction, LLC | JCP&L | Accepted | 2019-08-22 | 2019-08-27 | 2020-08-27 | Trina Solar | TSM-305DD05A | Solar Panels |  | 0.305 | 17 | 187 | 25 |  | Fixed | Roof
Solar Registration Program | NJSRRE1541877770 | Holmdel | 7733 | 17 | 5.19 | Residential | No | Behind the Meter | Whitman Construction, LLC | JCP&L | Accepted | 2019-08-22 | 2019-08-27 | 2020-08-27 | Enphase Energy | IQ7-60-2-US | Inverters | 0.24 |  | 17 |  |  | 0.976 |  | Outside | roof
Solar Registration Program | NJSRRE1542394115 | CLIFFSIDE PARK | 7010 | 7 | 5.19 | Residential | No | Behind the Meter | Infinity Solar Systems | PSE&G | Accepted | 2019-09-12 | 2019-09-16 | 2020-09-16 | TRINA | TSM-305DD05A.05(II) | Solar Panels |  | 0.305 | 17 | 105 | 35 |  | Fixed | Roof
Solar Registration Program | NJSRRE1542394115 | CLIFFSIDE PARK | 7010 | 7 | 5.19 | Residential | No | Behind the Meter | Infinity Solar Systems | PSE&G | Accepted | 2019-09-12 | 2019-09-16 | 2020-09-16 | ENPHASE | IQ7-60-X-US | Inverters | 240 |  | 17 |  |  | 0.97 |  | Other | MICROINVERTERS
Solar Registration Program | NJSRRE1542467274 | E Rutherford | 7073 | 7 | 5.19 | Residential | No | Behind the Meter | Apex Solar Power | PSE&G | Accepted | 2019-10-01 | 2019-10-02 | 2020-10-02 | TRINA | TSMDD05H.05(II) | Solar Panels |  | 0.305 | 17 | 215 | 38 |  | Fixed | Roof
Solar Registration Program | NJSRRE1542467274 | E Rutherford | 7073 | 7 | 5.19 | Residential | No | Behind the Meter | Apex Solar Power | PSE&G | Accepted | 2019-10-01 | 2019-10-02 | 2020-10-02 | SOLAREDGE | SE5000H-US | Inverters | 5 |  | 1 |  |  | 0.99 |  | Outside | WITH METER/DISCO
Solar Registration Program | NJSRRE1543513246 | Evesham Township | 8053 | 13 | 5.19 | Residential | Yes | Behind the Meter | Complete Solar | AC Electric | Accepted | 2019-12-30 | 2019-12-30 | 2020-12-30 | LONGI SOLAR | LONGI LR6-60HPB-305M | Solar Panels |  | 0.305 | 17 | 242.5 | 30 |  | Fixed | Roof
Solar Registration Program | NJSRRE1543513246 | Evesham Township | 8053 | 13 | 5.19 | Residential | Yes | Behind the Meter | Complete Solar | AC Electric | Accepted | 2019-12-30 | 2019-12-30 | 2020-12-30 | SOLAREDGE TECHNOLOGIES | SE5000H-US RGM | Inverters | 5000 |  | 1 |  |  | 0.97 |  | Outdoor | BY MSP
Solar Registration Program | NJSRRE1540397141 | Bridgewater | 8807 | 5 | 5.2 | Residential | No | Behind the Meter | Green Power Energy | PSE&G | Accepted | 2019-02-26 | 2019-04-02 | 2020-04-02 | Panasonic | VBHN325KA03 | Solar Panels |  | 0.325 | 16 | 218 | 37 |  | Fixed | Roof
Solar Registration Program | NJSRRE1540397141 | Bridgewater | 8807 | 5 | 5.2 | Residential | No | Behind the Meter | Green Power Energy | PSE&G | Accepted | 2019-02-26 | 2019-04-02 | 2020-04-02 | Solar Edge | SE7600H-US | Inverters | 7600 |  | 1 |  |  | 0.97 |  | Outside | next to meter
Solar Registration Program | NJSRRE1541500335 | Camden | 8105 | 14 | 5.2 | Residential | Yes | Behind the Meter | Castle Energy, LLC | PSE&G | Accepted | 2019-06-27 | 2019-07-01 | 2020-07-01 | Hanwha QCells | Q.PEAK DUO G5 325 | Solar Panels |  | 0.325 | 16 | 239 | 0 |  | Fixed | Roof
Solar Registration Program | NJSRRE1541500335 | Camden | 8105 | 14 | 5.2 | Residential | Yes | Behind the Meter | Castle Energy, LLC | PSE&G | Accepted | 2019-06-27 | 2019-07-01 | 2020-07-01 | Enphase Energy | IQ7-60-2-US | Inverters | 240 |  | 16 |  |  | 0.976 |  | Outdoor | On rooftop underneath each solar module
Solar Registration Program | NJSRRE1541500335 | Camden | 8105 | 14 | 5.2 | Residential | Yes | Behind the Meter | Castle Energy, LLC | PSE&G | Accepted | 2019-06-27 | 2019-07-01 | 2020-07-01 | Enphase Energy | X-IQ-AM1-240-3 | Meters |  |  | 1 |  |  |  | Yes | Outdoor
Solar Registration Program | NJSRRE1541506057 | Clifton | 7011 | 6 | 5.2 | Residential | No | Behind the Meter | Empire Solar Solutions, LLC | PSE&G | Accepted | 2019-06-28 | 2019-07-02 | 2020-07-02 | Hanwha Q Cells | Q.Peak Duo- G5_325 | Solar Panels |  | 0.325 | 16 | 151 | 45 |  | Fixed | Roof
Solar Registration Program | NJSRRE1541506057 | Clifton | 7011 | 6 | 5.2 | Residential | No | Behind the Meter | Empire Solar Solutions, LLC | PSE&G | Accepted | 2019-06-28 | 2019-07-02 | 2020-07-02 | SolarEdge | SE3800A-US | Inverters | 0.38 |  | 1 |  |  | 0.992 |  | Outside | Next to utility meter
Solar Registration Program | NJSRRE1541506057 | Clifton | 7011 | 6 | 5.2 | Residential | No | Behind the Meter | Empire Solar Solutions, LLC | PSE&G | Accepted | 2019-06-28 | 2019-07-02 | 2020-07-02 | Hialeah Meter | FOCUS AXR | Meters |  |  | 1 |  |  |  |  | Outdoor
Solar Registration Program | NJSRRE1541791159 | Perth Amboy | 8861 | 11 | 5.2 | Residential | Yes | Behind the Meter | SunPower Corporation, Systems | PSE&G | Accepted | 2019-08-07 | 2019-08-09 | 2020-08-09 | SUNPOWER | SPR-A400-G-AC | Solar Panels |  | 0.4 | 13 | 204 | 40 |  | Fixed | Roof
Solar Registration Program | NJSRRE1541791159 | Perth Amboy | 8861 | 11 | 5.2 | Residential | Yes | Behind the Meter | SunPower Corporation, Systems | PSE&G | Accepted | 2019-08-07 | 2019-08-09 | 2020-08-09 | SUNPOWER | SPR-A400-G-AC | Inverters | 320 |  | 13 |  |  | 0.97 |  | Other | under each panel
Solar Registration Program | NJSRRE1542422947 | Cape May courthouse | 8210 | 21 | 5.2 | Residential | No | Behind the Meter | Kiss Electric LLC | AC Electric | Accepted | 2019-09-25 | 2019-09-25 | 2020-09-25 | q-cell | Q.PEAK DUO-G5 | Solar Panels |  | 0.325 | 16 | 225 | 40 |  | Fixed | Roof
Solar Registration Program | NJSRRE1542422947 | Cape May courthouse | 8210 | 21 | 5.2 | Residential | No | Behind the Meter | Kiss Electric LLC | AC Electric | Accepted | 2019-09-25 | 2019-09-25 | 2020-09-25 | enphase | IQ6 | Inverters | 320 |  | 16 |  |  | 0.975 |  | Outside | under panel
Solar Registration Program | NJSRRE1542541482 | Voorhees Township | 8043 | 14 | 5.2 | Residential | No | Behind the Meter | Green Power Energy | PSE&G | Accepted | 2019-10-14 | 2019-10-16 | 2020-10-16 | Panasonic | VBHN325KA03 | Solar Panels |  | 0.325 | 16 | 267 | 27 |  | Fixed | Roof
Solar Registration Program | NJSRRE1542541482 | Voorhees Township | 8043 | 14 | 5.2 | Residential | No | Behind the Meter | Green Power Energy | PSE&G | Accepted | 2019-10-14 | 2019-10-16 | 2020-10-16 | Solar Edge | SE5000H-US | Inverters | 5000 |  | 1 |  |  | 0.97 |  | Outside | next to meter
Solar Registration Program | NJSRRE1542544218 | Paramus | 7652 | 7 | 5.2 | Residential | No | Behind the Meter | Green Power Energy | PSE&G | Accepted | 2019-10-15 | 2019-10-17 | 2020-10-17 | panasonic | VBHN325KA03 | Solar Panels |  | 0.325 | 3 | 102 | 23 |  | Fixed | Roof
Solar Registration Program | NJSRRE1542544218 | Paramus | 7652 | 7 | 5.2 | Residential | No | Behind the Meter | Green Power Energy | PSE&G | Accepted | 2019-10-15 | 2019-10-17 | 2020-10-17 | Panasonic | VBHN325KA03 | Solar Panels |  | 0.325 | 13 | 193 | 23 |  | Fixed | Roof
Solar Registration Program | NJSRRE1542544218 | Paramus | 7652 | 7 | 5.2 | Residential | No | Behind the Meter | Green Power Energy | PSE&G | Accepted | 2019-10-15 | 2019-10-17 | 2020-10-17 | SolarEdge | SE5000H-US | Inverters | 5000 |  | 1 |  |  | 0.97 |  | Outside | Next to meter
Solar Registration Program | NJSRRE1542547396 | Jamesburg | 8831 | 11 | 5.2 | Residential | No | Behind the Meter | Green Power Energy | JCP&L | Accepted | 2019-10-16 | 2019-10-18 | 2020-10-18 | Panasonic | VBHN325KA03 | Solar Panels |  | 0.325 | 16 | 230 | 30 |  | Fixed | Roof
Solar Registration Program | NJSRRE1542547396 | Jamesburg | 8831 | 11 | 5.2 | Residential | No | Behind the Meter | Green Power Energy | JCP&L | Accepted | 2019-10-16 | 2019-10-18 | 2020-10-18 | Solaredge | SE5000H | Inverters | 5000 |  | 1 |  |  | 0.97 |  | Outside | Next to meter
Solar Registration Program | NJSRRE1542553154 | Bayville | 8721 | 18 | 5.2 | Residential | No | Behind the Meter | Green Power Energy | JCP&L | Accepted | 2019-10-17 | 2019-10-21 | 2020-10-21 | Hanwha | Q.PEAK DUO-G5 325 | Solar Panels |  | 0.325 | 16 | 183 | 23 |  | Fixed | Roof
Solar Registration Program | NJSRRE1542553154 | Bayville | 8721 | 18 | 5.2 | Residential | No | Behind the Meter | Green Power Energy | JCP&L | Accepted | 2019-10-17 | 2019-10-21 | 2020-10-21 | Solar Edge | SE5000H-US | Inverters | 5000 |  | 1 |  |  | 0.97 |  | Outside | next to meter
Solar Registration Program | NJSRRE1542684879 | Cape May Point | 8212 | 21 | 5.2 | Residential | No | Behind the Meter | Advanced Solar & Energy Solutions, LLC | AC Electric | Accepted | 2019-10-28 | 2019-10-30 | 2020-10-30 | LG | LG325 | Solar Panels |  | 0.325 | 16 | 200 | 18 |  | Fixed | Roof
Solar Registration Program | NJSRRE1542684879 | Cape May Point | 8212 | 21 | 5.2 | Residential | No | Behind the Meter | Advanced Solar & Energy Solutions, LLC | AC Electric | Accepted | 2019-10-28 | 2019-10-30 | 2020-10-30 | Solar Edge | SE5000-US | Inverters | 5000 |  | 1 |  |  | 0.97 |  | Outside | next to meter
Solar Registration Program | NJSRRE1543056108 | Monroe Township | 8831 | 11 | 5.2 | Residential | No | Behind the Meter | Green Power Energy | JCP&L | Accepted | 2019-11-07 | 2019-11-12 | 2020-11-12 | Panasonic | VBHN325KA03 | Solar Panels |  | 0.325 | 16 | 175 | 34 |  | Fixed | Roof
Solar Registration Program | NJSRRE1543056108 | Monroe Township | 8831 | 11 | 5.2 | Residential | No | Behind the Meter | Green Power Energy | JCP&L | Accepted | 2019-11-07 | 2019-11-12 | 2020-11-12 | SolarEdge | SE5000H-US | Inverters | 5000 |  | 1 |  |  | 0.97 |  | Outside | Next to meter
Solar Registration Program | NJSRRE1543348346 | Roselle | 7203 | 10 | 5.2 | Residential | No | Behind the Meter | SunPower Corporation, Systems | PSE&G | Accepted | 2019-11-15 | 2019-11-19 | 2020-11-19 | SUNPOWER | SPR-A400-G-AC | Solar Panels |  | 0.4 | 10 | 261 | 31 |  | Fixed | Roof
Solar Registration Program | NJSRRE1543348346 | Roselle | 7203 | 10 | 5.2 | Residential | No | Behind the Meter | SunPower Corporation, Systems | PSE&G | Accepted | 2019-11-15 | 2019-11-19 | 2020-11-19 | SUNPOWER | SPR-A400-G-AC | Solar Panels |  | 0.4 | 3 | 81 | 31 |  | Fixed | Roof
Solar Registration Program | NJSRRE1543348346 | Roselle | 7203 | 10 | 5.2 | Residential | No | Behind the Meter | SunPower Corporation, Systems | PSE&G | Accepted | 2019-11-15 | 2019-11-19 | 2020-11-19 | SUNPOWER | SPR-A400-G-AC | Inverters | 320 |  | 13 |  |  | 0.96 |  | Other | under each panel
Solar Registration Program | NJSRRE1543547305 | Maplewood | 7040 | 9 | 5.2 | Residential | No | Behind the Meter | Maier Solar Engineering dba Solar Me | PSE&G | Accepted | 2019-12-13 | 2019-12-17 | 2020-12-17 | Hanwha | Q.PEAK DUO BLK-G5 325W | Solar Panels |  | 0.325 | 11 | 116 | 25 |  | Fixed | Roof
Solar Registration Program | NJSRRE1543547305 | Maplewood | 7040 | 9 | 5.2 | Residential | No | Behind the Meter | Maier Solar Engineering dba Solar Me | PSE&G | Accepted | 2019-12-13 | 2019-12-17 | 2020-12-17 | Hanwha | Q.PEAK DUO BLK-G5 325W | Solar Panels |  | 0.325 | 5 | 206 | 15 |  | Fixed | Roof
Solar Registration Program | NJSRRE1543547305 | Maplewood | 7040 | 9 | 5.2 | Residential | No | Behind the Meter | Maier Solar Engineering dba Solar Me | PSE&G | Accepted | 2019-12-13 | 2019-12-17 | 2020-12-17 | Enphase | IQ7 | Inverters | 240 |  | 16 |  |  | 0.96 |  | Outdoor | Next to meter
Solar Registration Program | NJSRRE1540285668 | North Bergen Twp | 7047 | 8 | 5.22 | Residential | Yes | Behind the Meter | Sunrun Installation Services, Inc. | PSE&G | Accepted | 2019-01-24 | 2019-01-28 | 2020-01-28 | REC Solar | REC290TP2 BLK | Solar Panels |  | 0.29 | 18 | 211 | 10 |  | Fixed | Roof
Solar Registration Program | NJSRRE1540285668 | North Bergen Twp | 7047 | 8 | 5.22 | Residential | Yes | Behind the Meter | Sunrun Installation Services, Inc. | PSE&G | Accepted | 2019-01-24 | 2019-01-28 | 2020-01-28 | SMA America | SB5.0-1SP-US-40 | Inverters | 5000 |  | 1 |  |  | 0.96 |  | Outdoor | Next To Meter
Solar Registration Program | NJSRRE1540292883 | Jersey City | 7307 | 8 | 5.22 | Residential | No | Behind the Meter | Sunrun Installation Services, Inc. | PSE&G | Accepted | 2019-01-28 | 2019-01-30 | 2020-01-30 | REC Solar | REC290TP2 BLK | Solar Panels |  | 0.29 | 18 | 207 | 23 |  | Fixed | Roof
Solar Registration Program | NJSRRE1540292883 | Jersey City | 7307 | 8 | 5.22 | Residential | No | Behind the Meter | Sunrun Installation Services, Inc. | PSE&G | Accepted | 2019-01-28 | 2019-01-30 | 2020-01-30 | SMA America | SB5.0-1SP-US-40 | Inverters | 5000 |  | 1 |  |  | 0.96 |  | Outdoor | Next To Meter
Solar Registration Program | NJSRRE1540316387 | Rockaway | 7866 | 3 | 5.22 | Residential | Yes | Behind the Meter | Sunrun Installation Services, Inc. | JCP&L | Accepted | 2019-02-04 | 2019-02-05 | 2020-02-05 | REC Solar | REC290TP2 BLK | Solar Panels |  | 0.29 | 18 | 84 | 18 |  | Fixed | Roof
Solar Registration Program | NJSRRE1540316387 | Rockaway | 7866 | 3 | 5.22 | Residential | Yes | Behind the Meter | Sunrun Installation Services, Inc. | JCP&L | Accepted | 2019-02-04 | 2019-02-05 | 2020-02-05 | SMA America | SB 5.0-1SP-US-40 | Inverters | 5000 |  | 1 |  |  | 0.96 |  | Outdoor | Next to Meter
Solar Registration Program | NJSRRE1540346506 | Linwood | 8221 | 19 | 5.22 | Residential | Yes | Behind the Meter | Sunrun Installation Services, Inc. | AC Electric | Accepted | 2019-02-07 | 2019-02-11 | 2020-02-11 | REC Solar | REC290TP2 BLK | Solar Panels |  | 0.29 | 17 | 207 | 23 |  | Fixed | Roof
Solar Registration Program | NJSRRE1540346506 | Linwood | 8221 | 19 | 5.22 | Residential | Yes | Behind the Meter | Sunrun Installation Services, Inc. | AC Electric | Accepted | 2019-02-07 | 2019-02-11 | 2020-02-11 | REC Solar | REC290TP2 BLK | Solar Panels |  | 0.29 | 1 | 297 | 23 |  | Fixed | Roof
Solar Registration Program | NJSRRE1540346506 | Linwood | 8221 | 19 | 5.22 | Residential | Yes | Behind the Meter | Sunrun Installation Services, Inc. | AC Electric | Accepted | 2019-02-07 | 2019-02-11 | 2020-02-11 | SolarEdge Technologies | SE5000H-USRGM | Inverters | 5000 |  | 1 |  |  | 0.96 |  | Outdoor | Next To Meter
Solar Registration Program | NJSRRE1540394055 | Scotch Plains Twp | 7076 | 10 | 5.22 | Residential | No | Behind the Meter | Sunrun Installation Services, Inc. | PSE&G | Accepted | 2019-02-25 | 2019-02-27 | 2020-02-27 | REC Solar | REC290TP2 BLK | Solar Panels |  | 0.29 | 10 | 219 | 9 |  | Fixed | Roof
Solar Registration Program | NJSRRE1540394055 | Scotch Plains Twp | 7076 | 10 | 5.22 | Residential | No | Behind the Meter | Sunrun Installation Services, Inc. | PSE&G | Accepted | 2019-02-25 | 2019-02-27 | 2020-02-27 | REC Solar | REC290TP2 BLK | Solar Panels |  | 0.29 | 8 | 219 | 40 |  | Fixed | Roof
Solar Registration Program | NJSRRE1540394055 | Scotch Plains Twp | 7076 | 10 | 5.22 | Residential | No | Behind the Meter | Sunrun Installation Services, Inc. | PSE&G | Accepted | 2019-02-25 | 2019-02-27 | 2020-02-27 | SMA America | SB5.0-1SP-US-40 | Inverters | 5000 |  | 1 |  |  | 0.96 |  | Outdoor | Next To Meter
Solar Registration Program | NJSRRE1540396994 | Bordentown | 8505 | 13 | 5.22 | Residential | Yes | Behind the Meter | Vivint Solar Developer, LLC | PSE&G | Accepted | 2019-02-27 | 2019-02-27 | 2020-02-27 | Trina Solar | TSM-290DD05A.05(II) | Solar Panels |  | 0.29 | 18 | 153 | 34 |  | Fixed | Roof
Solar Registration Program | NJSRRE1540396994 | Bordentown | 8505 | 13 | 5.22 | Residential | Yes | Behind the Meter | Vivint Solar Developer, LLC | PSE&G | Accepted | 2019-02-27 | 2019-02-27 | 2020-02-27 | Enphase Energy | S230-60-LL-2-US | Inverters | 220 |  | 18 |  |  | 0.972 |  | Other | Underneath each module.
Solar Registration Program | NJSRRE1540513191 | Newark City | 7103 | 9 | 5.22 | Residential | Yes | Behind the Meter | Sunrun Installation Services, Inc. | PSE&G | Accepted | 2019-03-22 | 2019-03-25 | 2020-03-25 | REC Solar | REC290TP2 BLK | Solar Panels |  | 0.29 | 18 | 196 | 27 |  | Fixed | Roof
Solar Registration Program | NJSRRE1540513191 | Newark City | 7103 | 9 | 5.22 | Residential | Yes | Behind the Meter | Sunrun Installation Services, Inc. | PSE&G | Accepted | 2019-03-22 | 2019-03-25 | 2020-03-25 | SMA America | SB5.0-1SP-US-40 | Inverters | 5000 |  | 1 |  |  | 0.96 |  | Outdoor | Next To Meter
Solar Registration Program | NJSRRE1540746922 | Wayne | 7470 | 6 | 5.22 | Residential | No | Behind the Meter | Sunrun Installation Services, Inc. | PSE&G | Accepted | 2019-03-28 | 2019-03-29 | 2020-03-29 | REC Solar | REC290TP2 BLK | Solar Panels |  | 0.29 | 18 | 145 | 23 |  | Fixed | Roof
Solar Registration Program | NJSRRE1540746922 | Wayne | 7470 | 6 | 5.22 | Residential | No | Behind the Meter | Sunrun Installation Services, Inc. | PSE&G | Accepted | 2019-03-28 | 2019-03-29 | 2020-03-29 | SMA America | SB5.0-1SP-US-40 | Inverters | 5000 |  | 1 |  |  | 0.96 |  | Outdoor | Next To Meter
Solar Registration Program | NJSRRE1540820014 | East Brunswick | 8816 | 11 | 5.22 | Residential | Yes | Behind the Meter | Sunrun Installation Services, Inc. | PSE&G | Accepted | 2019-04-04 | 2019-04-05 | 2020-04-05 | REC Solar | REC290TP2 BLK | Solar Panels |  | 0.29 | 18 | 264 | 14 |  | Fixed | Roof
Solar Registration Program | NJSRRE1540820014 | East Brunswick | 8816 | 11 | 5.22 | Residential | Yes | Behind the Meter | Sunrun Installation Services, Inc. | PSE&G | Accepted | 2019-04-04 | 2019-04-05 | 2020-04-05 | SMA America | SB 5.0-1SP-US-40 | Inverters | 5000 |  | 1 |  |  | 0.96 |  | Outdoor | meter
Solar Registration Program | NJSRRE1540864062 | Paterson City | 7501 | 6 | 5.22 | Residential | Yes | Behind the Meter | Sunrun Installation Services, Inc. | PSE&G | Accepted | 2019-04-18 | 2019-04-19 | 2020-04-19 | REC Solar | REC290TP2 BLK | Solar Panels |  | 0.29 | 5 | 103 | 34 |  | Fixed | Roof
Solar Registration Program | NJSRRE1540864062 | Paterson City | 7501 | 6 | 5.22 | Residential | Yes | Behind the Meter | Sunrun Installation Services, Inc. | PSE&G | Accepted | 2019-04-18 | 2019-04-19 | 2020-04-19 | REC Solar | REC290TP2 BLK | Solar Panels |  | 0.29 | 13 | 192 | 43 |  | Fixed | Roof
Solar Registration Program | NJSRRE1540864062 | Paterson City | 7501 | 6 | 5.22 | Residential | Yes | Behind the Meter | Sunrun Installation Services, Inc. | PSE&G | Accepted | 2019-04-18 | 2019-04-19 | 2020-04-19 | SolarEdge Technologies | SE5000H-USRGM | Inverters | 5000 |  | 1 |  |  | 0.96 |  | Outdoor | Next To Meter
Solar Registration Program | NJSRRE1540866469 | Franklin Twp Som | 8873 | 5 | 5.22 | Residential | Yes | Behind the Meter | Sunrun Installation Services, Inc. | PSE&G | Accepted | 2019-04-19 | 2019-04-22 | 2020-04-22 | REC Solar | REC290TP2 BLK | Solar Panels |  | 0.29 | 2 | 357 | 14 |  | Fixed | Roof
Solar Registration Program | NJSRRE1540866469 | Franklin Twp Som | 8873 | 5 | 5.22 | Residential | Yes | Behind the Meter | Sunrun Installation Services, Inc. | PSE&G | Accepted | 2019-04-19 | 2019-04-22 | 2020-04-22 | REC Solar | REC290TP2 BLK | Solar Panels |  | 0.29 | 16 | 177 | 14 |  | Fixed | Roof
Solar Registration Program | NJSRRE1540866469 | Franklin Twp Som | 8873 | 5 | 5.22 | Residential | Yes | Behind the Meter | Sunrun Installation Services, Inc. | PSE&G | Accepted | 2019-04-19 | 2019-04-22 | 2020-04-22 | SolarEdge Technologies | SE5000H-USRGM | Inverters | 5000 |  | 1 |  |  | 0.96 |  | Outdoor | Next To Meter
Solar Registration Program | NJSRRE1540871212 | Piscataway | 8854 | 11 | 5.22 | Residential | Yes | Behind the Meter | Sunrun Installation Services, Inc. | PSE&G | Accepted | 2019-04-22 | 2019-04-24 | 2020-04-24 | REC Solar | REC290TP2 BLK | Solar Panels |  | 0.29 | 18 | 156 | 37 |  | Fixed | Roof
Solar Registration Program | NJSRRE1540871212 | Piscataway | 8854 | 11 | 5.22 | Residential | Yes | Behind the Meter | Sunrun Installation Services, Inc. | PSE&G | Accepted | 2019-04-22 | 2019-04-24 | 2020-04-24 | SMA America | SB 5.0-1SP-US-40 | Inverters | 5000 |  | 1 |  |  | 0.96 |  | Outdoor | meter
Solar Registration Program | NJSRRE1540871465 | Flemington | 8822 | 4 | 5.22 | Residential | Yes | Behind the Meter | Sunrun Installation Services, Inc. | JCP&L | Accepted | 2019-04-22 | 2019-04-24 | 2020-04-24 | REC Solar | REC290TP2 BLK | Solar Panels |  | 0.29 | 18 | 155 | 18 |  | Fixed | Roof
Solar Registration Program | NJSRRE1540871465 | Flemington | 8822 | 4 | 5.22 | Residential | Yes | Behind the Meter | Sunrun Installation Services, Inc. | JCP&L | Accepted | 2019-04-22 | 2019-04-24 | 2020-04-24 | SMA America | SB5.0-1SP-US-40 | Inverters | 5000 |  | 1 |  |  | 0.96 |  | Outdoor | Next To Meter
Solar Registration Program | NJSRRE1540904579 | Jersey City | 7304 | 8 | 5.22 | Residential | No | Behind the Meter | Sunrun Installation Services, Inc. | PSE&G | Accepted | 2019-04-29 | 2019-04-30 | 2020-04-30 | REC Solar | REC290TP2 BLK | Solar Panels |  | 0.29 | 18 | 210 | 10 |  | Fixed | Roof
Solar Registration Program | NJSRRE1540904579 | Jersey City | 7304 | 8 | 5.22 | Residential | No | Behind the Meter | Sunrun Installation Services, Inc. | PSE&G | Accepted | 2019-04-29 | 2019-04-30 | 2020-04-30 | SMA America | SB 5.0-1SP-US-40 | Inverters | 5000 |  | 1 |  |  | 0.96 |  | Outdoor | meter
Solar Registration Program | NJSRRE1540969452 | Morris Plains | 7950 | 3 | 5.22 | Residential | No | Behind the Meter | Sunrun Installation Services, Inc. | PSE&G | Accepted | 2019-05-08 | 2019-05-10 | 2020-05-10 | REC Solar | REC290TP2 BLK | Solar Panels |  | 0.29 | 18 | 172 | 23 |  | Fixed | Roof
Solar Registration Program | NJSRRE1540969452 | Morris Plains | 7950 | 3 | 5.22 | Residential | No | Behind the Meter | Sunrun Installation Services, Inc. | PSE&G | Accepted | 2019-05-08 | 2019-05-10 | 2020-05-10 | SMA America | SB5.0-1SP-US-40 | Inverters | 5000 |  | 1 |  |  | 0.96 |  | Outdoor | Next To Meter
Solar Registration Program | NJSRRE1540973234 | Neptune | 7753 | 17 | 5.22 | Residential | Yes | Behind the Meter | Sunrun Installation Services, Inc. | JCP&L | Accepted | 2019-05-09 | 2019-05-14 | 2020-05-14 | REC Solar | REC290TP2 BLK | Solar Panels |  | 0.29 | 18 | 200 | 30 |  | Fixed | Roof
Solar Registration Program | NJSRRE1540973234 | Neptune | 7753 | 17 | 5.22 | Residential | Yes | Behind the Meter | Sunrun Installation Services, Inc. | JCP&L | Accepted | 2019-05-09 | 2019-05-14 | 2020-05-14 | SMA America | SB5.0-1SP-US-40 | Inverters | 5000 |  | 1 |  |  | 0.96 |  | Outdoor | Next To Meter
Solar Registration Program | NJSRRE1540988955 | Atco | 8004 | 14 | 5.22 | Residential | Yes | Behind the Meter | Code Green Solar, LLC | AC Electric | Accepted | 2019-05-14 | 2019-06-13 | 2020-06-13 | Q-Cells | Q-Cells-Q.PEAK BLK G4 290 | Solar Panels |  | 0.29 | 18 | 183 | 27 |  | Fixed | Roof
Solar Registration Program | NJSRRE1540988955 | Atco | 8004 | 14 | 5.22 | Residential | Yes | Behind the Meter | Code Green Solar, LLC | AC Electric | Accepted | 2019-05-14 | 2019-06-13 | 2020-06-13 | Enphase Energy | IQ6 | Inverters | 0.23 |  | 18 |  |  | 0.985 |  | Outdoor | outside
Solar Registration Program | NJSRRE1541041884 | Absecon | 8201 | 19 | 5.22 | Residential | No | Behind the Meter | Sunrun Installation Services, Inc. | AC Electric | Accepted | 2019-05-24 | 2019-05-30 | 2020-05-30 | REC Solar | REC290TP2 BLK | Solar Panels |  | 0.29 | 18 | 222 | 18 |  | Fixed | Roof
Solar Registration Program | NJSRRE1541041884 | Absecon | 8201 | 19 | 5.22 | Residential | No | Behind the Meter | Sunrun Installation Services, Inc. | AC Electric | Accepted | 2019-05-24 | 2019-05-30 | 2020-05-30 | Ningbo Ginlong Technologies | Solis-1P4.6K-4G-US | Inverters | 4600 |  | 1 |  |  | 0.96 |  | Outdoor | Next To Meter
Solar Registration Program | NJSRRE1541125699 | Sayreville | 8872 | 11 | 5.22 | Residential | Yes | Behind the Meter | Sunrun Installation Services, Inc. | JCP&L | Accepted | 2019-06-07 | 2019-06-17 | 2020-06-17 | REC Solar | REC290TP2 BLK | Solar Panels |  | 0.29 | 9 | 89 | 19 |  | Fixed | Roof
Solar Registration Program | NJSRRE1541125699 | Sayreville | 8872 | 11 | 5.22 | Residential | Yes | Behind the Meter | Sunrun Installation Services, Inc. | JCP&L | Accepted | 2019-06-07 | 2019-06-17 | 2020-06-17 | REC Solar | REC290TP2 BLK | Solar Panels |  | 0.29 | 9 | 269 | 19 |  | Fixed | Roof
Solar Registration Program | NJSRRE1541125699 | Sayreville | 8872 | 11 | 5.22 | Residential | Yes | Behind the Meter | Sunrun Installation Services, Inc. | JCP&L | Accepted | 2019-06-07 | 2019-06-17 | 2020-06-17 | Ningbo Ginlong Technologies | Solis-1P4.6K-4G-US | Inverters | 4600 |  | 1 |  |  | 0.96 |  | Outdoor | Next To Meter
Solar Registration Program | NJSRRE1541194385 | Union Twp Uni | 7083 | 10 | 5.22 | Residential | No | Behind the Meter | Sunrun Installation Services, Inc. | PSE&G | Accepted | 2019-06-12 | 2019-06-17 | 2020-06-17 | REC Solar | REC290TP2 BLK | Solar Panels |  | 0.29 | 15 | 89 | 30 |  | Fixed | Roof
Solar Registration Program | NJSRRE1541194385 | Union Twp Uni | 7083 | 10 | 5.22 | Residential | No | Behind the Meter | Sunrun Installation Services, Inc. | PSE&G | Accepted | 2019-06-12 | 2019-06-17 | 2020-06-17 | REC Solar | REC290TP2 BLK | Solar Panels |  | 0.29 | 3 | 177 | 12 |  | Fixed | Roof
Solar Registration Program | NJSRRE1541194385 | Union Twp Uni | 7083 | 10 | 5.22 | Residential | No | Behind the Meter | Sunrun Installation Services, Inc. | PSE&G | Accepted | 2019-06-12 | 2019-06-17 | 2020-06-17 | SolarEdge Technologies | SE5000H-USRGM | Inverters | 5000 |  | 1 |  |  | 0.96 |  | Outdoor | Next To Meter
Solar Registration Program | NJSRRE1541443853 | Westfield | 7090 | 10 | 5.22 | Residential | Yes | Behind the Meter | Sunrun Installation Services, Inc. | PSE&G | Accepted | 2019-06-21 | 2019-06-26 | 2020-06-26 | REC Solar | REC290TP2 BLK | Solar Panels |  | 0.29 | 10 | 307 | 27 |  | Fixed | Roof
Solar Registration Program | NJSRRE1541443853 | Westfield | 7090 | 10 | 5.22 | Residential | Yes | Behind the Meter | Sunrun Installation Services, Inc. | PSE&G | Accepted | 2019-06-21 | 2019-06-26 | 2020-06-26 | REC Solar | REC290TP2 BLK | Solar Panels |  | 0.29 | 8 | 127 | 27 |  | Fixed | Roof
Solar Registration Program | NJSRRE1541443853 | Westfield | 7090 | 10 | 5.22 | Residential | Yes | Behind the Meter | Sunrun Installation Services, Inc. | PSE&G | Accepted | 2019-06-21 | 2019-06-26 | 2020-06-26 | Ningbo Ginlong Technologies | Solis-1P4.6K-4G-US | Inverters | 4600 |  | 1 |  |  | 0.96 |  | Outdoor | Next To Meter
Solar Registration Program | NJSRRE1541523504 | Pitman | 8071 | 15 | 5.22 | Residential | Yes | Behind the Meter | Sunrun Installation Services, Inc. | AC Electric | Accepted | 2019-07-02 | 2019-07-05 | 2020-07-05 | REC Solar | REC290TP2 BLK | Solar Panels |  | 0.29 | 7 | 266 | 18 |  | Fixed | Roof
Solar Registration Program | NJSRRE1541523504 | Pitman | 8071 | 15 | 5.22 | Residential | Yes | Behind the Meter | Sunrun Installation Services, Inc. | AC Electric | Accepted | 2019-07-02 | 2019-07-05 | 2020-07-05 | REC Solar | REC290TP2 BLK | Solar Panels |  | 0.29 | 6 | 176 | 18 |  | Fixed | Roof
Solar Registration Program | NJSRRE1541523504 | Pitman | 8071 | 15 | 5.22 | Residential | Yes | Behind the Meter | Sunrun Installation Services, Inc. | AC Electric | Accepted | 2019-07-02 | 2019-07-05 | 2020-07-05 | REC Solar | REC290TP2 BLK | Solar Panels |  | 0.29 | 5 | 86 | 18 |  | Fixed | Roof
Solar Registration Program | NJSRRE1541523504 | Pitman | 8071 | 15 | 5.22 | Residential | Yes | Behind the Meter | Sunrun Installation Services, Inc. | AC Electric | Accepted | 2019-07-02 | 2019-07-05 | 2020-07-05 | Ningbo Ginlong Technologies | Solis-1P6K-4G-US | Inverters | 6000 |  | 1 |  |  | 0.96 |  | Outdoor | Next To Meter
Solar Registration Program | NJSRRE1541677759 | Jersey City | 7306 | 8 | 5.22 | Residential | Yes | Behind the Meter | Sunrun Installation Services, Inc. | PSE&G | Accepted | 2019-07-17 | 2019-07-22 | 2020-07-22 | REC Solar | REC290TP2 BLK | Solar Panels |  | 0.29 | 18 | 208 | 10 |  | Fixed | Roof
Solar Registration Program | NJSRRE1541677759 | Jersey City | 7306 | 8 | 5.22 | Residential | Yes | Behind the Meter | Sunrun Installation Services, Inc. | PSE&G | Accepted | 2019-07-17 | 2019-07-22 | 2020-07-22 | Ningbo Ginlong Technologies | Solis-1P4.6K-4G-US | Inverters | 4600 |  | 1 |  |  | 0.96 |  | Outdoor | Next To Meter
Solar Registration Program | NJSRRE1541693554 | Trenton City | 8618 | 12 | 5.22 | Residential | Yes | Behind the Meter | Sunrun Installation Services, Inc. | PSE&G | Accepted | 2019-07-22 | 2019-07-25 | 2020-07-25 | REC Solar | REC290TP2 BLK | Solar Panels |  | 0.29 | 10 | 30 | 37 |  | Fixed | Roof
Solar Registration Program | NJSRRE1541693554 | Trenton City | 8618 | 12 | 5.22 | Residential | Yes | Behind the Meter | Sunrun Installation Services, Inc. | PSE&G | Accepted | 2019-07-22 | 2019-07-25 | 2020-07-25 | REC Solar | REC290TP2 BLK | Solar Panels |  | 0.29 | 8 | 37 | 9 |  | Fixed | Roof
Solar Registration Program | NJSRRE1541693554 | Trenton City | 8618 | 12 | 5.22 | Residential | Yes | Behind the Meter | Sunrun Installation Services, Inc. | PSE&G | Accepted | 2019-07-22 | 2019-07-25 | 2020-07-25 | Ginlong | Solis-1P7.6K-4G-US | Inverters | 7600 |  | 1 |  |  | 0.96 |  | Other | Near Main Panel
Solar Registration Program | NJSRRE1541699216 | East Orange | 7018 | 9 | 5.22 | Residential | Yes | Behind the Meter | Sunrun Installation Services, Inc. | PSE&G | Accepted | 2019-07-24 | 2019-07-26 | 2020-07-26 | REC Solar | REC290TP2 BLK | Solar Panels |  | 0.29 | 3 | 204 | 43 |  | Fixed | Roof
Solar Registration Program | NJSRRE1541699216 | East Orange | 7018 | 9 | 5.22 | Residential | Yes | Behind the Meter | Sunrun Installation Services, Inc. | PSE&G | Accepted | 2019-07-24 | 2019-07-26 | 2020-07-26 | REC Solar | REC290TP2 BLK | Solar Panels |  | 0.29 | 9 | 294 | 24 |  | Fixed | Roof
Solar Registration Program | NJSRRE1541699216 | East Orange | 7018 | 9 | 5.22 | Residential | Yes | Behind the Meter | Sunrun Installation Services, Inc. | PSE&G | Accepted | 2019-07-24 | 2019-07-26 | 2020-07-26 | REC Solar | REC290TP2 BLK | Solar Panels |  | 0.29 | 6 | 114 | 23 |  | Fixed | Roof
Solar Registration Program | NJSRRE1541699216 | East Orange | 7018 | 9 | 5.22 | Residential | Yes | Behind the Meter | Sunrun Installation Services, Inc. | PSE&G | Accepted | 2019-07-24 | 2019-07-26 | 2020-07-26 | SolarEdge Technologies | SE5000H-USRGM | Inverters | 5000 |  | 1 |  |  | 0.96 |  | Outdoor | Next To Meter
Solar Registration Program | NJSRRE1541699289 | East Orange City | 7017 | 9 | 5.22 | Residential | Yes | Behind the Meter | Sunrun Installation Services, Inc. | PSE&G | Accepted | 2019-07-24 | 2019-07-29 | 2020-07-29 | REC Solar | REC290TP2 BLK | Solar Panels |  | 0.29 | 7 | 37 | 23 |  | Fixed | Roof
Solar Registration Program | NJSRRE1541699289 | East Orange City | 7017 | 9 | 5.22 | Residential | Yes | Behind the Meter | Sunrun Installation Services, Inc. | PSE&G | Accepted | 2019-07-24 | 2019-07-29 | 2020-07-29 | REC Solar | REC290TP2 BLK | Solar Panels |  | 0.29 | 11 | 216 | 23 |  | Fixed | Roof
Solar Registration Program | NJSRRE1541699289 | East Orange City | 7017 | 9 | 5.22 | Residential | Yes | Behind the Meter | Sunrun Installation Services, Inc. | PSE&G | Accepted | 2019-07-24 | 2019-07-29 | 2020-07-29 | Ningbo Ginlong Technologies | Solis-1P4K-4G-US | Inverters | 4000 |  | 1 |  |  | 0.96 |  | Outdoor | Next To Meter
Solar Registration Program | NJSRRE1541851513 | Jersey City | 7306 | 8 | 5.22 | Residential | Yes | Behind the Meter | Sunrun Installation Services, Inc. | PSE&G | Accepted | 2019-08-16 | 2019-08-23 | 2020-08-23 | REC Solar | REC290TP2 BLK | Solar Panels |  | 0.29 | 18 | 216 | 10 |  | Fixed | Roof
Solar Registration Program | NJSRRE1541851513 | Jersey City | 7306 | 8 | 5.22 | Residential | Yes | Behind the Meter | Sunrun Installation Services, Inc. | PSE&G | Accepted | 2019-08-16 | 2019-08-23 | 2020-08-23 | Ningbo Ginlong Technologies | Solis-1P4K-4G-US | Inverters | 4000 |  | 1 |  |  | 0.96 |  | Outdoor | Next To Meter
Solar Registration Program | NJSRRE1541871787 | Piscataway | 8854 | 11 | 5.22 | Residential | No | Behind the Meter | Sunrun Installation Services, Inc. | PSE&G | Accepted | 2019-08-21 | 2019-08-26 | 2020-08-26 | REC Solar | REC290TP2 BLK | Solar Panels |  | 0.29 | 11 | 166 | 22 |  | Fixed | Roof
Solar Registration Program | NJSRRE1541871787 | Piscataway | 8854 | 11 | 5.22 | Residential | No | Behind the Meter | Sunrun Installation Services, Inc. | PSE&G | Accepted | 2019-08-21 | 2019-08-26 | 2020-08-26 | REC Solar | REC290TP2 BLK | Solar Panels |  | 0.29 | 7 | 75 | 23 |  | Fixed | Roof
Solar Registration Program | NJSRRE1541871787 | Piscataway | 8854 | 11 | 5.22 | Residential | No | Behind the Meter | Sunrun Installation Services, Inc. | PSE&G | Accepted | 2019-08-21 | 2019-08-26 | 2020-08-26 | Ningbo Ginlong Technologies | Solis-1P4K-4G-US | Inverters | 4000 |  | 1 |  |  | 0.96 |  | Outdoor | Next To Meter
Solar Registration Program | NJSRRE1541989099 | Hamilton Twp Mer | 8619 | 12 | 5.22 | Residential | Yes | Behind the Meter | Sunrun Installation Services, Inc. | PSE&G | Accepted | 2019-08-31 | 2019-09-05 | 2020-09-05 | REC Solar | REC290TP2 BLK | Solar Panels |  | 0.29 | 8 | 205 | 14 |  | Fixed | Roof
Solar Registration Program | NJSRRE1541989099 | Hamilton Twp Mer | 8619 | 12 | 5.22 | Residential | Yes | Behind the Meter | Sunrun Installation Services, Inc. | PSE&G | Accepted | 2019-08-31 | 2019-09-05 | 2020-09-05 | REC Solar | REC290TP2 BLK | Solar Panels |  | 0.29 | 10 | 25 | 14 |  | Fixed | Roof
Solar Registration Program | NJSRRE1541989099 | Hamilton Twp Mer | 8619 | 12 | 5.22 | Residential | Yes | Behind the Meter | Sunrun Installation Services, Inc. | PSE&G | Accepted | 2019-08-31 | 2019-09-05 | 2020-09-05 | Ningbo Ginlong Technologies | Solis-1P4K-4G-US | Inverters | 4000 |  | 1 |  |  | 0.96 |  | Outdoor | Next To Meter
Solar Registration Program | NJSRRE1542440546 | Pennsauken TWP | 8109 | 14 | 5.22 | Residential | Yes | Behind the Meter | 1st Light Energy Inc | PSE&G | Accepted | 2019-09-25 | 2019-09-27 | 2020-09-27 | Rec | REC290TP2 | Solar Panels |  | 0.29 | 2 | 182 | 23 |  | Fixed | Roof
Solar Registration Program | NJSRRE1542440546 | Pennsauken TWP | 8109 | 14 | 5.22 | Residential | Yes | Behind the Meter | 1st Light Energy Inc | PSE&G | Accepted | 2019-09-25 | 2019-09-27 | 2020-09-27 | Rec | REC290TP2 | Solar Panels |  | 0.29 | 16 | 182 | 23 |  | Fixed | Roof
Solar Registration Program | NJSRRE1542440546 | Pennsauken TWP | 8109 | 14 | 5.22 | Residential | Yes | Behind the Meter | 1st Light Energy Inc | PSE&G | Accepted | 2019-09-25 | 2019-09-27 | 2020-09-27 | Solaredge | SE5000H-USRGM (240V) | Inverters | 5000 |  | 1 |  |  | 0.99 |  | Outside | within 10 feet of meter
Solar Registration Program | NJSRRE1542513424 | Hillsborough Township | 8844 | 5 | 5.22 | Residential | No | Behind the Meter | Sunrun Installation Services, Inc. | PSE&G | Accepted | 2019-10-07 | 2019-10-10 | 2020-10-10 | REC Solar | REC290TP2 BLK | Solar Panels |  | 0.29 | 6 | 116 | 30 |  | Fixed | Roof
Solar Registration Program | NJSRRE1542513424 | Hillsborough Township | 8844 | 5 | 5.22 | Residential | No | Behind the Meter | Sunrun Installation Services, Inc. | PSE&G | Accepted | 2019-10-07 | 2019-10-10 | 2020-10-10 | REC Solar | REC290TP2 BLK | Solar Panels |  | 0.29 | 12 | 206 | 41 |  | Fixed | Roof
Solar Registration Program | NJSRRE1542513424 | Hillsborough Township | 8844 | 5 | 5.22 | Residential | No | Behind the Meter | Sunrun Installation Services, Inc. | PSE&G | Accepted | 2019-10-07 | 2019-10-10 | 2020-10-10 | Delta Electronics | M5-TL-US | Inverters | 4800 |  | 1 |  |  | 0.96 |  | Outdoor | Next To Meter
Solar Registration Program | NJSRRE1542553312 | West Milford | 7480 | 6 | 5.22 | Residential | Yes | Behind the Meter | Sunrun Installation Services, Inc. | Orange Rockland Electric | Accepted | 2019-10-17 | 2019-10-28 | 2020-10-28 | REC Solar | REC290TP2 BLK | Solar Panels |  | 0.29 | 18 | 284 | 23 |  | Fixed | Roof
Solar Registration Program | NJSRRE1542553312 | West Milford | 7480 | 6 | 5.22 | Residential | Yes | Behind the Meter | Sunrun Installation Services, Inc. | Orange Rockland Electric | Accepted | 2019-10-17 | 2019-10-28 | 2020-10-28 | Delta Electronics | M5-TL-US | Inverters | 4800 |  | 1 |  |  | 0.96 |  | Outdoor | Next To Meter
Solar Registration Program | NJSRRE1542559586 | Piscataway | 8854 | 11 | 5.22 | Residential | Yes | Behind the Meter | Sunrun Installation Services, Inc. | PSE&G | Accepted | 2019-10-18 | 2019-10-22 | 2020-10-22 | REC Solar | REC290TP2 BLK | Solar Panels |  | 0.29 | 18 | 219 | 18 |  | Fixed | Roof
Solar Registration Program | NJSRRE1542559586 | Piscataway | 8854 | 11 | 5.22 | Residential | Yes | Behind the Meter | Sunrun Installation Services, Inc. | PSE&G | Accepted | 2019-10-18 | 2019-10-22 | 2020-10-22 | Delta Electronics | M5-TL-US | Inverters | 4800 |  | 1 |  |  | 0.96 |  | Outdoor | Next To Meter
Solar Registration Program | NJSRRE1542575817 | Bridgewater Township | 8807 | 5 | 5.22 | Residential | No | Behind the Meter | Sunrun Installation Services, Inc. | PSE&G | Accepted | 2019-10-22 | 2019-10-24 | 2020-10-24 | REC Solar | REC290TP2 BLK | Solar Panels |  | 0.29 | 18 | 175 | 27 |  | Fixed | Roof
Solar Registration Program | NJSRRE1542575817 | Bridgewater Township | 8807 | 5 | 5.22 | Residential | No | Behind the Meter | Sunrun Installation Services, Inc. | PSE&G | Accepted | 2019-10-22 | 2019-10-24 | 2020-10-24 | SolarEdge Technologies | SE5000H-USRGM | Inverters | 5000 |  | 1 |  |  | 0.96 |  | Outdoor | Next To Meter
Solar Registration Program | NJSRRE1542684959 | Waretown | 8758 | 18 | 5.22 | Residential | No | Behind the Meter | Sunrun Installation Services, Inc. | JCP&L | Accepted | 2019-10-28 | 2019-10-30 | 2020-10-30 | REC Solar | REC290TP2 BLK | Solar Panels |  | 0.29 | 5 | 39 | 28 |  | Fixed | Roof
Solar Registration Program | NJSRRE1542684959 | Waretown | 8758 | 18 | 5.22 | Residential | No | Behind the Meter | Sunrun Installation Services, Inc. | JCP&L | Accepted | 2019-10-28 | 2019-10-30 | 2020-10-30 | REC Solar | REC290TP2 BLK | Solar Panels |  | 0.29 | 13 | 219 | 28 |  | Fixed | Roof
Solar Registration Program | NJSRRE1542684959 | Waretown | 8758 | 18 | 5.22 | Residential | No | Behind the Meter | Sunrun Installation Services, Inc. | JCP&L | Accepted | 2019-10-28 | 2019-10-30 | 2020-10-30 | Ningbo Ginlong Technologies | Solis-1P4K-4G-US | Inverters | 4000 |  | 1 |  |  | 0.96 |  | Outdoor | Next To Meter
Solar Registration Program | NJSRRE1542805303 | Fair Lawn | 7410 | 7 | 5.22 | Residential | No | Behind the Meter | Sunrun, Inc. | PSE&G | Accepted | 2019-10-30 | 2019-11-01 | 2020-11-01 | REC Solar | REC290TP2 BLK | Solar Panels |  | 0.29 | 3 | 67 | 23 |  | Fixed | Roof
Solar Registration Program | NJSRRE1542805303 | Fair Lawn | 7410 | 7 | 5.22 | Residential | No | Behind the Meter | Sunrun, Inc. | PSE&G | Accepted | 2019-10-30 | 2019-11-01 | 2020-11-01 | REC Solar | REC290TP2 BLK | Solar Panels |  | 0.29 | 8 | 250 | 23 |  | Fixed | Roof
Solar Registration Program | NJSRRE1542805303 | Fair Lawn | 7410 | 7 | 5.22 | Residential | No | Behind the Meter | Sunrun, Inc. | PSE&G | Accepted | 2019-10-30 | 2019-11-01 | 2020-11-01 | REC Solar | REC290TP2 BLK | Solar Panels |  | 0.29 | 7 | 161 | 23 |  | Fixed | Roof
Solar Registration Program | NJSRRE1542805303 | Fair Lawn | 7410 | 7 | 5.22 | Residential | No | Behind the Meter | Sunrun, Inc. | PSE&G | Accepted | 2019-10-30 | 2019-11-01 | 2020-11-01 | SolarEdge Technologies | SE5000H-USRGM | Inverters | 5000 |  | 1 |  |  | 0.96 |  | Outdoor | Next To Meter
Solar Registration Program | NJSRRE1542851441 | Westampton | 8060 | 13 | 5.22 | Residential | Yes | Behind the Meter | Sunrun Installation Services, Inc. | PSE&G | Accepted | 2019-10-31 | 2019-11-04 | 2020-11-04 | REC Solar | REC290TP2 BLK | Solar Panels |  | 0.29 | 18 | 106 | 26 |  | Fixed | Roof
Solar Registration Program | NJSRRE1542851441 | Westampton | 8060 | 13 | 5.22 | Residential | Yes | Behind the Meter | Sunrun Installation Services, Inc. | PSE&G | Accepted | 2019-10-31 | 2019-11-04 | 2020-11-04 | Delta Electronics | M5-TL-US | Inverters | 4800 |  | 1 |  |  | 0.96 |  | Outdoor | Next To Meter
Solar Registration Program | NJSRRE1543421538 | Irvington | 7111 | 9 | 5.22 | Residential | No | Behind the Meter | Sunrun Installation Services, Inc. | PSE&G | Accepted | 2019-11-19 | 2019-11-21 | 2020-11-21 | REC Solar | REC290TP2 BLK | Solar Panels |  | 0.29 | 7 | 200 | 37 |  | Fixed | Roof
Solar Registration Program | NJSRRE1543421538 | Irvington | 7111 | 9 | 5.22 | Residential | No | Behind the Meter | Sunrun Installation Services, Inc. | PSE&G | Accepted | 2019-11-19 | 2019-11-21 | 2020-11-21 | REC Solar | REC290TP2 BLK | Solar Panels |  | 0.29 | 6 | 200 | 10 |  | Fixed | Roof
Solar Registration Program | NJSRRE1543421538 | Irvington | 7111 | 9 | 5.22 | Residential | No | Behind the Meter | Sunrun Installation Services, Inc. | PSE&G | Accepted | 2019-11-19 | 2019-11-21 | 2020-11-21 | REC Solar | REC290TP2 BLK | Solar Panels |  | 0.29 | 5 | 114 | 27 |  | Fixed | Roof
Solar Registration Program | NJSRRE1543421538 | Irvington | 7111 | 9 | 5.22 | Residential | No | Behind the Meter | Sunrun Installation Services, Inc. | PSE&G | Accepted | 2019-11-19 | 2019-11-21 | 2020-11-21 | Delta Electronics | M6-TL-US | Inverters | 5760 |  | 1 |  |  | 0.96 |  | Outdoor | Next To Meter
Solar Registration Program | NJSRRE1543433915 | Tansboro | 8009 | 14 | 5.22 | Residential | Yes | Behind the Meter | Sunrun Installation Services, Inc. | AC Electric | Accepted | 2019-11-21 | 2019-11-25 | 2020-11-25 | REC Solar | REC290TP2 BLK | Solar Panels |  | 0.29 | 5 | 131 | 18 |  | Fixed | Roof
Solar Registration Program | NJSRRE1543433915 | Tansboro | 8009 | 14 | 5.22 | Residential | Yes | Behind the Meter | Sunrun Installation Services, Inc. | AC Electric | Accepted | 2019-11-21 | 2019-11-25 | 2020-11-25 | REC Solar | REC290TP2 BLK | Solar Panels |  | 0.29 | 13 | 311 | 18 |  | Fixed | Roof
Solar Registration Program | NJSRRE1543433915 | Tansboro | 8009 | 14 | 5.22 | Residential | Yes | Behind the Meter | Sunrun Installation Services, Inc. | AC Electric | Accepted | 2019-11-21 | 2019-11-25 | 2020-11-25 | Delta Electronics | M5-TL-US | Inverters | 4800 |  | 1 |  |  | 0.96 |  | Outdoor | Next To Meter
Solar Registration Program | NJSRRE1543434349 | Bound Brook | 8805 | 5 | 5.22 | Residential | Yes | Behind the Meter | Sunrun Installation Services, Inc. | PSE&G | Accepted | 2019-11-21 | 2019-11-26 | 2020-11-26 | REC Solar | REC290TP2 BLK | Solar Panels |  | 0.29 | 5 | 78 | 19 |  | Fixed | Roof
Solar Registration Program | NJSRRE1543434349 | Bound Brook | 8805 | 5 | 5.22 | Residential | Yes | Behind the Meter | Sunrun Installation Services, Inc. | PSE&G | Accepted | 2019-11-21 | 2019-11-26 | 2020-11-26 | REC Solar | REC290TP2 BLK | Solar Panels |  | 0.29 | 13 | 349 | 19 |  | Fixed | Roof
Solar Registration Program | NJSRRE1543434349 | Bound Brook | 8805 | 5 | 5.22 | Residential | Yes | Behind the Meter | Sunrun Installation Services, Inc. | PSE&G | Accepted | 2019-11-21 | 2019-11-26 | 2020-11-26 | Delta Electronics | M5-TL-US | Inverters | 4800 |  | 1 |  |  | 0.96 |  | Outdoor | Next To Meter
Solar Registration Program | NJSRRE1543442896 | Linden | 7036 | 10 | 5.22 | Residential | Yes | Behind the Meter | Sunrun Installation Services, Inc. | PSE&G | Accepted | 2019-11-25 | 2019-11-27 | 2020-11-27 | REC Solar | REC290TP2 BLK | Solar Panels |  | 0.29 | 18 | 232 | 27 |  | Fixed | Roof
Solar Registration Program | NJSRRE1543442896 | Linden | 7036 | 10 | 5.22 | Residential | Yes | Behind the Meter | Sunrun Installation Services, Inc. | PSE&G | Accepted | 2019-11-25 | 2019-11-27 | 2020-11-27 | Delta Electronics | M5-TL-US | Inverters | 4800 |  | 1 |  |  | 0.96 |  | Outdoor | Next To Meter
Solar Registration Program | NJSRRE1543446782 | Surf City | 8008 | 18 | 5.22 | Residential | No | Behind the Meter | Sunrun Installation Services, Inc. | AC Electric | Accepted | 2019-11-26 | 2019-12-02 | 2020-12-02 | REC Solar | REC290TP2 BLK | Solar Panels |  | 0.29 | 18 | 122 | 18 |  | Fixed | Roof
Solar Registration Program | NJSRRE1543446782 | Surf City | 8008 | 18 | 5.22 | Residential | No | Behind the Meter | Sunrun Installation Services, Inc. | AC Electric | Accepted | 2019-11-26 | 2019-12-02 | 2020-12-02 | Delta Electronics | M5-TL-US | Inverters | 4800 |  | 1 |  |  | 0.96 |  | Outdoor | Next To Meter
Solar Registration Program | NJSRRE1543501909 | West Windsor Twp | 8540 | 12 | 5.22 | Residential | Yes | Behind the Meter | Sunrun Installation Services, Inc. | PSE&G | Accepted | 2019-12-09 | 2019-12-11 | 2020-12-11 | REC Solar | REC290TP2 BLK | Solar Panels |  | 0.29 | 6 | 229 | 40 |  | Fixed | Roof
Solar Registration Program | NJSRRE1543501909 | West Windsor Twp | 8540 | 12 | 5.22 | Residential | Yes | Behind the Meter | Sunrun Installation Services, Inc. | PSE&G | Accepted | 2019-12-09 | 2019-12-11 | 2020-12-11 | REC Solar | REC290TP2 BLK | Solar Panels |  | 0.29 | 12 | 138 | 34 |  | Fixed | Roof
Solar Registration Program | NJSRRE1543501909 | West Windsor Twp | 8540 | 12 | 5.22 | Residential | Yes | Behind the Meter | Sunrun Installation Services, Inc. | PSE&G | Accepted | 2019-12-09 | 2019-12-11 | 2020-12-11 | Delta Electronics | M5-TL-US | Inverters | 4800 |  | 1 |  |  | 0.96 |  | Outdoor | Next To Meter
Solar Registration Program | NJSRRE1540856341 | Jersey City | 7305 | 8 | 5.23 | Residential | Yes | Behind the Meter | SunPower Corporation, Systems | PSE&G | Accepted | 2019-04-16 | 2019-04-17 | 2020-04-17 | SUNPOWER | SPR-E20-327-E-AC | Solar Panels |  | 0.327 | 16 | 212 | 0 |  | Fixed | Roof
Solar Registration Program | NJSRRE1540856341 | Jersey City | 7305 | 8 | 5.23 | Residential | Yes | Behind the Meter | SunPower Corporation, Systems | PSE&G | Accepted | 2019-04-16 | 2019-04-17 | 2020-04-17 | SUNPOWER | SPR-E20-327-E-AC | Inverters | 320 |  | 16 |  |  | 0.96 |  | Other | under each panel
Solar Registration Program | NJSRRE1541076620 | swedesboro | 8085 | 15 | 5.23 | Residential | Yes | Behind the Meter | Vision Solar LLC | AC Electric | Accepted | 2019-06-04 | 2019-06-07 | 2020-06-07 | sunpower | e20-327-e-ac | Solar Panels |  | 0.327 | 16 | 230 | 45 |  | Fixed | Roof
Solar Registration Program | NJSRRE1541076620 | swedesboro | 8085 | 15 | 5.23 | Residential | Yes | Behind the Meter | Vision Solar LLC | AC Electric | Accepted | 2019-06-04 | 2019-06-07 | 2020-06-07 | sunpower | e20-327-e-ac | Inverters | 0.32 |  | 16 |  |  | 0.96 |  | Other | behind panels
Solar Registration Program | NJSRRE1541692938 | toms river | 8757 | 18 | 5.23 | Residential | Yes | Behind the Meter | Vision Solar LLC | JCP&L | Accepted | 2019-07-22 | 2019-07-24 | 2020-07-24 | SUNPOWER | E20-327-E-AC | Solar Panels |  | 0.327 | 16 | 176 | 18 |  | Fixed | Roof
Solar Registration Program | NJSRRE1541692938 | toms river | 8757 | 18 | 5.23 | Residential | Yes | Behind the Meter | Vision Solar LLC | JCP&L | Accepted | 2019-07-22 | 2019-07-24 | 2020-07-24 | sunpower | e20-327-e-ac | Inverters | 0.32 |  | 16 |  |  | 0.96 |  | Other | behind panels
Solar Registration Program | NJSRRE1541696349 | Jersey City | 7305 | 8 | 5.23 | Residential | Yes | Behind the Meter | SunPower Corporation, Systems | PSE&G | Accepted | 2019-07-23 | 2019-07-25 | 2020-07-25 | SUNPOWER | SPR-E20-327-E-AC | Solar Panels |  | 0.327 | 16 | 212 | 1 |  | Fixed | Roof
Solar Registration Program | NJSRRE1541696349 | Jersey City | 7305 | 8 | 5.23 | Residential | Yes | Behind the Meter | SunPower Corporation, Systems | PSE&G | Accepted | 2019-07-23 | 2019-07-25 | 2020-07-25 | SUNPOWER | SPR-E20-327-E-AC | Inverters | 320 |  | 16 |  |  | 0.96 |  | Other | under each panel
Solar Registration Program | NJSRRE1541705499 | Gloucester City | 8030 | 14 | 5.23 | Residential | Yes | Behind the Meter | SunPower Corporation, Systems | PSE&G | Accepted | 2019-07-26 | 2019-07-31 | 2020-07-31 | SUNPOWER | SPR-E20-327-E-AC | Solar Panels |  | 0.327 | 16 | 182 | 23 |  | Fixed | Roof
Solar Registration Program | NJSRRE1541705499 | Gloucester City | 8030 | 14 | 5.23 | Residential | Yes | Behind the Meter | SunPower Corporation, Systems | PSE&G | Accepted | 2019-07-26 | 2019-07-31 | 2020-07-31 | SUNPOWER | SPR-E20-327-E-AC | Inverters | 320 |  | 16 |  |  | 0.96 |  | Other | under each panel
Solar Registration Program | NJSRRE1541712573 | Bound Brook | 8805 | 5 | 5.23 | Residential | Yes | Behind the Meter | SunnyMac LLC | PSE&G | Accepted | 2019-07-29 | 2019-08-01 | 2020-08-01 | Sunpower | SPR-E20-327 | Solar Panels |  | 0.327 | 16 | 180 | 21 |  | Fixed | Roof
Solar Registration Program | NJSRRE1541712573 | Bound Brook | 8805 | 5 | 5.23 | Residential | Yes | Behind the Meter | SunnyMac LLC | PSE&G | Accepted | 2019-07-29 | 2019-08-01 | 2020-08-01 | Enphase | IQ7XS-96-ACM-US | Inverters | 0.315 |  | 16 |  |  | 0.99 |  | Outdoor | roof
Solar Registration Program | NJSRRE1541722049 | Cherry Hill | 8003 | 14 | 5.23 | Residential | Yes | Behind the Meter | SunPower Corporation, Systems | PSE&G | Accepted | 2019-08-01 | 2019-08-05 | 2020-08-05 | SUNPOWER | SPR-E20-327-E-AC | Solar Panels |  | 0.327 | 16 | 255 | 18 |  | Fixed | Roof
Solar Registration Program | NJSRRE1541722049 | Cherry Hill | 8003 | 14 | 5.23 | Residential | Yes | Behind the Meter | SunPower Corporation, Systems | PSE&G | Accepted | 2019-08-01 | 2019-08-05 | 2020-08-05 | SUNPOWER | SPR-E20-327-E-AC | Inverters | 320 |  | 16 |  |  | 0.96 |  | Other | under each panel
Solar Registration Program | NJSRRE1541801931 | New Brunswick | 8901 | 11 | 5.23 | Residential | Yes | Behind the Meter | SunPower Corporation, Systems | PSE&G | Accepted | 2019-08-07 | 2019-08-12 | 2020-08-12 | SUNPOWER | SPR-E20-327-E-AC | Solar Panels |  | 0.327 | 16 | 128 | 30 |  | Fixed | Roof
Solar Registration Program | NJSRRE1541801931 | New Brunswick | 8901 | 11 | 5.23 | Residential | Yes | Behind the Meter | SunPower Corporation, Systems | PSE&G | Accepted | 2019-08-07 | 2019-08-12 | 2020-08-12 | SUNPOWER | SPR-E20-327-E-AC | Inverters | 320 |  | 16 |  |  | 0.96 |  | Other | under each panel
Solar Registration Program | NJSRRE1541851519 | Vineland | 8360 | 20 | 5.23 | Residential | Yes | Behind the Meter | Vision Solar LLC | Vineland Muni Electric | Accepted | 2019-08-16 | 2019-08-23 | 2020-08-23 | sunpower | e20-327-e-ac | Solar Panels |  | 0.327 | 8 | 94 | 28 |  | Fixed | Roof
Solar Registration Program | NJSRRE1541851519 | Vineland | 8360 | 20 | 5.23 | Residential | Yes | Behind the Meter | Vision Solar LLC | Vineland Muni Electric | Accepted | 2019-08-16 | 2019-08-23 | 2020-08-23 | sunpower | e20-327-e-ac | Solar Panels |  | 0.327 | 8 | 184 | 21 |  | Fixed | Roof
Solar Registration Program | NJSRRE1541851519 | Vineland | 8360 | 20 | 5.23 | Residential | Yes | Behind the Meter | Vision Solar LLC | Vineland Muni Electric | Accepted | 2019-08-16 | 2019-08-23 | 2020-08-23 | sunpower | e20-327-e-ac | Inverters | 0.32 |  | 16 |  |  | 0.96 |  | Other | behind panels
Solar Registration Program | NJSRRE1541864819 | Elizabeth City | 7206 | 10 | 5.23 | Residential | Yes | Behind the Meter | Vision Solar LLC | PSE&G | Accepted | 2019-08-21 | 2019-08-26 | 2020-08-26 | sunpower | e20-327-e-ac | Solar Panels |  | 0.327 | 8 | 234 | 20 |  | Fixed | Roof
Solar Registration Program | NJSRRE1541864819 | Elizabeth City | 7206 | 10 | 5.23 | Residential | Yes | Behind the Meter | Vision Solar LLC | PSE&G | Accepted | 2019-08-21 | 2019-08-26 | 2020-08-26 | sunpower | e20-327-e-ac | Solar Panels |  | 0.327 | 8 | 54 | 20 |  | Fixed | Roof
Solar Registration Program | NJSRRE1541864819 | Elizabeth City | 7206 | 10 | 5.23 | Residential | Yes | Behind the Meter | Vision Solar LLC | PSE&G | Accepted | 2019-08-21 | 2019-08-26 | 2020-08-26 | sunpower | e20-327-e-ac | Inverters | 0.32 |  | 16 |  |  | 0.96 |  | Other | behind panels
Solar Registration Program | NJSRRE1542141619 | Union | 7083 | 10 | 5.23 | Residential | Yes | Behind the Meter | SunPower Corporation, Systems | PSE&G | Accepted | 2019-09-04 | 2019-09-06 | 2020-09-06 | SUNPOWER | SPR-E20-327-E-AC | Solar Panels |  | 0.327 | 8 | 217 | 23 |  | Fixed | Roof
Solar Registration Program | NJSRRE1542141619 | Union | 7083 | 10 | 5.23 | Residential | Yes | Behind the Meter | SunPower Corporation, Systems | PSE&G | Accepted | 2019-09-04 | 2019-09-06 | 2020-09-06 | SUNPOWER | SPR-E20-327-E-AC | Solar Panels |  | 0.327 | 3 | 127 | 30 |  | Fixed | Pole
Solar Registration Program | NJSRRE1542141619 | Union | 7083 | 10 | 5.23 | Residential | Yes | Behind the Meter | SunPower Corporation, Systems | PSE&G | Accepted | 2019-09-04 | 2019-09-06 | 2020-09-06 | SUNPOWER | SPR-E20-327-E-AC | Solar Panels |  | 0.327 | 5 | 217 | 18 |  | Fixed | Roof
Solar Registration Program | NJSRRE1542141619 | Union | 7083 | 10 | 5.23 | Residential | Yes | Behind the Meter | SunPower Corporation, Systems | PSE&G | Accepted | 2019-09-04 | 2019-09-06 | 2020-09-06 | SUNPOWER | SPR-E20-327-E-AC | Inverters | 320 |  | 16 |  |  | 0.96 |  | Other | under each panel
Solar Registration Program | NJSRRE1542393565 | Wayne Twp | 7470 | 6 | 5.23 | Residential | No | Behind the Meter | SunnyMac LLC | PSE&G | Accepted | 2019-09-12 | 2019-09-16 | 2020-09-16 | SunPower | SPR-E20-327 | Solar Panels |  | 0.327 | 16 | 234 | 23 |  | Fixed | Roof
Solar Registration Program | NJSRRE1542393565 | Wayne Twp | 7470 | 6 | 5.23 | Residential | No | Behind the Meter | SunnyMac LLC | PSE&G | Accepted | 2019-09-12 | 2019-09-16 | 2020-09-16 | Enphase | IQ7XS-96-ACM-US | Inverters | 0.315 |  | 16 |  |  | 0.99 |  | Outdoor | Roof
Solar Registration Program | NJSRRE1542393738 | Jersey City | 7306 | 8 | 5.23 | Residential | No | Behind the Meter | Green House Solar | PSE&G | Accepted | 2019-09-12 | 2019-09-17 | 2020-09-17 | SUNPOWER | SPR-E20-327-E-AC | Solar Panels |  | 0.327 | 16 | 190 | 10 |  | Fixed | Roof
Solar Registration Program | NJSRRE1542393738 | Jersey City | 7306 | 8 | 5.23 | Residential | No | Behind the Meter | Green House Solar | PSE&G | Accepted | 2019-09-12 | 2019-09-17 | 2020-09-17 | SUNPOWER | E20-327-E-AC | Inverters | 315 |  | 16 |  |  | 0.975 |  | Other | MOUNTED ON SOLAR MODULES
Solar Registration Program | NJSRRE1542397040 | Pleasantville | 8232 | 19 | 5.23 | Residential | Yes | Behind the Meter | Castle Energy, LLC | AC Electric | Accepted | 2019-09-13 | 2019-09-17 | 2020-09-17 | SunPower | SPR-E20-327-E-AC | Solar Panels |  | 0.327 | 6 | 207 | 28 |  | Fixed | Roof
Solar Registration Program | NJSRRE1542397040 | Pleasantville | 8232 | 19 | 5.23 | Residential | Yes | Behind the Meter | Castle Energy, LLC | AC Electric | Accepted | 2019-09-13 | 2019-09-17 | 2020-09-17 | SunPower | SPR-E20-327-E-AC | Solar Panels |  | 0.327 | 10 | 117 | 26 |  | Fixed | Roof
Solar Registration Program | NJSRRE1542397040 | Pleasantville | 8232 | 19 | 5.23 | Residential | Yes | Behind the Meter | Castle Energy, LLC | AC Electric | Accepted | 2019-09-13 | 2019-09-17 | 2020-09-17 | SunPower | SPR-E20-327-E-AC Type E | Inverters | 320 |  | 18 |  |  | 0.975 |  | Outside | on the rooftop under each solar panel
Solar Registration Program | NJSRRE1542409651 | Piscataway Twp | 8854 | 11 | 5.23 | Residential | No | Behind the Meter | SunnyMac LLC | PSE&G | Accepted | 2019-09-16 | 2019-09-18 | 2020-09-18 | SunPower | SPR-E20-327 | Solar Panels |  | 0.327 | 16 | 163 | 18 |  | Fixed | Roof
Solar Registration Program | NJSRRE1542409651 | Piscataway Twp | 8854 | 11 | 5.23 | Residential | No | Behind the Meter | SunnyMac LLC | PSE&G | Accepted | 2019-09-16 | 2019-09-18 | 2020-09-18 | Enphase | IQ7XS-96-ACM-US | Inverters | 0.315 |  | 16 |  |  | 0.99 |  | Outdoor | Roof
Solar Registration Program | NJSRRE1542476066 | Edison | 8837 | 11 | 5.23 | Residential | Yes | Behind the Meter | Ad Energy | PSE&G | Accepted | 2019-10-01 | 2019-10-03 | 2020-10-03 | SunPower | SPR-E20-327-E-AC | Solar Panels |  | 0.327 | 9 | 198 | 30 |  | Fixed | Roof
Solar Registration Program | NJSRRE1542476066 | Edison | 8837 | 11 | 5.23 | Residential | Yes | Behind the Meter | Ad Energy | PSE&G | Accepted | 2019-10-01 | 2019-10-03 | 2020-10-03 | SunPower | SPR-E20-327-E-AC | Solar Panels |  | 0.327 | 7 | 108 | 40 |  | Fixed | Roof
Solar Registration Program | NJSRRE1542476066 | Edison | 8837 | 11 | 5.23 | Residential | Yes | Behind the Meter | Ad Energy | PSE&G | Accepted | 2019-10-01 | 2019-10-03 | 2020-10-03 | SunPower | SPR-E20-327-E-AC | Inverters | 315 |  | 16 |  |  | 0.975 |  | Outdoor | At each panel
Solar Registration Program | NJSRRE1542543718 | S Cherry Hill Twp | 8003 | 14 | 5.23 | Residential | No | Behind the Meter | SunnyMac LLC | PSE&G | Accepted | 2019-10-15 | 2019-10-17 | 2020-10-17 | SunPower | SPR-E20-327 | Solar Panels |  | 0.327 | 16 | 174 | 22 |  | Fixed | Roof
Solar Registration Program | NJSRRE1542543718 | S Cherry Hill Twp | 8003 | 14 | 5.23 | Residential | No | Behind the Meter | SunnyMac LLC | PSE&G | Accepted | 2019-10-15 | 2019-10-17 | 2020-10-17 | Enphase | IQ7XS-96-ACM-US | Inverters | 0.315 |  | 16 |  |  | 0.99 |  | Outdoor | roof
Solar Registration Program | NJSRRE1542553235 | Ridgewood | 7450 | 7 | 5.23 | Residential | No | Behind the Meter | SunPower Corporation, Systems | PSE&G | Accepted | 2019-10-17 | 2019-10-21 | 2020-10-21 | SUNPOWER | SPR-E20-327-E-AC | Solar Panels |  | 0.327 | 6 | 196 | 40 |  | Fixed | Roof
Solar Registration Program | NJSRRE1542553235 | Ridgewood | 7450 | 7 | 5.23 | Residential | No | Behind the Meter | SunPower Corporation, Systems | PSE&G | Accepted | 2019-10-17 | 2019-10-21 | 2020-10-21 | SUNPOWER | SPR-E20-327-E-AC | Solar Panels |  | 0.327 | 10 | 196 | 35 |  | Fixed | Roof
Solar Registration Program | NJSRRE1542553235 | Ridgewood | 7450 | 7 | 5.23 | Residential | No | Behind the Meter | SunPower Corporation, Systems | PSE&G | Accepted | 2019-10-17 | 2019-10-21 | 2020-10-21 | SUNPOWER | SPR-E20-327-E-AC | Inverters | 320 |  | 16 |  |  | 0.96 |  | Other | under each panel
Solar Registration Program | NJSRRE1542575043 | River Edge | 7661 | 7 | 5.23 | Residential | Yes | Behind the Meter | SunPower Corporation, Systems | PSE&G | Accepted | 2019-10-22 | 2019-10-24 | 2020-10-24 | SUNPOWER | SPR-E20-327-E-AC | Solar Panels |  | 0.327 | 16 | 196 | 25 |  | Fixed | Roof
Solar Registration Program | NJSRRE1542575043 | River Edge | 7661 | 7 | 5.23 | Residential | Yes | Behind the Meter | SunPower Corporation, Systems | PSE&G | Accepted | 2019-10-22 | 2019-10-24 | 2020-10-24 | SUNPOWER | SPR-E20-327-E-AC | Inverters | 320 |  | 16 |  |  | 0.96 |  | Other | under each panel
Solar Registration Program | NJSRRE1542819503 | Sicklerville | 8081 | 14 | 5.23 | Residential | Yes | Behind the Meter | Vision Solar LLC | AC Electric | Accepted | 2019-10-30 | 2019-11-01 | 2020-11-01 | sunpower | e20-327-e-ac | Solar Panels |  | 0.327 | 16 | 219 | 30 |  | Fixed | Roof
Solar Registration Program | NJSRRE1542819503 | Sicklerville | 8081 | 14 | 5.23 | Residential | Yes | Behind the Meter | Vision Solar LLC | AC Electric | Accepted | 2019-10-30 | 2019-11-01 | 2020-11-01 | sunpower | e20-327-e-ac | Inverters | 0.32 |  | 16 |  |  | 0.96 |  | Other | behind panels
Solar Registration Program | NJSRRE1543046163 | Germania | 8215 | 19 | 5.23 | Residential | No | Behind the Meter | SunPower Corporation, Systems | AC Electric | Accepted | 2019-11-07 | 2019-11-11 | 2020-11-11 | SUNPOWER | SPR-E20-327-E-AC | Solar Panels |  | 0.327 | 16 | 180 | 30 |  | Fixed | Roof
Solar Registration Program | NJSRRE1543046163 | Germania | 8215 | 19 | 5.23 | Residential | No | Behind the Meter | SunPower Corporation, Systems | AC Electric | Accepted | 2019-11-07 | 2019-11-11 | 2020-11-11 | SUNPOWER | SPR-E20-327-E-AC | Inverters | 320 |  | 16 |  |  | 0.96 |  | Other | under each panel
Solar Registration Program | NJSRRE1543065201 | Paterson City | 7502 | 6 | 5.23 | Residential | No | Behind the Meter | SunnyMac LLC | PSE&G | Accepted | 2019-11-11 | 2019-11-13 | 2020-11-13 | SunPower | SPR-E20-327 | Solar Panels |  | 0.327 | 2 | 49 | 34 |  | Fixed | Roof
Solar Registration Program | NJSRRE1543065201 | Paterson City | 7502 | 6 | 5.23 | Residential | No | Behind the Meter | SunnyMac LLC | PSE&G | Accepted | 2019-11-11 | 2019-11-13 | 2020-11-13 | SunPower | SPR-E20-327 | Solar Panels |  | 0.327 | 14 | 229 | 34 |  | Fixed | Roof
Solar Registration Program | NJSRRE1543065201 | Paterson City | 7502 | 6 | 5.23 | Residential | No | Behind the Meter | SunnyMac LLC | PSE&G | Accepted | 2019-11-11 | 2019-11-13 | 2020-11-13 | Enphase | IQ7XS-96-ACM-US | Inverters | 0.315 |  | 16 |  |  | 0.99 |  | Outdoor | roof
Solar Registration Program | NJSRRE1543433803 | Millville | 8332 | 20 | 5.23 | Residential | Yes | Behind the Meter | SunnyMac LLC | AC Electric | Accepted | 2019-11-21 | 2019-11-25 | 2020-11-25 | SunPower | SPR-E20-327 | Solar Panels |  | 0.327 | 16 | 200 | 18 |  | Fixed | Roof
Solar Registration Program | NJSRRE1543433803 | Millville | 8332 | 20 | 5.23 | Residential | Yes | Behind the Meter | SunnyMac LLC | AC Electric | Accepted | 2019-11-21 | 2019-11-25 | 2020-11-25 | Enphase | IQ7XS-96-ACM-US | Inverters | 0.315 |  | 16 |  |  | 0.99 |  | Outdoor | roof
Solar Registration Program | NJSRRE1543481634 | Mullica Hill | 8062 | 15 | 5.23 | Residential | No | Behind the Meter | GenRenew, LLC | AC Electric | Accepted | 2019-12-05 | 2019-12-09 | 2020-12-09 | Sunpower | SPR-E20-327-E-AC | Solar Panels |  | 0.327 | 16 | 158 | 45 |  | Fixed | Roof
Solar Registration Program | NJSRRE1543481634 | Mullica Hill | 8062 | 15 | 5.23 | Residential | No | Behind the Meter | GenRenew, LLC | AC Electric | Accepted | 2019-12-05 | 2019-12-09 | 2020-12-09 | Sunpower | MI-E-320-US208/40 | Inverters | 320 |  | 16 |  |  | 0.96 |  | Outdoor | microinverters under modules
Solar Registration Program | NJSRRE1540459457 | JERSEY CITY | 7305 | 8 | 5.25 | Municipality | Yes | Behind the Meter | Vision Solar LLC | PSE&G | Accepted | 2019-03-07 | 2019-03-13 | 2020-03-13 | SUNPOWER | SPR-X21-350-BLK-D-AC | Solar Panels |  | 0.35 | 15 | 131 | 45 |  | Fixed | Roof
Solar Registration Program | NJSRRE1540459457 | JERSEY CITY | 7305 | 8 | 5.25 | Municipality | Yes | Behind the Meter | Vision Solar LLC | PSE&G | Accepted | 2019-03-07 | 2019-03-13 | 2020-03-13 | SUNPOWER | SPR-X21-350-BLK-D-AC | Inverters | 0.35 |  | 15 |  |  | 0.96 |  | Other | BEHIND PANELS
Solar Registration Program | NJSRRE1542524591 | Florham Park | 8752 | 18 | 5.25 | Residential | No | Behind the Meter | Geoscape Solar | JCP&L | Accepted | 2019-10-10 | 2019-10-14 | 2020-10-14 | LG ELECTRONIC | LG375Q1C-V5 | Solar Panels |  | 0.375 | 14 | 187 | 26 |  | Fixed | Roof
Solar Registration Program | NJSRRE1542524591 | Florham Park | 8752 | 18 | 5.25 | Residential | No | Behind the Meter | Geoscape Solar | JCP&L | Accepted | 2019-10-10 | 2019-10-14 | 2020-10-14 | SolarEdge | SE3800H-US | Inverters | 3800 |  | 1 |  |  | 0.98 |  | Outside | adj. to utility meter
Solar Registration Program | NJSRRE1543656319 | Pleasantville | 8232 | 19 | 5.25 | Residential | No | Behind the Meter | SunPower Capital, LLC | AC Electric | Accepted | 2019-12-23 | 2019-12-27 | 2020-12-27 | SunPower | SPR-X21-350-BLK-E-AC | Solar Panels |  | 0.35 | 15 | 115 | 23 |  | Fixed | Roof
Solar Registration Program | NJSRRE1543656319 | Pleasantville | 8232 | 19 | 5.25 | Residential | No | Behind the Meter | SunPower Capital, LLC | AC Electric | Accepted | 2019-12-23 | 2019-12-27 | 2020-12-27 | SunPower | SPR-X21-350-BLK-E-AC | Inverters | 320 |  | 15 |  |  | 0.975 |  | Outdoor | on the rooftop under each solar panel
Solar Registration Program | NJSRRE1543661058 | North Plainfield | 7062 | 10 | 5.25 | Residential | Yes | Behind the Meter | Pro Custom Solar dba Momentum Solar | PSE&G | Accepted | 2019-12-23 | 2019-12-30 | 2020-12-30 | LG Electronics | LG 350N1C-V5 | Solar Panels |  | 0.35 | 15 | 130 | 34 |  | Fixed | Pole
Solar Registration Program | NJSRRE1543661058 | North Plainfield | 7062 | 10 | 5.25 | Residential | Yes | Behind the Meter | Pro Custom Solar dba Momentum Solar | PSE&G | Accepted | 2019-12-23 | 2019-12-30 | 2020-12-30 | Enphase Energy | IQ7PLUS-72-2-US | Inverters | 295 |  | 15 |  |  | 0.97 |  | Outdoor | Roof
Solar Registration Program | NJSRRE1539316280 | UNION | 7083 | 10 | 5.27 | Residential | Yes | Behind the Meter | Vivint Solar Developer, LLC | PSE&G | Accepted | 2018-09-04 | 2018-09-06 | 2020-03-06 | Hanwha Solar | Q.PEAK DUO BLK-G5 310 | Solar Panels |  | 0.31 | 17 | 357 | 22 |  | Fixed | Roof
Solar Registration Program | NJSRRE1539316280 | UNION | 7083 | 10 | 5.27 | Residential | Yes | Behind the Meter | Vivint Solar Developer, LLC | PSE&G | Accepted | 2018-09-04 | 2018-09-06 | 2020-03-06 | Solar Edge | SE3800H-US | Inverters | 3800 |  | 1 |  |  | 0.992 |  | Outdoor | Near the Utility Meter
Solar Registration Program | NJSRRE1540380794 | Atlantic Highlands | 7716 | 17 | 5.27 | Residential | No | Behind the Meter | Green Power Energy | JCP&L | Accepted | 2019-02-20 | 2019-03-11 | 2020-03-11 | Silfab | SLA-M 310 | Solar Panels |  | 0.31 | 17 | 196 | 27 |  | Fixed | Roof
Solar Registration Program | NJSRRE1540380794 | Atlantic Highlands | 7716 | 17 | 5.27 | Residential | No | Behind the Meter | Green Power Energy | JCP&L | Accepted | 2019-02-20 | 2019-03-11 | 2020-03-11 | Solar Edge | SE5000H-US | Inverters | 5000 |  | 1 |  |  | 0.97 |  | Outside | next to meter
Solar Registration Program | NJSRRE1540878142 | Tuckerton | 8087 | 18 | 5.27 | Residential | Yes | Behind the Meter | Suntuity Solar LLC | AC Electric | Accepted | 2019-04-24 | 2019-04-25 | 2020-04-25 | Yingli Green Energy | YL310D-30b | Solar Panels |  | 0.31 | 17 | 154 | 23 |  | Fixed | Roof
Solar Registration Program | NJSRRE1540878142 | Tuckerton | 8087 | 18 | 5.27 | Residential | Yes | Behind the Meter | Suntuity Solar LLC | AC Electric | Accepted | 2019-04-24 | 2019-04-25 | 2020-04-25 | Enphase Energy | IQ7-60-2-US | Inverters | 240 |  | 17 |  |  | 0.97 |  | Outdoor | Behind the PV Modules
Solar Registration Program | NJSRRE1540894415 | Tuckerton | 8087 | 18 | 5.27 | Residential | Yes | Behind the Meter | Suntuity Solar LLC | AC Electric | Accepted | 2019-04-25 | 2019-04-26 | 2020-04-26 | Yingli Green Energy | YL310D-30b | Solar Panels |  | 0.31 | 3 | 159 | 29 |  | Fixed | Roof
Solar Registration Program | NJSRRE1540894415 | Tuckerton | 8087 | 18 | 5.27 | Residential | Yes | Behind the Meter | Suntuity Solar LLC | AC Electric | Accepted | 2019-04-25 | 2019-04-26 | 2020-04-26 | Yingli Green Energy | YL310D-30b | Solar Panels |  | 0.31 | 14 | 249 | 29 |  | Fixed | Roof
Solar Registration Program | NJSRRE1540894415 | Tuckerton | 8087 | 18 | 5.27 | Residential | Yes | Behind the Meter | Suntuity Solar LLC | AC Electric | Accepted | 2019-04-25 | 2019-04-26 | 2020-04-26 | Enphase Energy | IQ7-60-2-US | Inverters | 240 |  | 17 |  |  | 0.97 |  | Outdoor | Behind the PV modules
Solar Registration Program | NJSRRE1541128268 | Pedricktown | 8067 | 16 | 5.27 | Residential | Yes | Behind the Meter | Suntuity Solar LLC | AC Electric | Accepted | 2019-06-10 | 2019-06-13 | 2020-06-13 | Yingli Green Energy | YL310D-30b | Solar Panels |  | 0.31 | 17 | 183 | 19 |  | Fixed | Roof
Solar Registration Program | NJSRRE1541128268 | Pedricktown | 8067 | 16 | 5.27 | Residential | Yes | Behind the Meter | Suntuity Solar LLC | AC Electric | Accepted | 2019-06-10 | 2019-06-13 | 2020-06-13 | Enphase Energy | IQ7-60-2-US | Inverters | 240 |  | 17 |  |  | 0.97 |  | Outdoor | Behind the PV Modules
Solar Registration Program | NJSRRE1541413750 | Bridgeton | 8302 | 20 | 5.27 | Residential | Yes | Behind the Meter | Skyline Solar, LLC | AC Electric | Accepted | 2019-06-16 | 2019-06-19 | 2020-06-19 | HT-SAAE 310W | HT60-156M-310 | Solar Panels |  | 0.31 | 17 | 266 | 24 |  | Fixed | Roof
Solar Registration Program | NJSRRE1541413750 | Bridgeton | 8302 | 20 | 5.27 | Residential | Yes | Behind the Meter | Skyline Solar, LLC | AC Electric | Accepted | 2019-06-16 | 2019-06-19 | 2020-06-19 | SolarEdge | SE3800H-US000NNC2 | Inverters | 3800 |  | 1 |  |  | 0.99 |  | Outside | within ten feet of meter
Solar Registration Program | NJSRRE1541413753 | Toms River | 8753 | 18 | 5.27 | Residential | Yes | Behind the Meter | Skyline Solar, LLC | JCP&L | Accepted | 2019-06-16 | 2019-06-19 | 2020-06-19 | HT-SAAE | HT60-156M-310 | Solar Panels |  | 0.31 | 17 | 197 | 17 |  | Fixed | Roof
Solar Registration Program | NJSRRE1541413753 | Toms River | 8753 | 18 | 5.27 | Residential | Yes | Behind the Meter | Skyline Solar, LLC | JCP&L | Accepted | 2019-06-16 | 2019-06-19 | 2020-06-19 | SolarEdge | SE3800H-US000NNC2 | Inverters | 3800 |  | 1 |  |  | 0.99 |  | Outside | within ten feet of meter
Solar Registration Program | NJSRRE1541447198 | Willingboro | 8046 | 13 | 5.27 | Residential | Yes | Behind the Meter | Skyline Solar, LLC | PSE&G | Accepted | 2019-06-23 | 2019-06-26 | 2020-06-26 | SAAE | HT60-156M-310 | Solar Panels |  | 0.31 | 17 | 247 | 26 |  | Fixed | Roof
Solar Registration Program | NJSRRE1541447198 | Willingboro | 8046 | 13 | 5.27 | Residential | Yes | Behind the Meter | Skyline Solar, LLC | PSE&G | Accepted | 2019-06-23 | 2019-06-26 | 2020-06-26 | SolarEdge | SE3800H-US000NNC2 | Inverters | 3800 |  | 1 |  |  | 0.99 |  | Outside | within ten feet of meter
Solar Registration Program | NJSRRE1541447205 | Egg Harbor Township | 8234 | 19 | 5.27 | Residential | Yes | Behind the Meter | Skyline Solar, LLC | AC Electric | Accepted | 2019-06-23 | 2019-06-26 | 2020-06-26 | SAAE | HT60-156M-310 | Solar Panels |  | 0.31 | 17 | 176 | 34 |  | Fixed | Roof
Solar Registration Program | NJSRRE1541447205 | Egg Harbor Township | 8234 | 19 | 5.27 | Residential | Yes | Behind the Meter | Skyline Solar, LLC | AC Electric | Accepted | 2019-06-23 | 2019-06-26 | 2020-06-26 | SolarEdge | SE3800H-US000NNC2 | Inverters | 3800 |  | 1 |  |  | 0.99 |  | Outside | within ten feet of meter
Solar Registration Program | NJSRRE1541447212 | Pennsauken | 8102 | 14 | 5.27 | Residential | Yes | Behind the Meter | Skyline Solar, LLC | PSE&G | Accepted | 2019-06-23 | 2019-06-26 | 2020-06-26 | SAAE | HT60-156M-310 | Solar Panels |  | 0.31 | 17 | 229 | 32 |  | Fixed | Roof
Solar Registration Program | NJSRRE1541447212 | Pennsauken | 8102 | 14 | 5.27 | Residential | Yes | Behind the Meter | Skyline Solar, LLC | PSE&G | Accepted | 2019-06-23 | 2019-06-26 | 2020-06-26 | SolarEdge | SE3800H-US000NNC2 | Inverters | 3800 |  | 1 |  |  | 0.99 |  | Outside | within ten feet of meter
Solar Registration Program | NJSRRE1541447214 | Mt Holly | 8060 | 13 | 5.27 | Residential | Yes | Behind the Meter | Skyline Solar, LLC | PSE&G | Accepted | 2019-06-23 | 2019-06-26 | 2020-06-26 | SAAE | HT60-156M-310 | Solar Panels |  | 0.31 | 17 | 102 | 20 |  | Fixed | Roof
Solar Registration Program | NJSRRE1541447214 | Mt Holly | 8060 | 13 | 5.27 | Residential | Yes | Behind the Meter | Skyline Solar, LLC | PSE&G | Accepted | 2019-06-23 | 2019-06-26 | 2020-06-26 | Solar Edge | SE3800H-US000NNC2 | Inverters | 3800 |  | 1 |  |  | 0.99 |  | Outside | within ten feet of meter
Solar Registration Program | NJSRRE1541508338 | Pennsville | 8070 | 16 | 5.27 | Residential | Yes | Behind the Meter | Skyline Solar, LLC | AC Electric | Accepted | 2019-07-09 | 2019-07-09 | 2020-07-09 | SAAE 310W | HT60-156M-310 | Solar Panels |  | 0.31 | 17 | 205 | 27 |  | Fixed | Roof
Solar Registration Program | NJSRRE1541508338 | Pennsville | 8070 | 16 | 5.27 | Residential | Yes | Behind the Meter | Skyline Solar, LLC | AC Electric | Accepted | 2019-07-09 | 2019-07-09 | 2020-07-09 | SolarEdge | SE3800H-US000NNC2 | Inverters | 3800 |  | 1 |  |  | 0.99 |  | Outside | within ten feet of meter
Solar Registration Program | NJSRRE1541624484 | Prospect park | 7508 | 6 | 5.27 | Residential | Yes | Behind the Meter | Skyline Solar, LLC | AC Electric | Accepted | 2019-07-09 | 2019-07-11 | 2020-07-11 | SAAE 310W | HT60-156M-310 | Solar Panels |  | 0.31 | 17 | 157 | 30 |  | Fixed | Roof
Solar Registration Program | NJSRRE1541624484 | Prospect park | 7508 | 6 | 5.27 | Residential | Yes | Behind the Meter | Skyline Solar, LLC | AC Electric | Accepted | 2019-07-09 | 2019-07-11 | 2020-07-11 | SolarEdge | SE3800H-US000NNC2 | Inverters | 3800 |  | 1 |  |  | 0.99 |  | Outside | within ten feet of meter
Solar Registration Program | NJSRRE1541643529 | Cherry Hill | 8003 | 14 | 5.27 | Residential | Yes | Behind the Meter | Skyline Solar, LLC | PSE&G | Accepted | 2019-07-13 | 2019-07-22 | 2020-07-22 | SAAE 310W | HT60-156M-310 | Solar Panels |  | 0.31 | 17 | 194 | 39 |  | Fixed | Roof
Solar Registration Program | NJSRRE1541643529 | Cherry Hill | 8003 | 14 | 5.27 | Residential | Yes | Behind the Meter | Skyline Solar, LLC | PSE&G | Accepted | 2019-07-13 | 2019-07-22 | 2020-07-22 | SolarEdge | SE3800H-US000NNC2 | Inverters | 3800 |  | 1 |  |  | 0.99 |  | Outside | within ten feet of meter
Solar Registration Program | NJSRRE1541643531 | Penns Grove | 8069 | 16 | 5.27 | Residential | Yes | Behind the Meter | Skyline Solar, LLC | AC Electric | Accepted | 2019-07-13 | 2019-07-16 | 2020-07-16 | SAAE 310W | HT60-156M-310 | Solar Panels |  | 0.31 | 17 | 215 | 20 |  | Fixed | Roof
Solar Registration Program | NJSRRE1541643531 | Penns Grove | 8069 | 16 | 5.27 | Residential | Yes | Behind the Meter | Skyline Solar, LLC | AC Electric | Accepted | 2019-07-13 | 2019-07-16 | 2020-07-16 | SolarEdge | SE3800H-US000NNC2 | Inverters | 3800 |  | 1 |  |  | 0.99 |  | Outside | within ten feet of meter
Solar Registration Program | NJSRRE1541835669 | Perth Amboy | 8861 | 11 | 5.27 | Residential | No | Behind the Meter | New Jersey Suntech | PSE&G | Accepted | 2019-08-14 | 2019-08-23 | 2020-08-23 | Jinko | JKM310M-60 | Solar Panels |  | 0.31 | 17 | 160 | 20 |  | Fixed | Roof
Solar Registration Program | NJSRRE1541835669 | Perth Amboy | 8861 | 11 | 5.27 | Residential | No | Behind the Meter | New Jersey Suntech | PSE&G | Accepted | 2019-08-14 | 2019-08-23 | 2020-08-23 | Solaredge | SE6000-US | Inverters | 6000 |  | 1 |  |  | 0.97 |  | Outdoor | Side of house adjacent to meter
Solar Registration Program | NJSRRE1541855098 | Little Egg Harbor Township | 8087 | 18 | 5.27 | Residential | Yes | Behind the Meter | Suntuity Solar LLC | AC Electric | Accepted | 2019-08-17 | 2019-08-23 | 2020-08-23 | Yingli Green Energy | YL310D-30b | Solar Panels |  | 0.31 | 17 | 88 | 22 |  | Fixed | Roof
Solar Registration Program | NJSRRE1541855098 | Little Egg Harbor Township | 8087 | 18 | 5.27 | Residential | Yes | Behind the Meter | Suntuity Solar LLC | AC Electric | Accepted | 2019-08-17 | 2019-08-23 | 2020-08-23 | Enphase Energy | IQ7-60-2-US | Inverters | 240 |  | 17 |  |  | 0.97 |  | Outdoor | Behind the PV Modules
Solar Registration Program | NJSRRE1541873520 | Browns Mills | 8015 | 13 | 5.27 | Residential | Yes | Behind the Meter | Suntuity Solar LLC | JCP&L | Accepted | 2019-08-22 | 2019-08-26 | 2020-08-26 | Yingli Green Energy | YL310D-30b | Solar Panels |  | 0.31 | 12 | 244 | 31 |  | Fixed | Roof
Solar Registration Program | NJSRRE1541873520 | Browns Mills | 8015 | 13 | 5.27 | Residential | Yes | Behind the Meter | Suntuity Solar LLC | JCP&L | Accepted | 2019-08-22 | 2019-08-26 | 2020-08-26 | Yingli Green Energy | YL310D-30b | Solar Panels |  | 0.31 | 5 | 64 | 31 |  | Fixed | Roof
Solar Registration Program | NJSRRE1541873520 | Browns Mills | 8015 | 13 | 5.27 | Residential | Yes | Behind the Meter | Suntuity Solar LLC | JCP&L | Accepted | 2019-08-22 | 2019-08-26 | 2020-08-26 | Enphase Energy | IQ7-60-2-US | Inverters | 240 |  | 17 |  |  | 0.97 |  | Outdoor | Behind the PV Modules
Solar Registration Program | NJSRRE1541883329 | WEST WINDSOR | 8550 | 12 | 5.27 | Residential | No | Behind the Meter | Sun 101 LLC | PSE&G | Accepted | 2019-08-25 | 2019-08-28 | 2020-08-28 | SILFAB | SLA-M310 | Solar Panels |  | 0.31 | 17 | 191 | 28 |  | Fixed | Roof
Solar Registration Program | NJSRRE1541883329 | WEST WINDSOR | 8550 | 12 | 5.27 | Residential | No | Behind the Meter | Sun 101 LLC | PSE&G | Accepted | 2019-08-25 | 2019-08-28 | 2020-08-28 | SOLAREDGE | SE5000HUS | Inverters | 5000 |  | 1 |  |  | 0.99 |  | Outside | RIGHT METER
Solar Registration Program | NJSRRE1541883805 | WOODBURY HEIGHTS | 8097 | 15 | 5.27 | Residential | Yes | Behind the Meter | Vivint Solar Developer, LLC | PSE&G | Accepted | 2019-08-29 | 2019-09-04 | 2020-09-04 | HANWHA SOLAR | Q.PEAK BLK-G5 310 | Solar Panels |  | 0.31 | 4 | 167 | 17 |  | Fixed | Roof
Solar Registration Program | NJSRRE1541883805 | WOODBURY HEIGHTS | 8097 | 15 | 5.27 | Residential | Yes | Behind the Meter | Vivint Solar Developer, LLC | PSE&G | Accepted | 2019-08-29 | 2019-09-04 | 2020-09-04 | HANWHA SOLAR | Q.PEAK BLK-G5 310 | Solar Panels |  | 0.31 | 6 | 347 | 17 |  | Fixed | Roof
Solar Registration Program | NJSRRE1541883805 | WOODBURY HEIGHTS | 8097 | 15 | 5.27 | Residential | Yes | Behind the Meter | Vivint Solar Developer, LLC | PSE&G | Accepted | 2019-08-29 | 2019-09-04 | 2020-09-04 | HANWHA SOLAR | Q.PEAK BLK-G5 310 | Solar Panels |  | 0.31 | 7 | 77 | 10 |  | Fixed | Roof
Solar Registration Program | NJSRRE1541883805 | WOODBURY HEIGHTS | 8097 | 15 | 5.27 | Residential | Yes | Behind the Meter | Vivint Solar Developer, LLC | PSE&G | Accepted | 2019-08-29 | 2019-09-04 | 2020-09-04 | Solar Edge | 3800H-US | Inverters | 3800 |  | 1 |  |  | 0.992 |  | Outdoor | Near the Utility Meter
Solar Registration Program | NJSRRE1542393530 | Milltown | 8850 | 11 | 5.27 | Residential | Yes | Behind the Meter | Solar Energy World | PSE&G | Accepted | 2019-09-12 | 2019-09-16 | 2020-09-16 | LONGi Green Energy Technology | L6R-60PE-310M | Solar Panels |  | 0.31 | 17 | 243 | 30 |  | Fixed | Roof
Solar Registration Program | NJSRRE1542393530 | Milltown | 8850 | 11 | 5.27 | Residential | Yes | Behind the Meter | Solar Energy World | PSE&G | Accepted | 2019-09-12 | 2019-09-16 | 2020-09-16 | Solar Edge | SE7600H-USRGM | Inverters | 7600 |  | 1 |  |  | 0.98 |  | Outside | near meter
Solar Registration Program | NJSRRE1542443444 | Carneys Point | 8069 | 16 | 5.27 | Residential | Yes | Behind the Meter | Spectrum Energy, Inc. | AC Electric | Accepted | 2019-09-26 | 2019-09-27 | 2020-09-27 | Trina | TSM-310-DD05A.05(II) | Solar Panels |  | 0.31 | 17 | 118 | 24 |  | Fixed | Roof
Solar Registration Program | NJSRRE1542443444 | Carneys Point | 8069 | 16 | 5.27 | Residential | Yes | Behind the Meter | Spectrum Energy, Inc. | AC Electric | Accepted | 2019-09-26 | 2019-09-27 | 2020-09-27 | Enphase | IQ7-60-ACM-US microinverters | Inverters | 240 |  | 17 |  |  | 0.97 |  | Outside | under each panel
Solar Registration Program | NJSRRE1542544696 | Barnegat | 8005 | 18 | 5.27 | Residential | No | Behind the Meter | Advanced Solar & Energy Solutions, LLC | AC Electric | Final As-Built Received | 2019-10-15 | 2019-10-18 | 2020-10-18 | Trina Solar | TSM-310 | Solar Panels |  | 0.31 | 9 | 250 | 18 |  | Fixed | Roof
Solar Registration Program | NJSRRE1542544696 | Barnegat | 8005 | 18 | 5.27 | Residential | No | Behind the Meter | Advanced Solar & Energy Solutions, LLC | AC Electric | Final As-Built Received | 2019-10-15 | 2019-10-18 | 2020-10-18 | Trina Solar | TSM-310 | Solar Panels |  | 0.31 | 8 | 160 | 18 |  | Fixed | Roof
Solar Registration Program | NJSRRE1542544696 | Barnegat | 8005 | 18 | 5.27 | Residential | No | Behind the Meter | Advanced Solar & Energy Solutions, LLC | AC Electric | Final As-Built Received | 2019-10-15 | 2019-10-18 | 2020-10-18 | Solar Edge | Se5000-US | Inverters | 5000 |  | 1 |  |  | 0.97 |  | Outside | side of house next to meter
Solar Registration Program | NJSRRE1542546813 | Clifton | 7011 | 6 | 5.27 | Residential | No | Behind the Meter | Whitman Construction, LLC | PSE&G | Accepted | 2019-10-17 | 2019-10-18 | 2020-10-18 | Trina Solar | TSM-310DD05A | Solar Panels |  | 0.31 | 17 | 216 | 38 |  | Fixed | Roof
Solar Registration Program | NJSRRE1542546813 | Clifton | 7011 | 6 | 5.27 | Residential | No | Behind the Meter | Whitman Construction, LLC | PSE&G | Accepted | 2019-10-17 | 2019-10-18 | 2020-10-18 | Enphase Energy | IQ7-60-2-US | Inverters | 0.24 |  | 17 |  |  | 0.976 |  | Outside | roof
Solar Registration Program | NJSRRE1542553946 | Fair Lawn Boro | 7410 | 7 | 5.27 | Residential | No | Behind the Meter | 1st Light Energy Inc | PSE&G | Accepted | 2019-10-17 | 2019-10-21 | 2020-10-21 | Longi | LR6-60HPB-310M | Solar Panels |  | 0.31 | 11 | 249 | 43 |  | Fixed | Roof
Solar Registration Program | NJSRRE1542553946 | Fair Lawn Boro | 7410 | 7 | 5.27 | Residential | No | Behind the Meter | 1st Light Energy Inc | PSE&G | Accepted | 2019-10-17 | 2019-10-21 | 2020-10-21 | Longi | LR6-60HPB-310M | Solar Panels |  | 0.31 | 6 | 249 | 14 |  | Fixed | Roof
Solar Registration Program | NJSRRE1542553946 | Fair Lawn Boro | 7410 | 7 | 5.27 | Residential | No | Behind the Meter | 1st Light Energy Inc | PSE&G | Accepted | 2019-10-17 | 2019-10-21 | 2020-10-21 | SolarEdge | SE5000H-USRGM (240V) | Inverters | 5000 |  | 1 |  |  | 0.98 |  | Outside | within 10 feet of meter
Solar Registration Program | NJSRRE1542556407 | Roselle Park | 7204 | 10 | 5.27 | Residential | No | Behind the Meter | Power Home Remodeling Group | PSE&G | Accepted | 2019-10-18 | 2019-10-22 | 2020-10-22 | Mission | Mission 310w MSE310SQ8T | Solar Panels |  | 0.31 | 3 | 79 | 30 |  | Fixed | Roof
Solar Registration Program | NJSRRE1542556407 | Roselle Park | 7204 | 10 | 5.27 | Residential | No | Behind the Meter | Power Home Remodeling Group | PSE&G | Accepted | 2019-10-18 | 2019-10-22 | 2020-10-22 | Mission | Mission 310w MSE310SQ8T | Solar Panels |  | 0.31 | 3 | 169 | 18 |  | Fixed | Roof
Solar Registration Program | NJSRRE1542556407 | Roselle Park | 7204 | 10 | 5.27 | Residential | No | Behind the Meter | Power Home Remodeling Group | PSE&G | Accepted | 2019-10-18 | 2019-10-22 | 2020-10-22 | Mission | Mission 310w MSE310SQ8T | Solar Panels |  | 0.31 | 3 | 169 | 30 |  | Fixed | Roof
Solar Registration Program | NJSRRE1542556407 | Roselle Park | 7204 | 10 | 5.27 | Residential | No | Behind the Meter | Power Home Remodeling Group | PSE&G | Accepted | 2019-10-18 | 2019-10-22 | 2020-10-22 | Mission | Mission 310w MSE310SQ8T | Solar Panels |  | 0.31 | 8 | 259 | 30 |  | Fixed | Roof
Solar Registration Program | NJSRRE1542556407 | Roselle Park | 7204 | 10 | 5.27 | Residential | No | Behind the Meter | Power Home Remodeling Group | PSE&G | Accepted | 2019-10-18 | 2019-10-22 | 2020-10-22 | Solar Edge | SE3800H-US | Inverters | 3800 |  | 1 |  |  | 0.99 |  | Outdoor | Near Meter
Solar Registration Program | NJSRRE1542556407 | Roselle Park | 7204 | 10 | 5.27 | Residential | No | Behind the Meter | Power Home Remodeling Group | PSE&G | Accepted | 2019-10-18 | 2019-10-22 | 2020-10-22 | Solar Edge | Revenue Grade Data Ansi C12.20 | Meters |  |  | 1 |  |  |  | Yes | Outdoor
Solar Registration Program | NJSRRE1542562032 | Toms River | 8757 | 18 | 5.27 | Residential | Yes | Behind the Meter | New Jersey Clean Energy Solutions | JCP&L | Accepted | 2019-10-21 | 2019-10-23 | 2020-10-23 | Trina | TSM-DD05A-08(II) Blk | Solar Panels |  | 0.31 | 17 | 120 | 18 |  | Fixed | Roof | House
Solar Registration Program | NJSRRE1542562032 | Toms River | 8757 | 18 | 5.27 | Residential | Yes | Behind the Meter | New Jersey Clean Energy Solutions | JCP&L | Accepted | 2019-10-21 | 2019-10-23 | 2020-10-23 | Enphase | IQ7 | Inverters | 240 |  | 17 |  |  | 0.97 |  | Outside | under panel
Solar Registration Program | NJSRRE1542568686 | Cape May Beach | 8204 | 21 | 5.27 | Residential | No | Behind the Meter | Orbit Energy & Power, LLC | AC Electric | Accepted | 2019-10-21 | 2019-10-23 | 2020-10-23 | trina | tsm 310 | Solar Panels |  | 0.31 | 17 | 187 | 30 |  | Fixed | Roof
Solar Registration Program | NJSRRE1542568686 | Cape May Beach | 8204 | 21 | 5.27 | Residential | No | Behind the Meter | Orbit Energy & Power, LLC | AC Electric | Accepted | 2019-10-21 | 2019-10-23 | 2020-10-23 | enphase | iq7 | Inverters | 240 |  | 17 |  |  | 0.986 |  | Outside | panel
Solar Registration Program | NJSRRE1542832888 | Monroe | 8831 | 11 | 5.27 | Residential | No | Behind the Meter | Solar Energy World | JCP&L | Accepted | 2019-10-30 | 2019-11-01 | 2020-11-01 | LONGi Green Energy Technology | LR6-60PE-310M | Solar Panels |  | 0.31 | 17 | 89 | 33 |  | Fixed | Roof
Solar Registration Program | NJSRRE1542832888 | Monroe | 8831 | 11 | 5.27 | Residential | No | Behind the Meter | Solar Energy World | JCP&L | Accepted | 2019-10-30 | 2019-11-01 | 2020-11-01 | Solar Edge | SE6000H-USRGM | Inverters | 6000 |  | 1 |  |  | 0.983 |  | Outside | near meter
Solar Registration Program | NJSRRE1542887905 | Nesco | 8037 | 19 | 5.27 | Residential | Yes | Behind the Meter | All Season Solar | AC Electric | Accepted | 2019-11-01 | 2019-11-07 | 2020-11-07 | Trina | TSM DD05H.05II 310W AUG 2019 | Solar Panels |  | 0.31 | 17 | 103 | 26 |  | Fixed | Roof
Solar Registration Program | NJSRRE1542887905 | Nesco | 8037 | 19 | 5.27 | Residential | Yes | Behind the Meter | All Season Solar | AC Electric | Accepted | 2019-11-01 | 2019-11-07 | 2020-11-07 | Enphase | IQ7 | Inverters | 240 |  | 17 |  |  | 0.97 |  | Outdoor | Under Module
Solar Registration Program | NJSRRE1543434302 | Merchantville Boro | 8109 | 14 | 5.27 | Residential | No | Behind the Meter | Azimuth Renewable Energy | PSE&G | Accepted | 2019-11-21 | 2019-11-26 | 2020-11-26 | Trina | TSM310 | Solar Panels |  | 0.31 | 17 | Landscape | 45 |  | Fixed | Roof
Solar Registration Program | NJSRRE1543434302 | Merchantville Boro | 8109 | 14 | 5.27 | Residential | No | Behind the Meter | Azimuth Renewable Energy | PSE&G | Accepted | 2019-11-21 | 2019-11-26 | 2020-11-26 | Enphase | Envoy-s | Meters |  |  | 1 |  |  |  | Yes | Outdoor
Solar Registration Program | NJSRRE1543434302 | Merchantville Boro | 8109 | 14 | 5.27 | Residential | No | Behind the Meter | Azimuth Renewable Energy | PSE&G | Accepted | 2019-11-21 | 2019-11-26 | 2020-11-26 | Enphase | IQ 7 | Inverters | 0.24 |  | 17 |  |  | 0.975 |  | Outdoor | roof
Solar Registration Program | NJSRRE1543443832 | Nutley | 7110 | 9 | 5.27 | Residential | No | Behind the Meter | Skyline Solar LLC | PSE&G | Accepted | 2019-11-25 | 2019-11-27 | 2020-11-27 | Certainteed | CTS-310M | Solar Panels |  | 0.31 | 4 | 204 | 5 |  | Fixed | Roof
Solar Registration Program | NJSRRE1543443832 | Nutley | 7110 | 9 | 5.27 | Residential | No | Behind the Meter | Skyline Solar LLC | PSE&G | Accepted | 2019-11-25 | 2019-11-27 | 2020-11-27 | Certainteed | CTS-310M | Solar Panels |  | 0.31 | 13 | 205 | 5 |  | Fixed | Roof
Solar Registration Program | NJSRRE1543443832 | Nutley | 7110 | 9 | 5.27 | Residential | No | Behind the Meter | Skyline Solar LLC | PSE&G | Accepted | 2019-11-25 | 2019-11-27 | 2020-11-27 | Solaredge | SE3800H | Inverters | 3800 |  | 1 |  |  | 0.99 |  | Outdoor | N/A
Solar Registration Program | NJSRRE1543450985 | Westampton Twp | 8060 | 13 | 5.27 | Residential | Yes | Behind the Meter | Bright Planet Solar | PSE&G | Accepted | 2019-11-27 | 2019-12-03 | 2020-12-03 | LONGI | LR6-60PB-310M | Solar Panels |  | 0.31 | 17 | 288 | 26 |  | Fixed | Roof
Solar Registration Program | NJSRRE1543450985 | Westampton Twp | 8060 | 13 | 5.27 | Residential | Yes | Behind the Meter | Bright Planet Solar | PSE&G | Accepted | 2019-11-27 | 2019-12-03 | 2020-12-03 | SOLAR EDGE | SE5000H-USRGM | Inverters | 5000 |  | 1 |  |  | 0.98 |  | Outside | NEXT TO METER
Solar Registration Program | NJSRRE1543463107 | Perth Amboy | 8861 | 11 | 5.27 | Residential | Yes | Behind the Meter | Palmetto Solar LLC | PSE&G | Accepted | 2019-12-12 | 2019-12-13 | 2020-12-13 | SolarEdge Technologies | SE5000H-US | Inverters | 5000 |  | 1 |  |  | 0.99 |  | Outside | Side of the house
Solar Registration Program | NJSRRE1543463107 | Perth Amboy | 8861 | 11 | 5.27 | Residential | Yes | Behind the Meter | Palmetto Solar LLC | PSE&G | Accepted | 2019-12-12 | 2019-12-13 | 2020-12-13 | Hanwha | 310W All Black Module | Solar Panels |  | 0.31 | 17 | 180 | 25 |  | Fixed | Roof
Solar Registration Program | NJSRRE1543463391 | Cherry Hill | 8003 | 14 | 5.27 | Residential | No | Behind the Meter | Skyline Solar LLC | PSE&G | Accepted | 2019-12-02 | 2019-12-04 | 2020-12-04 | Certainteed | CCT310M11-02 | Solar Panels |  | 0.31 | 9 | 270 | 33 |  | Fixed | Roof
Solar Registration Program | NJSRRE1543463391 | Cherry Hill | 8003 | 14 | 5.27 | Residential | No | Behind the Meter | Skyline Solar LLC | PSE&G | Accepted | 2019-12-02 | 2019-12-04 | 2020-12-04 | CERTAINTEED | CCT310M11-02 | Solar Panels |  | 0.31 | 8 | 90 | 33 |  | Fixed | Roof
Solar Registration Program | NJSRRE1543463391 | Cherry Hill | 8003 | 14 | 5.27 | Residential | No | Behind the Meter | Skyline Solar LLC | PSE&G | Accepted | 2019-12-02 | 2019-12-04 | 2020-12-04 | Solaredge | SE38000H-US | Inverters | 3800 |  | 1 |  |  | 0.99 |  | Outdoor | N/A
Solar Registration Program | NJSRRE1543505914 | Perth Amboy | 8861 | 11 | 5.27 | Residential | Yes | Behind the Meter | Palmetto Solar LLC | PSE&G | Accepted | 2019-12-10 | 2019-12-12 | 2020-12-12 | Hanwha | All Black Module 310W | Solar Panels |  | 0.31 | 17 | 180 | 25 |  | Fixed | Roof
Solar Registration Program | NJSRRE1543505914 | Perth Amboy | 8861 | 11 | 5.27 | Residential | Yes | Behind the Meter | Palmetto Solar LLC | PSE&G | Accepted | 2019-12-10 | 2019-12-12 | 2020-12-12 | SolarEdge Technologies | SE5000H-US | Inverters | 5000 |  | 1 |  |  | 0.98 |  | Outside | SIDE OF THE HOUSE
Solar Registration Program | NJSRRE1540388297 | Keansburg | 7734 | 17 | 5.28 | Residential | No | Behind the Meter | Sunrun Installation Services, Inc. | JCP&L | Accepted | 2019-02-22 | 2019-02-26 | 2020-02-26 | LG Electronics | LG330N1C-A5 | Solar Panels |  | 0.33 | 8 | 188 | 18 |  | Fixed | Roof
Solar Registration Program | NJSRRE1540388297 | Keansburg | 7734 | 17 | 5.28 | Residential | No | Behind the Meter | Sunrun Installation Services, Inc. | JCP&L | Accepted | 2019-02-22 | 2019-02-26 | 2020-02-26 | LG Electronics | LG330N1C-A5 | Solar Panels |  | 0.33 | 8 | 188 | 10 |  | Fixed | Roof
Solar Registration Program | NJSRRE1540388297 | Keansburg | 7734 | 17 | 5.28 | Residential | No | Behind the Meter | Sunrun Installation Services, Inc. | JCP&L | Accepted | 2019-02-22 | 2019-02-26 | 2020-02-26 | SMA America | SB5.0-1SP-US-40 | Inverters | 5000 |  | 1 |  |  | 0.96 |  | Outdoor | Next To Meter
Solar Registration Program | NJSRRE1540474826 | Beachwood | 8722 | 18 | 5.28 | Residential | No | Behind the Meter | NJ Solar Power, LLC | JCP&L | Accepted | 2019-03-11 | 2019-03-13 | 2020-03-13 | Panasonic | VBHN330SA17 | Solar Panels |  | 0.33 | 16 | 215 | 30 |  | Fixed | Roof
Solar Registration Program | NJSRRE1540474826 | Beachwood | 8722 | 18 | 5.28 | Residential | No | Behind the Meter | NJ Solar Power, LLC | JCP&L | Accepted | 2019-03-11 | 2019-03-13 | 2020-03-13 | SolarEdge | SE7600H-US | Inverters | 7600 |  | 1 |  |  | 0.99 |  | Indoor | basement
Solar Registration Program | NJSRRE1540480778 | Bogota Boro | 7603 | 7 | 5.28 | Residential | No | Behind the Meter | Sunrun Installation Services, Inc. | PSE&G | Accepted | 2019-03-13 | 2019-03-14 | 2020-03-14 | LG Electronics | LG330N1C-A5 | Solar Panels |  | 0.33 | 6 | 98 | 45 |  | Fixed | Roof
Solar Registration Program | NJSRRE1540480778 | Bogota Boro | 7603 | 7 | 5.28 | Residential | No | Behind the Meter | Sunrun Installation Services, Inc. | PSE&G | Accepted | 2019-03-13 | 2019-03-14 | 2020-03-14 | LG Electronics | LG330N1C-A5 | Solar Panels |  | 0.33 | 10 | 189 | 46 |  | Fixed | Roof
Solar Registration Program | NJSRRE1540480778 | Bogota Boro | 7603 | 7 | 5.28 | Residential | No | Behind the Meter | Sunrun Installation Services, Inc. | PSE&G | Accepted | 2019-03-13 | 2019-03-14 | 2020-03-14 | SolarEdge Technologies | SE5000H-USRGM | Inverters | 5000 |  | 1 |  |  | 0.96 |  | Outdoor | Next To Meter
Solar Registration Program | NJSRRE1540484370 | Egg Harbor Township | 8234 | 19 | 5.28 | Residential | No | Behind the Meter | Green Power Energy | AC Electric | Accepted | 2019-03-14 | 2019-04-02 | 2020-04-02 | Panasonic | VBHN330SA16 | Solar Panels |  | 0.33 | 16 | 155 | 18 |  | Fixed | Roof
Solar Registration Program | NJSRRE1540484370 | Egg Harbor Township | 8234 | 19 | 5.28 | Residential | No | Behind the Meter | Green Power Energy | AC Electric | Accepted | 2019-03-14 | 2019-04-02 | 2020-04-02 | Solar Edge | SE5000H-US | Inverters | 5000 |  | 1 |  |  | 0.97 |  | Outside | next to meter
Solar Registration Program | NJSRRE1541629338 | Norma | 8318 | 16 | 5.28 | Residential | Yes | Behind the Meter | Sunrun Installation Services, Inc. | AC Electric | Accepted | 2019-07-10 | 2019-07-15 | 2020-07-15 | LG Electronics | LG330N1C-A5 | Solar Panels |  | 0.33 | 4 | 99 | 30 |  | Fixed | Roof
Solar Registration Program | NJSRRE1541629338 | Norma | 8318 | 16 | 5.28 | Residential | Yes | Behind the Meter | Sunrun Installation Services, Inc. | AC Electric | Accepted | 2019-07-10 | 2019-07-15 | 2020-07-15 | LG Electronics | LG330N1C-A5 | Solar Panels |  | 0.33 | 4 | 189 | 23 |  | Fixed | Roof
Solar Registration Program | NJSRRE1541629338 | Norma | 8318 | 16 | 5.28 | Residential | Yes | Behind the Meter | Sunrun Installation Services, Inc. | AC Electric | Accepted | 2019-07-10 | 2019-07-15 | 2020-07-15 | LG Electronics | LG330N1C-A5 | Solar Panels |  | 0.33 | 4 | 189 | 43 |  | Fixed | Roof
Solar Registration Program | NJSRRE1541629338 | Norma | 8318 | 16 | 5.28 | Residential | Yes | Behind the Meter | Sunrun Installation Services, Inc. | AC Electric | Accepted | 2019-07-10 | 2019-07-15 | 2020-07-15 | LG Electronics | LG330N1C-A5 | Solar Panels |  | 0.33 | 4 | 276 | 30 |  | Fixed | Roof
Solar Registration Program | NJSRRE1541629338 | Norma | 8318 | 16 | 5.28 | Residential | Yes | Behind the Meter | Sunrun Installation Services, Inc. | AC Electric | Accepted | 2019-07-10 | 2019-07-15 | 2020-07-15 | SolarEdge Technologies | SE5000H-USRGM | Inverters | 5000 |  | 1 |  |  | 0.96 |  | Outdoor | Next To Meter
Solar Registration Program | NJSRRE1541691838 | West Deptford | 8051 | 15 | 5.28 | Residential | No | Behind the Meter | Green Cities Energy, LLC | AC Electric | Accepted | 2019-07-20 | 2019-07-23 | 2020-07-23 | Panasonic | VBHN330SA16 | Solar Panels |  | 0.33 | 16 | 203 | 23 |  | Fixed | Roof
Solar Registration Program | NJSRRE1541691838 | West Deptford | 8051 | 15 | 5.28 | Residential | No | Behind the Meter | Green Cities Energy, LLC | AC Electric | Accepted | 2019-07-20 | 2019-07-23 | 2020-07-23 | Enphase Energy | IQ6Plus | Inverters | 0.28 |  | 16 |  |  | 0.97 |  | Outdoor | under modules
Solar Registration Program | NJSRRE1541726291 | Surf City | 8008 | 18 | 5.28 | Residential | No | Behind the Meter | Sunrun Installation Services, Inc. | AC Electric | Accepted | 2019-08-01 | 2019-08-05 | 2020-08-05 | LG Electronics | LG330N1C-A5 | Solar Panels |  | 0.33 | 4 | 33 | 34 |  | Fixed | Roof
Solar Registration Program | NJSRRE1541726291 | Surf City | 8008 | 18 | 5.28 | Residential | No | Behind the Meter | Sunrun Installation Services, Inc. | AC Electric | Accepted | 2019-08-01 | 2019-08-05 | 2020-08-05 | LG Electronics | LG330N1C-A5 | Solar Panels |  | 0.33 | 6 | 303 | 34 |  | Fixed | Roof
Solar Registration Program | NJSRRE1541726291 | Surf City | 8008 | 18 | 5.28 | Residential | No | Behind the Meter | Sunrun Installation Services, Inc. | AC Electric | Accepted | 2019-08-01 | 2019-08-05 | 2020-08-05 | LG Electronics | LG330N1C-A5 | Solar Panels |  | 0.33 | 6 | 212 | 34 |  | Fixed | Roof
Solar Registration Program | NJSRRE1541726291 | Surf City | 8008 | 18 | 5.28 | Residential | No | Behind the Meter | Sunrun Installation Services, Inc. | AC Electric | Accepted | 2019-08-01 | 2019-08-05 | 2020-08-05 | SolarEdge Technologies | SE5000H-USRGM | Inverters | 5000 |  | 1 |  |  | 0.96 |  | Outdoor | Next To Meter
Solar Registration Program | NJSRRE1541835536 | New Milford | 7646 | 7 | 5.28 | Residential | Yes | Behind the Meter | Sunrun Installation Services, Inc. | PSE&G | Accepted | 2019-08-14 | 2019-08-23 | 2020-08-23 | LG Electronics | LG330N1C-A5 | Solar Panels |  | 0.33 | 6 | 269 | 9 |  | Fixed | Roof
Solar Registration Program | NJSRRE1541835536 | New Milford | 7646 | 7 | 5.28 | Residential | Yes | Behind the Meter | Sunrun Installation Services, Inc. | PSE&G | Accepted | 2019-08-14 | 2019-08-23 | 2020-08-23 | LG Electronics | LG330N1C-A5 | Solar Panels |  | 0.33 | 3 | 89 | 40 |  | Fixed | Roof
Solar Registration Program | NJSRRE1541835536 | New Milford | 7646 | 7 | 5.28 | Residential | Yes | Behind the Meter | Sunrun Installation Services, Inc. | PSE&G | Accepted | 2019-08-14 | 2019-08-23 | 2020-08-23 | LG Electronics | LG330N1C-A5 | Solar Panels |  | 0.33 | 4 | 269 | 40 |  | Fixed | Roof
Solar Registration Program | NJSRRE1541835536 | New Milford | 7646 | 7 | 5.28 | Residential | Yes | Behind the Meter | Sunrun Installation Services, Inc. | PSE&G | Accepted | 2019-08-14 | 2019-08-23 | 2020-08-23 | LG Electronics | LG330N1C-A5 | Solar Panels |  | 0.33 | 3 | 89 | 9 |  | Fixed | Roof
Solar Registration Program | NJSRRE1541835536 | New Milford | 7646 | 7 | 5.28 | Residential | Yes | Behind the Meter | Sunrun Installation Services, Inc. | PSE&G | Accepted | 2019-08-14 | 2019-08-23 | 2020-08-23 | SolarEdge Technologies | SE5000H-USRGM | Inverters | 5000 |  | 1 |  |  | 0.96 |  | Outdoor | Next To Meter
Solar Registration Program | NJSRRE1542393579 | Metuchen | 8840 | 11 | 5.28 | Residential | No | Behind the Meter | Green Power Energy | PSE&G | Accepted | 2019-09-12 | 2019-09-16 | 2020-09-16 | Panasonic | VBHN330SA17 | Solar Panels |  | 0.33 | 12 | 263 | 18 |  | Fixed | Roof
Solar Registration Program | NJSRRE1542393579 | Metuchen | 8840 | 11 | 5.28 | Residential | No | Behind the Meter | Green Power Energy | PSE&G | Accepted | 2019-09-12 | 2019-09-16 | 2020-09-16 | Panasonic | VBHN330SA17 | Solar Panels |  | 0.33 | 4 | 85 | 30 |  | Fixed | Roof
Solar Registration Program | NJSRRE1542393579 | Metuchen | 8840 | 11 | 5.28 | Residential | No | Behind the Meter | Green Power Energy | PSE&G | Accepted | 2019-09-12 | 2019-09-16 | 2020-09-16 | Solar Edge | SE5000H-US | Inverters | 5000 |  | 1 |  |  | 0.97 |  | Outside | next to meter
Solar Registration Program | NJSRRE1542443882 | Edgewater | 7020 | 7 | 5.28 | Residential | No | Behind the Meter | Sunrun Installation Services, Inc. | PSE&G | Accepted | 2019-09-26 | 2019-09-30 | 2020-09-30 | LG Electronics | LG330N1C-A5 | Solar Panels |  | 0.33 | 11 | 285 | 10 |  | Fixed | Roof
Solar Registration Program | NJSRRE1542443882 | Edgewater | 7020 | 7 | 5.28 | Residential | No | Behind the Meter | Sunrun Installation Services, Inc. | PSE&G | Accepted | 2019-09-26 | 2019-09-30 | 2020-09-30 | LG Electronics | LG330N1C-A5 | Solar Panels |  | 0.33 | 5 | 196 | 36 |  | Fixed | Roof
Solar Registration Program | NJSRRE1542443882 | Edgewater | 7020 | 7 | 5.28 | Residential | No | Behind the Meter | Sunrun Installation Services, Inc. | PSE&G | Accepted | 2019-09-26 | 2019-09-30 | 2020-09-30 | Ningbo Ginlong Technologies | Solis-1P4K-4G-US | Inverters | 4000 |  | 1 |  |  | 0.96 |  | Outdoor | Next To Meter
Solar Registration Program | NJSRRE1542561127 | Matawan | 7747 | 17 | 5.28 | Residential | Yes | Behind the Meter | Tesla Energy Operations | JCP&L | Accepted | 2019-10-19 | 2019-10-22 | 2020-10-22 | Panasonic | Standard #SC330 | Solar Panels |  | 0.33 | 5 | 348 | 11 |  | Fixed | Roof
Solar Registration Program | NJSRRE1542561127 | Matawan | 7747 | 17 | 5.28 | Residential | Yes | Behind the Meter | Tesla Energy Operations | JCP&L | Accepted | 2019-10-19 | 2019-10-22 | 2020-10-22 | Panasonic | SolarCity Standard #SC330 | Solar Panels |  | 0.33 | 7 | 168 | 20 |  | Fixed | Roof
Solar Registration Program | NJSRRE1542561127 | Matawan | 7747 | 17 | 5.28 | Residential | Yes | Behind the Meter | Tesla Energy Operations | JCP&L | Accepted | 2019-10-19 | 2019-10-22 | 2020-10-22 | Panasonic | SolarCity Standard #SC330 | Solar Panels |  | 0.33 | 4 | 168 | 40 |  | Fixed | Roof
Solar Registration Program | NJSRRE1542561127 | Matawan | 7747 | 17 | 5.28 | Residential | Yes | Behind the Meter | Tesla Energy Operations | JCP&L | Accepted | 2019-10-19 | 2019-10-22 | 2020-10-22 | SOLAREDGE | SE5000H-US000SNC2 | Inverters | 5000 |  | 1 |  |  | 0.985 |  | Outdoor | Ourdoor
Solar Registration Program | NJSRRE1543426206 | Woodbridge Township | 8830 | 11 | 5.28 | Residential | No | Behind the Meter | Sunrun Installation Services, Inc. | PSE&G | Accepted | 2019-11-20 | 2019-11-25 | 2020-11-25 | LG Electronics | LG330N1C-A5 | Solar Panels |  | 0.33 | 16 | 178 | 40 |  | Fixed | Roof
Solar Registration Program | NJSRRE1543426206 | Woodbridge Township | 8830 | 11 | 5.28 | Residential | No | Behind the Meter | Sunrun Installation Services, Inc. | PSE&G | Accepted | 2019-11-20 | 2019-11-25 | 2020-11-25 | Delta Electronics | M5-TL-US | Inverters | 4800 |  | 1 |  |  | 0.96 |  | Outdoor | Next To Meter
Solar Registration Program | NJSRRE1543570890 | Jackson | 8527 | 18 | 5.28 | Residential | No | Behind the Meter | NJ Solar Power, LLC | JCP&L | Accepted | 2019-12-19 | 2019-12-26 | 2020-12-26 | Solaredge | SE5000H-US | Solar Panels |  | 0.33 | 16 | 148 | 27 |  | Fixed | Roof
Solar Registration Program | NJSRRE1543570890 | Jackson | 8527 | 18 | 5.28 | Residential | No | Behind the Meter | NJ Solar Power, LLC | JCP&L | Accepted | 2019-12-19 | 2019-12-26 | 2020-12-26 | Solaredge | SE5000H-US | Inverters | 5000 |  | 1 |  |  | 0.99 |  | Indoor | garage
Solar Registration Program | NJSRRE1540212358 | Wood-Ridge | 7075 | 7 | 5.31 | Residential | Yes | Behind the Meter | Trinity Solar | PSE&G | Accepted | 2019-01-07 | 2019-01-09 | 2020-01-09 | HANWHA 295 | Q.PEAK-BLK G4.1 295 | Solar Panels |  | 0.295 | 18 | 128 | 30 |  | Fixed | Roof
Solar Registration Program | NJSRRE1540212358 | Wood-Ridge | 7075 | 7 | 5.31 | Residential | Yes | Behind the Meter | Trinity Solar | PSE&G | Accepted | 2019-01-07 | 2019-01-09 | 2020-01-09 | Solar Edge | SE5000H-US000NNC2 | Inverters | 5000 |  | 1 |  |  | 0.97 |  | Outdoor | side of home
Solar Registration Program | NJSRRE1540298083 | Forked River | 8731 | 18 | 5.31 | Residential | Yes | Behind the Meter | Pro Custom Solar dba Momentum Solar | JCP&L | Accepted | 2019-01-30 | 2019-01-31 | 2020-01-31 | HANWHA Q-CELLS | Q.PEAK BLK-G4.1 295 | Solar Panels |  | 0.295 | 14 | 105 | 31 |  | Fixed | Roof
Solar Registration Program | NJSRRE1540298083 | Forked River | 8731 | 18 | 5.31 | Residential | Yes | Behind the Meter | Pro Custom Solar dba Momentum Solar | JCP&L | Accepted | 2019-01-30 | 2019-01-31 | 2020-01-31 | HANWHA Q-CELLS | Q.PEAK BLK-G4.1 295 | Solar Panels |  | 0.295 | 4 | 285 | 31 |  | Fixed | Roof
Solar Registration Program | NJSRRE1540298083 | Forked River | 8731 | 18 | 5.31 | Residential | Yes | Behind the Meter | Pro Custom Solar dba Momentum Solar | JCP&L | Accepted | 2019-01-30 | 2019-01-31 | 2020-01-31 | ENPHASE | IQ7-60-2-US | Inverters | 250 |  | 18 |  |  | 0.97 |  | Outdoor | ROOF
Solar Registration Program | NJSRRE1541702995 | Pleasantville | 8232 | 19 | 5.31 | Residential | Yes | Behind the Meter | Bright Planet Solar | AC Electric | Accepted | 2019-07-25 | 2019-07-30 | 2020-07-30 | Hanwha Q-Cells | Q.Peak BLK-G4.1 295W | Solar Panels |  | 0.295 | 18 | 206 | 27 |  | Fixed | Roof
Solar Registration Program | NJSRRE1541702995 | Pleasantville | 8232 | 19 | 5.31 | Residential | Yes | Behind the Meter | Bright Planet Solar | AC Electric | Accepted | 2019-07-25 | 2019-07-30 | 2020-07-30 | SolarEdge | SE5000H-USRGM | Inverters | 5000 |  | 1 |  |  | 0.98 |  | Outdoor | Next to Meter
Solar Registration Program | NJSRRE1540352997 | Bridgewater | 8807 | 5 | 5.32 | Residential | Yes | Behind the Meter | Pro Custom Solar dba Momentum Solar | JCP&L | Accepted | 2019-02-11 | 2019-02-13 | 2020-02-13 | TRINA SOLAR | TSM280-DD05A.05(II) | Solar Panels |  | 0.28 | 12 | 271 | 30 |  | Fixed | Roof
Solar Registration Program | NJSRRE1540352997 | Bridgewater | 8807 | 5 | 5.32 | Residential | Yes | Behind the Meter | Pro Custom Solar dba Momentum Solar | JCP&L | Accepted | 2019-02-11 | 2019-02-13 | 2020-02-13 | TRINA SOLAR | TSM280-DD05A.05(II) | Solar Panels |  | 0.28 | 7 | 181 | 39 |  | Fixed | Roof
Solar Registration Program | NJSRRE1540352997 | Bridgewater | 8807 | 5 | 5.32 | Residential | Yes | Behind the Meter | Pro Custom Solar dba Momentum Solar | JCP&L | Accepted | 2019-02-11 | 2019-02-13 | 2020-02-13 | ENPHASE | IQ6-60-2-US | Inverters | 240 |  | 19 |  |  | 0.97 |  | Outside | ROOF
Solar Registration Program | NJSRRE1540376755 | Willingboro | 8046 | 13 | 5.32 | Residential | Yes | Behind the Meter | Pro Custom Solar dba Momentum Solar | PSE&G | Accepted | 2019-02-18 | 2019-02-20 | 2020-02-20 | TRINA SOLAR | TSM280-DD05A.05(II) | Solar Panels |  | 0.28 | 19 | 113 | 41 |  | Fixed | Roof
Solar Registration Program | NJSRRE1540376755 | Willingboro | 8046 | 13 | 5.32 | Residential | Yes | Behind the Meter | Pro Custom Solar dba Momentum Solar | PSE&G | Accepted | 2019-02-18 | 2019-02-20 | 2020-02-20 | ENPHASE | IQ7 | Inverters | 240 |  | 19 |  |  | 0.97 |  | Outside | ROOF
Solar Registration Program | NJSRRE1540458735 | Long Branch | 7740 | 17 | 5.32 | Residential | Yes | Behind the Meter | Pro Custom Solar dba Momentum Solar | JCP&L | Accepted | 2019-03-07 | 2019-03-08 | 2020-03-08 | TRINA SOLAR | TSM280-DD05A.05(II) | Solar Panels |  | 0.28 | 19 | 118 | 20 |  | Fixed | Roof
Solar Registration Program | NJSRRE1540458735 | Long Branch | 7740 | 17 | 5.32 | Residential | Yes | Behind the Meter | Pro Custom Solar dba Momentum Solar | JCP&L | Accepted | 2019-03-07 | 2019-03-08 | 2020-03-08 | ENPHASE | IQ6-60-2-US | Inverters | 240 |  | 19 |  |  | 0.97 |  | Outdoor | ROOF
Solar Registration Program | NJSRRE1540220103 | East Windsor | 8512 | 11 | 5.36 | Residential | Yes | Behind the Meter | Vivint Solar Developer, LLC | JCP&L | Accepted | 2019-01-09 | 2019-01-14 | 2020-01-14 | Hanwha Solar | Q.Peak BLK-G5 315 | Solar Panels |  | 0.315 | 17 | 162 | 19 |  | Fixed | Roof
Solar Registration Program | NJSRRE1540220103 | East Windsor | 8512 | 11 | 5.36 | Residential | Yes | Behind the Meter | Vivint Solar Developer, LLC | JCP&L | Accepted | 2019-01-09 | 2019-01-14 | 2020-01-14 | Solar Edge | SE3800H-US | Inverters | 3800 |  | 1 |  |  | 0.992 |  | Outdoor | Near the Utility Meter.
Solar Registration Program | NJSRRE1540254880 | North Bergen | 7047 | 8 | 5.36 | Residential | Yes | Behind the Meter | Pro Custom Solar dba Momentum Solar | PSE&G | Accepted | 2019-01-17 | 2019-01-22 | 2020-01-22 | HANWHA | Q.PEAK DUO BLK-G5 315 | Solar Panels |  | 0.315 | 4 | 298 | 34 |  | Fixed | Roof
Solar Registration Program | NJSRRE1540254880 | North Bergen | 7047 | 8 | 5.36 | Residential | Yes | Behind the Meter | Pro Custom Solar dba Momentum Solar | PSE&G | Accepted | 2019-01-17 | 2019-01-22 | 2020-01-22 | HANWHA | Q.PEAK DUO BLK-G5 315 | Solar Panels |  | 0.315 | 13 | 118 | 34 |  | Fixed | Roof
Solar Registration Program | NJSRRE1540254880 | North Bergen | 7047 | 8 | 5.36 | Residential | Yes | Behind the Meter | Pro Custom Solar dba Momentum Solar | PSE&G | Accepted | 2019-01-17 | 2019-01-22 | 2020-01-22 | ENPHASE | IQ7-60-2-US | Inverters | 250 |  | 17 |  |  | 0.97 |  | Outdoor | ROOF
Solar Registration Program | NJSRRE1540291977 | Atco | 8004 | 14 | 5.36 | Residential | Yes | Behind the Meter | Suntuity Solar LLC | AC Electric | Accepted | 2019-01-28 | 2019-01-30 | 2020-01-30 | Hanwha Solar | Q-Cells 315 Mono | Solar Panels |  | 0.315 | 17 | 166 | 26 |  | Fixed | Roof
Solar Registration Program | NJSRRE1540291977 | Atco | 8004 | 14 | 5.36 | Residential | Yes | Behind the Meter | Suntuity Solar LLC | AC Electric | Accepted | 2019-01-28 | 2019-01-30 | 2020-01-30 | SolarEdge | SE5000H-US | Inverters | 5000 |  | 1 |  |  | 0.99 |  | Outdoor | Besides the meter
Solar Registration Program | NJSRRE1540305319 | Rutherford | 7070 | 7 | 5.36 | Residential | Yes | Behind the Meter | Vivint Solar Developer, LLC | PSE&G | Accepted | 2019-02-01 | 2019-02-01 | 2020-02-01 | Hanwha Solar | Q.Peak BLK-G5 315 | Solar Panels |  | 0.315 | 8 | 307 | 28 |  | Fixed | Roof
Solar Registration Program | NJSRRE1540305319 | Rutherford | 7070 | 7 | 5.36 | Residential | Yes | Behind the Meter | Vivint Solar Developer, LLC | PSE&G | Accepted | 2019-02-01 | 2019-02-01 | 2020-02-01 | Hanwha Solar | Q.Peak BLK-G5 315 | Solar Panels |  | 0.315 | 9 | 127 | 28 |  | Fixed | Roof
Solar Registration Program | NJSRRE1540305319 | Rutherford | 7070 | 7 | 5.36 | Residential | Yes | Behind the Meter | Vivint Solar Developer, LLC | PSE&G | Accepted | 2019-02-01 | 2019-02-01 | 2020-02-01 | Solar Edge | SE3800H-US | Inverters | 3800 |  | 1 |  |  | 0.992 |  | Outdoor | Near the Utility Meter.
Solar Registration Program | NJSRRE1540306751 | Newfield | 8344 | 15 | 5.36 | Residential | Yes | Behind the Meter | Suntuity Solar LLC | AC Electric | Accepted | 2019-02-01 | 2019-05-01 | 2020-05-01 | Hanwha Solar | Q-Cells 315 Mono | Solar Panels |  | 0.315 | 17 | 277 | 39 |  | Fixed | Roof
Solar Registration Program | NJSRRE1540306751 | Newfield | 8344 | 15 | 5.36 | Residential | Yes | Behind the Meter | Suntuity Solar LLC | AC Electric | Accepted | 2019-02-01 | 2019-05-01 | 2020-05-01 | Enphase Energy | IQ7-60-2-US | Inverters | 240 |  | 17 |  |  | 0.99 |  | Outdoor | Behind the PV Modules
Solar Registration Program | NJSRRE1540306758 | Asbury Park | 7712 | 17 | 5.36 | Residential | Yes | Behind the Meter | Suntuity Solar LLC | JCP&L | Accepted | 2019-02-01 | 2019-02-04 | 2020-02-04 | Hanwha Solar | Q-Cells 315 Mono | Solar Panels |  | 0.315 | 11 | 99 | 35 |  | Fixed | Roof
Solar Registration Program | NJSRRE1540306758 | Asbury Park | 7712 | 17 | 5.36 | Residential | Yes | Behind the Meter | Suntuity Solar LLC | JCP&L | Accepted | 2019-02-01 | 2019-02-04 | 2020-02-04 | Hanwha Solar | Q-Cells 315 Mono | Solar Panels |  | 0.315 | 6 | 279 | 38 |  | Fixed | Roof
Solar Registration Program | NJSRRE1540306758 | Asbury Park | 7712 | 17 | 5.36 | Residential | Yes | Behind the Meter | Suntuity Solar LLC | JCP&L | Accepted | 2019-02-01 | 2019-02-04 | 2020-02-04 | SolarEdge | SE5000H-US | Inverters | 5000 |  | 1 |  |  | 0.99 |  | Outdoor | Besides the meter
Solar Registration Program | NJSRRE1540337853 | Oaklyn | 8107 | 14 | 5.36 | Residential | Yes | Behind the Meter | Trinity Solar | PSE&G | Accepted | 2019-02-06 | 2019-02-08 | 2020-02-08 | Hanwha 315 | Q.PEAK DUO BLK-G5 315 | Solar Panels |  | 0.315 | 6 | 130 | 14 |  | Fixed | Roof
Solar Registration Program | NJSRRE1540337853 | Oaklyn | 8107 | 14 | 5.36 | Residential | Yes | Behind the Meter | Trinity Solar | PSE&G | Accepted | 2019-02-06 | 2019-02-08 | 2020-02-08 | Hanwha 315 | Q.PEAK DUO BLK-G5 315 | Solar Panels |  | 0.315 | 11 | 130 | 30 |  | Fixed | Roof
Solar Registration Program | NJSRRE1540337853 | Oaklyn | 8107 | 14 | 5.36 | Residential | Yes | Behind the Meter | Trinity Solar | PSE&G | Accepted | 2019-02-06 | 2019-02-08 | 2020-02-08 | Solar Edge | SE5000H-US | Inverters | 5000 |  | 1 |  |  | 0.97 |  | Outside | Side of home
Solar Registration Program | NJSRRE1540348652 | CarneyΓÇÖs Point | 8069 | 16 | 5.36 | Residential | Yes | Behind the Meter | Trinity Solar | AC Electric | Accepted | 2019-02-08 | 2019-02-12 | 2020-02-12 | Hanwha 315 | Q.PEAK DUO BLK-G5 315 | Solar Panels |  | 0.315 | 17 | 208 | 18 |  | Fixed | Roof
Solar Registration Program | NJSRRE1540348652 | CarneyΓÇÖs Point | 8069 | 16 | 5.36 | Residential | Yes | Behind the Meter | Trinity Solar | AC Electric | Accepted | 2019-02-08 | 2019-02-12 | 2020-02-12 | Solar Edge | SE5000H-US | Inverters | 5000 |  | 1 |  |  | 0.97 |  | Outside | Back of home
Solar Registration Program | NJSRRE1540369933 | LAURENCE HARBOR | 8879 | 11 | 5.36 | Residential | Yes | Behind the Meter | Vivint Solar Developer, LLC | JCP&L | Accepted | 2019-02-19 | 2019-02-19 | 2020-02-19 | Hanwha Solar | Q.PEAK BLK-G5 315 | Solar Panels |  | 0.315 | 17 | 280 | 21 |  | Fixed | Roof
Solar Registration Program | NJSRRE1540369933 | LAURENCE HARBOR | 8879 | 11 | 5.36 | Residential | Yes | Behind the Meter | Vivint Solar Developer, LLC | JCP&L | Accepted | 2019-02-19 | 2019-02-19 | 2020-02-19 | Solar Edge | SE3800H-US | Inverters | 3800 |  | 1 |  |  | 0.992 |  | Outdoor | Near the Utility Meter
Solar Registration Program | NJSRRE1540853135 | Manahawkin | 8050 | 18 | 5.36 | Residential | Yes | Behind the Meter | Vivint Solar Developer, LLC | AC Electric | Accepted | 2019-04-15 | 2019-04-16 | 2020-04-16 | Hanwha Solar | Q.PEAK BLK-G5 315 | Solar Panels |  | 0.315 | 12 | 126 | 18 |  | Fixed | Roof
Solar Registration Program | NJSRRE1540853135 | Manahawkin | 8050 | 18 | 5.36 | Residential | Yes | Behind the Meter | Vivint Solar Developer, LLC | AC Electric | Accepted | 2019-04-15 | 2019-04-16 | 2020-04-16 | Hanwha Solar | Q.PEAK BLK-G5 315 | Solar Panels |  | 0.315 | 5 | 126 | 18 |  | Fixed | Roof
Solar Registration Program | NJSRRE1540853135 | Manahawkin | 8050 | 18 | 5.36 | Residential | Yes | Behind the Meter | Vivint Solar Developer, LLC | AC Electric | Accepted | 2019-04-15 | 2019-04-16 | 2020-04-16 | Solar Edge | SE3800H-US | Inverters | 3800 |  | 1 |  |  | 0.992 |  | Outdoor | Near the Utility Meter
Solar Registration Program | NJSRRE1540854327 | Maywood | 7607 | 7 | 5.36 | Residential | No | Behind the Meter | Pro Custom Solar dba Momentum Solar | PSE&G | Accepted | 2019-04-15 | 2019-04-16 | 2020-04-16 | LG | LG 335N1C-A5 | Solar Panels |  | 0.335 | 13 | 108 | 12 |  | Fixed | Roof
Solar Registration Program | NJSRRE1540854327 | Maywood | 7607 | 7 | 5.36 | Residential | No | Behind the Meter | Pro Custom Solar dba Momentum Solar | PSE&G | Accepted | 2019-04-15 | 2019-04-16 | 2020-04-16 | LG | LG 335N1C-A5 | Solar Panels |  | 0.335 | 3 | 109 | 38 |  | Fixed | Roof
Solar Registration Program | NJSRRE1540854327 | Maywood | 7607 | 7 | 5.36 | Residential | No | Behind the Meter | Pro Custom Solar dba Momentum Solar | PSE&G | Accepted | 2019-04-15 | 2019-04-16 | 2020-04-16 | ENPHASE | IQ7-60-2-US | Inverters | 250 |  | 16 |  |  | 0.97 |  | Outdoor | ROOF
Solar Registration Program | NJSRRE1540873693 | Woolwich Township | 8085 | 15 | 5.36 | Residential | No | Behind the Meter | Solar Spectrum LLC | AC Electric | Accepted | 2019-04-23 | 2019-04-24 | 2020-04-24 | LG Electronics | LG335N1C-A5 | Solar Panels |  | 0.335 | 10 | 192 | 28 |  | Fixed | Roof
Solar Registration Program | NJSRRE1540873693 | Woolwich Township | 8085 | 15 | 5.36 | Residential | No | Behind the Meter | Solar Spectrum LLC | AC Electric | Accepted | 2019-04-23 | 2019-04-24 | 2020-04-24 | LG Electronics | LG335N1C-A5 | Solar Panels |  | 0.335 | 6 | 192 | 28 |  | Fixed | Roof
Solar Registration Program | NJSRRE1540873693 | Woolwich Township | 8085 | 15 | 5.36 | Residential | No | Behind the Meter | Solar Spectrum LLC | AC Electric | Accepted | 2019-04-23 | 2019-04-24 | 2020-04-24 | Solar Edge Technologies | SE5000H-US | Inverters | 21 |  | 1 |  |  | 0.99 |  | Outdoor | Near Meter
Solar Registration Program | NJSRRE1540878179 | Kearny | 7032 | 8 | 5.36 | Residential | Yes | Behind the Meter | Pro Custom Solar dba Momentum Solar | PSE&G | Accepted | 2019-04-24 | 2019-04-25 | 2020-04-25 | LG | LG 335N1C-A5 | Solar Panels |  | 0.335 | 10 | 207 | 55 |  | Fixed | Roof
Solar Registration Program | NJSRRE1540878179 | Kearny | 7032 | 8 | 5.36 | Residential | Yes | Behind the Meter | Pro Custom Solar dba Momentum Solar | PSE&G | Accepted | 2019-04-24 | 2019-04-25 | 2020-04-25 | LG | LG 335N1C-A5 | Solar Panels |  | 0.335 | 4 | 206 | 30 |  | Fixed | Roof
Solar Registration Program | NJSRRE1540878179 | Kearny | 7032 | 8 | 5.36 | Residential | Yes | Behind the Meter | Pro Custom Solar dba Momentum Solar | PSE&G | Accepted | 2019-04-24 | 2019-04-25 | 2020-04-25 | LG | LG 335N1C-A5 | Solar Panels |  | 0.335 | 2 | 26 | 24 |  | Fixed | Roof
Solar Registration Program | NJSRRE1540878179 | Kearny | 7032 | 8 | 5.36 | Residential | Yes | Behind the Meter | Pro Custom Solar dba Momentum Solar | PSE&G | Accepted | 2019-04-24 | 2019-04-25 | 2020-04-25 | ENPHASE | IQ7-60-2-US | Inverters | 250 |  | 16 |  |  | 0.97 |  | Outdoor | ROOF
Solar Registration Program | NJSRRE1540919095 | Bloomfield | 7003 | 9 | 5.36 | Residential | Yes | Behind the Meter | Trinity Solar | PSE&G | Accepted | 2019-05-02 | 2019-05-07 | 2020-05-07 | HANWHA | Q.PEAK DUO BLK-G5 315 | Solar Panels |  | 0.315 | 12 | 232 | 30 |  | Fixed | Roof
Solar Registration Program | NJSRRE1540919095 | Bloomfield | 7003 | 9 | 5.36 | Residential | Yes | Behind the Meter | Trinity Solar | PSE&G | Accepted | 2019-05-02 | 2019-05-07 | 2020-05-07 | HANWHA | Q.PEAK DUO BLK-G5 315 | Solar Panels |  | 0.315 | 5 | 232 | 18 |  | Fixed | Roof
Solar Registration Program | NJSRRE1540919095 | Bloomfield | 7003 | 9 | 5.36 | Residential | Yes | Behind the Meter | Trinity Solar | PSE&G | Accepted | 2019-05-02 | 2019-05-07 | 2020-05-07 | Solar Edge | SE5000H-US000NNC2 | Inverters | 5000 |  | 1 |  |  | 0.97 |  | Outdoor | side of home
Solar Registration Program | NJSRRE1540960605 | South Amboy | 8879 | 11 | 5.36 | Residential | Yes | Behind the Meter | Vivint Solar Developer, LLC | JCP&L | Accepted | 2019-05-07 | 2019-05-09 | 2020-05-09 | Hanwha Solar | Q.PEAK DUO BLK-G5 315 | Solar Panels |  | 0.315 | 17 | 236 | 22 |  | Fixed | Roof
Solar Registration Program | NJSRRE1540960605 | South Amboy | 8879 | 11 | 5.36 | Residential | Yes | Behind the Meter | Vivint Solar Developer, LLC | JCP&L | Accepted | 2019-05-07 | 2019-05-09 | 2020-05-09 | Solar Edge | SE3800H-US | Inverters | 3800 |  | 1 |  |  | 0.992 |  | Outdoor | Near the Utility Meter
Solar Registration Program | NJSRRE1540988984 | NETCONG | 7857 | 3 | 5.36 | Residential | Yes | Behind the Meter | Vivint Solar Developer, LLC | JCP&L | Accepted | 2019-05-16 | 2019-05-16 | 2020-05-16 | HANWHA SOLAR | Q.PEAK BLK-G5 315 | Solar Panels |  | 0.315 | 3 | 320 | 10 |  | Fixed | Roof
Solar Registration Program | NJSRRE1540988984 | NETCONG | 7857 | 3 | 5.36 | Residential | Yes | Behind the Meter | Vivint Solar Developer, LLC | JCP&L | Accepted | 2019-05-16 | 2019-05-16 | 2020-05-16 | HANWHA SOLAR | Q.PEAK BLK-G5 315 | Solar Panels |  | 0.315 | 7 | 50 | 38 |  | Fixed | Roof
Solar Registration Program | NJSRRE1540988984 | NETCONG | 7857 | 3 | 5.36 | Residential | Yes | Behind the Meter | Vivint Solar Developer, LLC | JCP&L | Accepted | 2019-05-16 | 2019-05-16 | 2020-05-16 | HANWHA SOLAR | Q.PEAK BLK-G5 315 | Solar Panels |  | 0.315 | 7 | 230 | 38 |  | Fixed | Roof
Solar Registration Program | NJSRRE1540988984 | NETCONG | 7857 | 3 | 5.36 | Residential | Yes | Behind the Meter | Vivint Solar Developer, LLC | JCP&L | Accepted | 2019-05-16 | 2019-05-16 | 2020-05-16 | SOLAR EDGE | SE3800H-US | Inverters | 3800 |  | 1 |  |  | 0.992 |  | Outdoor | Near the Utility Meter
Solar Registration Program | NJSRRE1541047609 | Atlantic City | 8401 | 19 | 5.36 | Residential | No | Behind the Meter | Castle Energy, LLC | AC Electric | Accepted | 2019-05-28 | 2019-05-31 | 2020-05-31 | Hanwha QCells | Q.PEAK DUO G5 315 | Solar Panels |  | 0.315 | 2 | 148 | 13 |  | Fixed | Roof
Solar Registration Program | NJSRRE1541047609 | Atlantic City | 8401 | 19 | 5.36 | Residential | No | Behind the Meter | Castle Energy, LLC | AC Electric | Accepted | 2019-05-28 | 2019-05-31 | 2020-05-31 | Hanwha QCells | Q.PEAK DUO G5 315 | Solar Panels |  | 0.315 | 11 | 148 | 30 |  | Fixed | Roof
Solar Registration Program | NJSRRE1541047609 | Atlantic City | 8401 | 19 | 5.36 | Residential | No | Behind the Meter | Castle Energy, LLC | AC Electric | Accepted | 2019-05-28 | 2019-05-31 | 2020-05-31 | Hanwha QCells | Q.PEAK DUO G5 315 | Solar Panels |  | 0.315 | 4 | 240 | 10 |  | Fixed | Roof
Solar Registration Program | NJSRRE1541047609 | Atlantic City | 8401 | 19 | 5.36 | Residential | No | Behind the Meter | Castle Energy, LLC | AC Electric | Accepted | 2019-05-28 | 2019-05-31 | 2020-05-31 | Enphase Energy | IQ7-60-2-US | Inverters | 240 |  | 17 |  |  | 0.976 |  | Outdoor | On rooftop underneath each solar module
Solar Registration Program | NJSRRE1541059459 | Union City | 7087 | 8 | 5.36 | Residential | Yes | Behind the Meter | Pro Custom Solar dba Momentum Solar | PSE&G | Accepted | 2019-05-30 | 2019-06-04 | 2020-06-04 | HANWHA | Q.PEAK DUO BLK-G5 315 | Solar Panels |  | 0.315 | 17 | 120 | 4 |  | Fixed | Roof
Solar Registration Program | NJSRRE1541059459 | Union City | 7087 | 8 | 5.36 | Residential | Yes | Behind the Meter | Pro Custom Solar dba Momentum Solar | PSE&G | Accepted | 2019-05-30 | 2019-06-04 | 2020-06-04 | ENPHASE | IQ7 | Inverters | 240 |  | 17 |  |  | 0.97 |  | Outside | ROOF
Solar Registration Program | NJSRRE1541067937 | DELRAN | 8075 | 13 | 5.36 | Residential | Yes | Behind the Meter | Vivint Solar Developer, LLC | PSE&G | Accepted | 2019-06-06 | 2019-06-07 | 2020-06-07 | Hanwha Solar | Q.PEAK BLK-G5 315 | Solar Panels |  | 0.315 | 17 | 141 | 25 |  | Fixed | Roof
Solar Registration Program | NJSRRE1541067937 | DELRAN | 8075 | 13 | 5.36 | Residential | Yes | Behind the Meter | Vivint Solar Developer, LLC | PSE&G | Accepted | 2019-06-06 | 2019-06-07 | 2020-06-07 | Solar Edge | SE3800H-US | Inverters | 3800 |  | 1 |  |  | 0.992 |  | Outdoor | Near the Utility Meter
Solar Registration Program | NJSRRE1541073905 | Pleasantville | 8232 | 19 | 5.36 | Residential | Yes | Behind the Meter | Castle Energy, LLC | AC Electric | Accepted | 2019-06-04 | 2019-07-01 | 2020-07-01 | Hanwha QCells | Q.PEAK DUO-G5 315 | Solar Panels |  | 0.315 | 4 | 37 | 30 |  | Fixed | Roof
Solar Registration Program | NJSRRE1541073905 | Pleasantville | 8232 | 19 | 5.36 | Residential | Yes | Behind the Meter | Castle Energy, LLC | AC Electric | Accepted | 2019-06-04 | 2019-07-01 | 2020-07-01 | Hanwha QCells | Q.PEAK DUO-G5 315 | Solar Panels |  | 0.315 | 3 | 127 | 30 |  | Fixed | Roof
Solar Registration Program | NJSRRE1541073905 | Pleasantville | 8232 | 19 | 5.36 | Residential | Yes | Behind the Meter | Castle Energy, LLC | AC Electric | Accepted | 2019-06-04 | 2019-07-01 | 2020-07-01 | Hanwha QCells | Q.PEAK DUO-G5 315 | Solar Panels |  | 0.315 | 10 | 217 | 30 |  | Fixed | Roof
Solar Registration Program | NJSRRE1541073905 | Pleasantville | 8232 | 19 | 5.36 | Residential | Yes | Behind the Meter | Castle Energy, LLC | AC Electric | Accepted | 2019-06-04 | 2019-07-01 | 2020-07-01 | Enphase Energy | IQ7-60-2-US | Inverters | 240 |  | 17 |  |  | 0.976 |  | Outdoor | On rooftop underneath each solar module
Solar Registration Program | NJSRRE1541123309 | NORTH ARLINGTON | 7031 | 7 | 5.36 | Residential | Yes | Behind the Meter | Trinity Solar | PSE&G | Accepted | 2019-06-06 | 2019-06-11 | 2020-06-11 | Hanwha | Q.PEAK DUO BLK-G5 315 | Solar Panels |  | 0.315 | 3 | 215 | 23 |  | Fixed | Roof
Solar Registration Program | NJSRRE1541123309 | NORTH ARLINGTON | 7031 | 7 | 5.36 | Residential | Yes | Behind the Meter | Trinity Solar | PSE&G | Accepted | 2019-06-06 | 2019-06-11 | 2020-06-11 | Hanwha | Q.PEAK DUO BLK-G5 315 | Solar Panels |  | 0.315 | 7 | 215 | 14 |  | Fixed | Roof
Solar Registration Program | NJSRRE1541123309 | NORTH ARLINGTON | 7031 | 7 | 5.36 | Residential | Yes | Behind the Meter | Trinity Solar | PSE&G | Accepted | 2019-06-06 | 2019-06-11 | 2020-06-11 | Hanwha | Q.PEAK DUO BLK-G5 315 | Solar Panels |  | 0.315 | 4 | 35 | 14 |  | Fixed | Roof
Solar Registration Program | NJSRRE1541123309 | NORTH ARLINGTON | 7031 | 7 | 5.36 | Residential | Yes | Behind the Meter | Trinity Solar | PSE&G | Accepted | 2019-06-06 | 2019-06-11 | 2020-06-11 | Hanwha | Q.PEAK DUO BLK-G5 315 | Solar Panels |  | 0.315 | 3 | 215 | 23 |  | Fixed | Roof
Solar Registration Program | NJSRRE1541123309 | NORTH ARLINGTON | 7031 | 7 | 5.36 | Residential | Yes | Behind the Meter | Trinity Solar | PSE&G | Accepted | 2019-06-06 | 2019-06-11 | 2020-06-11 | Solar Edge | SE5000 | Inverters | 5000 |  | 1 |  |  | 0.97 |  | Outside | side of home
Solar Registration Program | NJSRRE1541131335 | Englewood | 7631 | 7 | 5.36 | Residential | Yes | Behind the Meter | Trinity Solar | PSE&G | Accepted | 2019-06-11 | 2019-06-13 | 2020-06-13 | Hanwha | Q.PEAK DUO BLK-G5 315 | Solar Panels |  | 0.315 | 17 | 195 | 40 |  | Fixed | Roof
Solar Registration Program | NJSRRE1541131335 | Englewood | 7631 | 7 | 5.36 | Residential | Yes | Behind the Meter | Trinity Solar | PSE&G | Accepted | 2019-06-11 | 2019-06-13 | 2020-06-13 | Solar Edge | SE5000 | Inverters | 5000 |  | 1 |  |  | 0.97 |  | Outside | side of home
Solar Registration Program | NJSRRE1541135151 | SICKLERVILLE | 8081 | 14 | 5.36 | Residential | No | Behind the Meter | Vivint Solar Developer, LLC | AC Electric | Accepted | 2019-06-24 | 2019-06-24 | 2020-06-24 | Hanwha Solar | Q.PEAK BLK-G5 315 | Solar Panels |  | 0.315 | 13 | 130 | 30 |  | Fixed | Roof
Solar Registration Program | NJSRRE1541135151 | SICKLERVILLE | 8081 | 14 | 5.36 | Residential | No | Behind the Meter | Vivint Solar Developer, LLC | AC Electric | Accepted | 2019-06-24 | 2019-06-24 | 2020-06-24 | Hanwha Solar | Q.PEAK BLK-G5 315 | Solar Panels |  | 0.315 | 4 | 130 | 30 |  | Fixed | Roof
Solar Registration Program | NJSRRE1541135151 | SICKLERVILLE | 8081 | 14 | 5.36 | Residential | No | Behind the Meter | Vivint Solar Developer, LLC | AC Electric | Accepted | 2019-06-24 | 2019-06-24 | 2020-06-24 | SoalrEdge | SE3800H-US | Inverters | 3800 |  | 1 |  |  | 0.992 |  | Outdoor | Near The Utility Meter
Solar Registration Program | NJSRRE1541302238 | Rahway | 7065 | 10 | 5.36 | Residential | Yes | Behind the Meter | Pro Custom Solar dba Momentum Solar | PSE&G | Accepted | 2019-06-13 | 2019-06-18 | 2020-06-18 | HANWHA | Q.PEAK DUO BLK-G5 315 | Solar Panels |  | 0.315 | 17 | 100 | 20 |  | Fixed | Roof
Solar Registration Program | NJSRRE1541302238 | Rahway | 7065 | 10 | 5.36 | Residential | Yes | Behind the Meter | Pro Custom Solar dba Momentum Solar | PSE&G | Accepted | 2019-06-13 | 2019-06-18 | 2020-06-18 | ENPHASE | IQ7-60-2-US | Inverters | 250 |  | 17 |  |  | 0.97 |  | Outdoor | ROOF
Solar Registration Program | NJSRRE1541414350 | Burlington | 8016 | 13 | 5.36 | Residential | Yes | Behind the Meter | Trinity Solar | PSE&G | Accepted | 2019-06-17 | 2019-06-19 | 2020-06-19 | Hanwha | Q.PEAK DUO BLK-G5 315 | Solar Panels |  | 0.315 | 5 | 222 | 18 |  | Fixed | Roof
Solar Registration Program | NJSRRE1541414350 | Burlington | 8016 | 13 | 5.36 | Residential | Yes | Behind the Meter | Trinity Solar | PSE&G | Accepted | 2019-06-17 | 2019-06-19 | 2020-06-19 | Hanwha | Q.PEAK DUO BLK-G5 315 | Solar Panels |  | 0.315 | 12 | 222 | 21 |  | Fixed | Roof
Solar Registration Program | NJSRRE1541414350 | Burlington | 8016 | 13 | 5.36 | Residential | Yes | Behind the Meter | Trinity Solar | PSE&G | Accepted | 2019-06-17 | 2019-06-19 | 2020-06-19 | Solar Edge | SE5000 | Inverters | 5000 |  | 1 |  |  | 0.97 |  | Outside | side of home
Solar Registration Program | NJSRRE1541414827 | Plainfield | 7060 | 10 | 5.36 | Residential | Yes | Behind the Meter | Vivint Solar Developer, LLC | PSE&G | Accepted | 2019-06-18 | 2019-06-20 | 2020-06-20 | HANWHA SOLAR | Q.PEAK BLK-G5 315 | Solar Panels |  | 0.315 | 8 | 127 | 30 |  | Fixed | Roof
Solar Registration Program | NJSRRE1541414827 | Plainfield | 7060 | 10 | 5.36 | Residential | Yes | Behind the Meter | Vivint Solar Developer, LLC | PSE&G | Accepted | 2019-06-18 | 2019-06-20 | 2020-06-20 | HANWHA SOLAR | Q.PEAK BLK-G5 315 | Solar Panels |  | 0.315 | 9 | 307 | 30 |  | Fixed | Roof
Solar Registration Program | NJSRRE1541414827 | Plainfield | 7060 | 10 | 5.36 | Residential | Yes | Behind the Meter | Vivint Solar Developer, LLC | PSE&G | Accepted | 2019-06-18 | 2019-06-20 | 2020-06-20 | SOLAREDGE | SE3800H-US | Inverters | 3800 |  | 1 |  |  | 0.992 |  | Outdoor | Near The Utility Meter
Solar Registration Program | NJSRRE1541440604 | Totowa | 7512 | 6 | 5.36 | Residential | Yes | Behind the Meter | Vivint Solar Developer, LLC | PSE&G | Accepted | 2019-06-24 | 2019-06-25 | 2020-06-25 | Hanwha Solar | Q.PEAK BLK-G5 315 | Solar Panels |  | 0.315 | 17 | 138 | 36 |  | Fixed | Roof
Solar Registration Program | NJSRRE1541440604 | Totowa | 7512 | 6 | 5.36 | Residential | Yes | Behind the Meter | Vivint Solar Developer, LLC | PSE&G | Accepted | 2019-06-24 | 2019-06-25 | 2020-06-25 | Solar Edge | SE3800H-US | Inverters | 3800 |  | 1 |  |  | 0.992 |  | Outdoor | Near the Utility Meter
Solar Registration Program | NJSRRE1541480717 | Clifton | 7013 | 6 | 5.36 | Residential | Yes | Behind the Meter | Trinity Solar | PSE&G | Accepted | 2019-06-25 | 2019-06-27 | 2020-06-27 | HANWHA | Q.PEAK DUO BLK-G5 315 | Solar Panels |  | 0.315 | 17 | 220 | 40 |  | Fixed | Roof
Solar Registration Program | NJSRRE1541480717 | Clifton | 7013 | 6 | 5.36 | Residential | Yes | Behind the Meter | Trinity Solar | PSE&G | Accepted | 2019-06-25 | 2019-06-27 | 2020-06-27 | Solar Edge | SE5000H-US000BNC4 | Inverters | 5000 |  | 1 |  |  | 0.97 |  | Outdoor | side of home
Solar Registration Program | NJSRRE1541514335 | IRVINGTON | 7111 | 9 | 5.36 | Residential | Yes | Behind the Meter | Pro Custom Solar dba Momentum Solar | PSE&G | Accepted | 2019-07-01 | 2019-07-03 | 2020-07-03 | LG ELECTRONICS | LG 335N1C-A5 | Solar Panels |  | 0.335 | 13 | 285 | 20 |  | Fixed | Roof
Solar Registration Program | NJSRRE1541514335 | IRVINGTON | 7111 | 9 | 5.36 | Residential | Yes | Behind the Meter | Pro Custom Solar dba Momentum Solar | PSE&G | Accepted | 2019-07-01 | 2019-07-03 | 2020-07-03 | LG ELECTRONICS | LG 335N1C-A5 | Solar Panels |  | 0.335 | 3 | 195 | 20 |  | Fixed | Roof
Solar Registration Program | NJSRRE1541514335 | IRVINGTON | 7111 | 9 | 5.36 | Residential | Yes | Behind the Meter | Pro Custom Solar dba Momentum Solar | PSE&G | Accepted | 2019-07-01 | 2019-07-03 | 2020-07-03 | ENPHASE | IQ7-60-2-US | Inverters | 250 |  | 16 |  |  | 0.97 |  | Outdoor | Roof
Solar Registration Program | NJSRRE1541520852 | ISELIN | 8830 | 11 | 5.36 | Residential | Yes | Behind the Meter | Vivint Solar Developer, LLC | PSE&G | Accepted | 2019-07-02 | 2019-07-05 | 2020-07-05 | HANWHA SOLAR | Q.PEAK BLK-G5 315 | Solar Panels |  | 0.315 | 17 | 132 | 20 |  | Fixed | Roof
Solar Registration Program | NJSRRE1541520852 | ISELIN | 8830 | 11 | 5.36 | Residential | Yes | Behind the Meter | Vivint Solar Developer, LLC | PSE&G | Accepted | 2019-07-02 | 2019-07-05 | 2020-07-05 | SOLAREDGE | SE3800H-US | Inverters | 3800 |  | 1 |  |  | 0.992 |  | Outdoor | Near The Utility Meter
Solar Registration Program | NJSRRE1541609624 | BLOOMFIELD | 7003 | 9 | 5.36 | Residential | Yes | Behind the Meter | Pro Custom Solar dba Momentum Solar | PSE&G | Accepted | 2019-07-03 | 2019-07-09 | 2020-07-09 | LG ELECTRONICS | LG 335N1C-A5 | Solar Panels |  | 0.335 | 11 | 132 | 11 |  | Fixed | Roof
Solar Registration Program | NJSRRE1541609624 | BLOOMFIELD | 7003 | 9 | 5.36 | Residential | Yes | Behind the Meter | Pro Custom Solar dba Momentum Solar | PSE&G | Accepted | 2019-07-03 | 2019-07-09 | 2020-07-09 | LG ELECTRONICS | LG 335N1C-A5 | Solar Panels |  | 0.335 | 5 | 312 | 11 |  | Fixed | Roof
Solar Registration Program | NJSRRE1541609624 | BLOOMFIELD | 7003 | 9 | 5.36 | Residential | Yes | Behind the Meter | Pro Custom Solar dba Momentum Solar | PSE&G | Accepted | 2019-07-03 | 2019-07-09 | 2020-07-09 | ENPHASE | IQ7-60-2-US | Inverters | 250 |  | 16 |  |  | 0.97 |  | Outdoor | Roof
Solar Registration Program | NJSRRE1541629238 | Bergenfield | 7621 | 7 | 5.36 | Residential | Yes | Behind the Meter | Trinity Solar | PSE&G | Accepted | 2019-07-10 | 2019-07-12 | 2020-07-12 | HANWHA | Q.PEAK DUO BLK-G5 315 | Solar Panels |  | 0.315 | 17 | 177 | 23 |  | Fixed | Roof
Solar Registration Program | NJSRRE1541629238 | Bergenfield | 7621 | 7 | 5.36 | Residential | Yes | Behind the Meter | Trinity Solar | PSE&G | Accepted | 2019-07-10 | 2019-07-12 | 2020-07-12 | Solar Edge | SE5000H-US000BNC4 | Inverters | 5000 |  | 1 |  |  | 0.97 |  | Outdoor | side of home
Solar Registration Program | NJSRRE1541644407 | Clifton | 7012 | 6 | 5.36 | Residential | Yes | Behind the Meter | Trinity Solar | PSE&G | Accepted | 2019-07-15 | 2019-07-17 | 2020-07-17 | Hanwha | Q.PEAK DUO BLK-G5 315 | Solar Panels |  | 0.315 | 9 | 184 | 53 |  | Fixed | Roof
Solar Registration Program | NJSRRE1541644407 | Clifton | 7012 | 6 | 5.36 | Residential | Yes | Behind the Meter | Trinity Solar | PSE&G | Accepted | 2019-07-15 | 2019-07-17 | 2020-07-17 | Hanwha | Q.PEAK DUO BLK-G5 315 | Solar Panels |  | 0.315 | 8 | 184 | 30 |  | Fixed | Roof
Solar Registration Program | NJSRRE1541644407 | Clifton | 7012 | 6 | 5.36 | Residential | Yes | Behind the Meter | Trinity Solar | PSE&G | Accepted | 2019-07-15 | 2019-07-17 | 2020-07-17 | Solar Edge | SE5000 | Inverters | 5000 |  | 1 |  |  | 0.97 |  | Outside | side of home
Solar Registration Program | NJSRRE1541672671 | Newark | 7106 | 9 | 5.36 | Residential | Yes | Behind the Meter | Trinity Solar | PSE&G | Accepted | 2019-07-16 | 2019-07-18 | 2020-07-18 | HANWHA | Q.PEAK DUO BLK-G5 315 | Solar Panels |  | 0.315 | 3 | 202 | 9 |  | Fixed | Roof
Solar Registration Program | NJSRRE1541672671 | Newark | 7106 | 9 | 5.36 | Residential | Yes | Behind the Meter | Trinity Solar | PSE&G | Accepted | 2019-07-16 | 2019-07-18 | 2020-07-18 | HANWHA | Q.PEAK DUO BLK-G5 315 | Solar Panels |  | 0.315 | 10 | 22 | 30 |  | Fixed | Roof
Solar Registration Program | NJSRRE1541672671 | Newark | 7106 | 9 | 5.36 | Residential | Yes | Behind the Meter | Trinity Solar | PSE&G | Accepted | 2019-07-16 | 2019-07-18 | 2020-07-18 | HANWHA | Q.PEAK DUO BLK-G5 315 | Solar Panels |  | 0.315 | 4 | 202 | 30 |  | Fixed | Roof
Solar Registration Program | NJSRRE1541672671 | Newark | 7106 | 9 | 5.36 | Residential | Yes | Behind the Meter | Trinity Solar | PSE&G | Accepted | 2019-07-16 | 2019-07-18 | 2020-07-18 | Solar Edge | SE5000H-US000BNC4 | Inverters | 5000 |  | 1 |  |  | 0.97 |  | Outdoor | side of home
Solar Registration Program | NJSRRE1541673128 | WAYNE | 7470 | 6 | 5.36 | Residential | Yes | Behind the Meter | Vivint Solar Developer, LLC | PSE&G | Accepted | 2019-07-20 | 2019-07-22 | 2020-07-22 | Hanwha Solar | Q.PEAK BLK-G5 315 | Solar Panels |  | 0.315 | 10 | 110 | 22.4 |  | Fixed | Roof
Solar Registration Program | NJSRRE1541673128 | WAYNE | 7470 | 6 | 5.36 | Residential | Yes | Behind the Meter | Vivint Solar Developer, LLC | PSE&G | Accepted | 2019-07-20 | 2019-07-22 | 2020-07-22 | Hanwha Solar | Q.PEAK BLK-G5 315 | Solar Panels |  | 0.315 | 4 | 290 | 22.4 |  | Fixed | Roof
Solar Registration Program | NJSRRE1541673128 | WAYNE | 7470 | 6 | 5.36 | Residential | Yes | Behind the Meter | Vivint Solar Developer, LLC | PSE&G | Accepted | 2019-07-20 | 2019-07-22 | 2020-07-22 | Hanwha Solar | Q.PEAK BLK-G5 315 | Solar Panels |  | 0.315 | 3 | 110 | 22.4 |  | Fixed | Roof
Solar Registration Program | NJSRRE1541673128 | WAYNE | 7470 | 6 | 5.36 | Residential | Yes | Behind the Meter | Vivint Solar Developer, LLC | PSE&G | Accepted | 2019-07-20 | 2019-07-22 | 2020-07-22 | Solar Edge | SE3800H-US | Inverters | 3800 |  | 1 |  |  | 0.992 |  | Outdoor | Near The Utility Meter
Solar Registration Program | NJSRRE1541676385 | New Brunswick | 8901 | 11 | 5.36 | Residential | Yes | Behind the Meter | Pro Custom Solar dba Momentum Solar | PSE&G | Accepted | 2019-07-17 | 2019-07-18 | 2020-07-18 | LG | LG 335N1C-A5 | Solar Panels |  | 0.335 | 7 | 219 | 16 |  | Fixed | Roof
Solar Registration Program | NJSRRE1541676385 | New Brunswick | 8901 | 11 | 5.36 | Residential | Yes | Behind the Meter | Pro Custom Solar dba Momentum Solar | PSE&G | Accepted | 2019-07-17 | 2019-07-18 | 2020-07-18 | LG | LG 335N1C-A5 | Solar Panels |  | 0.335 | 9 | 39 | 16 |  | Fixed | Roof
Solar Registration Program | NJSRRE1541676385 | New Brunswick | 8901 | 11 | 5.36 | Residential | Yes | Behind the Meter | Pro Custom Solar dba Momentum Solar | PSE&G | Accepted | 2019-07-17 | 2019-07-18 | 2020-07-18 | ENPHASE | IQ7-60-2-US | Inverters | 250 |  | 16 |  |  | 0.97 |  | Outdoor | ROOF
Solar Registration Program | NJSRRE1541676406 | Camden | 8103 | 14 | 5.36 | Residential | Yes | Behind the Meter | Pro Custom Solar dba Momentum Solar | PSE&G | Accepted | 2019-07-17 | 2019-07-22 | 2020-07-22 | HANWHA | Q. PEAK DUO BLK-G5 315 | Solar Panels |  | 0.315 | 17 | 271 | 4 |  | Fixed | Roof
Solar Registration Program | NJSRRE1541676406 | Camden | 8103 | 14 | 5.36 | Residential | Yes | Behind the Meter | Pro Custom Solar dba Momentum Solar | PSE&G | Accepted | 2019-07-17 | 2019-07-22 | 2020-07-22 | ENPHASE | IQ7-60-2-US | Inverters | 250 |  | 17 |  |  | 0.97 |  | Outdoor | ROOF
Solar Registration Program | NJSRRE1541680417 | Willingboro | 8046 | 13 | 5.36 | Residential | No | Behind the Meter | Vivint Solar Developer, LLC | PSE&G | Accepted | 2019-07-18 | 2019-08-22 | 2020-08-22 | Hanwha Solar | Q.PEAK DUO BLK-G5 315 | Solar Panels |  | 0.315 | 17 | 172 | 19 |  | Fixed | Roof
Solar Registration Program | NJSRRE1541680417 | Willingboro | 8046 | 13 | 5.36 | Residential | No | Behind the Meter | Vivint Solar Developer, LLC | PSE&G | Accepted | 2019-07-18 | 2019-08-22 | 2020-08-22 | Solar Edge | SE3800H-US | Inverters | 3800 |  | 1 |  |  | 0.992 |  | Other | Near the Utility Meter
Solar Registration Program | NJSRRE1541686184 | Toms River | 8757 | 18 | 5.36 | Residential | Yes | Behind the Meter | Pro Custom Solar dba Momentum Solar | JCP&L | Accepted | 2019-07-18 | 2019-07-29 | 2020-07-29 | LG | LG 335N1C-A5 | Solar Panels |  | 0.335 | 16 | 179 | 19 |  | Fixed | Roof
Solar Registration Program | NJSRRE1541686184 | Toms River | 8757 | 18 | 5.36 | Residential | Yes | Behind the Meter | Pro Custom Solar dba Momentum Solar | JCP&L | Accepted | 2019-07-18 | 2019-07-29 | 2020-07-29 | ENPHASE | IQ7-60-2-US | Inverters | 250 |  | 16 |  |  | 0.97 |  | Outdoor | ROOF
Solar Registration Program | NJSRRE1541712762 | Jersey City | 7307 | 8 | 5.36 | Residential | Yes | Behind the Meter | Pro Custom Solar dba Momentum Solar | PSE&G | Accepted | 2019-07-29 | 2019-08-01 | 2020-08-01 | HANWHA | Q.PEAK DUO BLK-G5 315 | Solar Panels |  | 0.315 | 11 | 208 | 4 |  | Fixed | Roof
Solar Registration Program | NJSRRE1541712762 | Jersey City | 7307 | 8 | 5.36 | Residential | Yes | Behind the Meter | Pro Custom Solar dba Momentum Solar | PSE&G | Accepted | 2019-07-29 | 2019-08-01 | 2020-08-01 | HANWHA | Q.PEAK DUO BLK-G5 315 | Solar Panels |  | 0.315 | 6 | 28 | 4 |  | Fixed | Roof
Solar Registration Program | NJSRRE1541712762 | Jersey City | 7307 | 8 | 5.36 | Residential | Yes | Behind the Meter | Pro Custom Solar dba Momentum Solar | PSE&G | Accepted | 2019-07-29 | 2019-08-01 | 2020-08-01 | ENPHASE ENERGY | IQ7-60-2-US | Inverters | 250 |  | 17 |  |  | 0.97 |  | Outdoor | Roof
Solar Registration Program | NJSRRE1541715354 | LAKE HOPATCONG | 7849 | 3 | 5.36 | Residential | Yes | Behind the Meter | Vivint Solar Developer, LLC | JCP&L | Accepted | 2019-08-03 | 2019-08-05 | 2020-08-05 | Hanwha Solar | Q. Peak BLK-G5 315 | Solar Panels |  | 0.315 | 8 | 286 | 33 |  | Fixed | Roof
Solar Registration Program | NJSRRE1541715354 | LAKE HOPATCONG | 7849 | 3 | 5.36 | Residential | Yes | Behind the Meter | Vivint Solar Developer, LLC | JCP&L | Accepted | 2019-08-03 | 2019-08-05 | 2020-08-05 | Hanwha Solar | Q. Peak BLK-G5 315 | Solar Panels |  | 0.315 | 9 | 16 | 33 |  | Fixed | Roof
Solar Registration Program | NJSRRE1541715354 | LAKE HOPATCONG | 7849 | 3 | 5.36 | Residential | Yes | Behind the Meter | Vivint Solar Developer, LLC | JCP&L | Accepted | 2019-08-03 | 2019-08-05 | 2020-08-05 | Solar Edge | SE3800H-US | Inverters | 3800 |  | 1 |  |  | 0.992 |  | Outdoor | Near The Utility Meter
Solar Registration Program | NJSRRE1541724014 | Lodi | 7644 | 7 | 5.36 | Residential | Yes | Behind the Meter | Vivint Solar Developer, LLC | PSE&G | Accepted | 2019-08-01 | 2019-08-05 | 2020-08-05 | Hanwha Solar | Q.PEAK BLK-G5 315 | Solar Panels |  | 0.315 | 13 | 191 | 30 |  | Fixed | Roof
Solar Registration Program | NJSRRE1541724014 | Lodi | 7644 | 7 | 5.36 | Residential | Yes | Behind the Meter | Vivint Solar Developer, LLC | PSE&G | Accepted | 2019-08-01 | 2019-08-05 | 2020-08-05 | Hanwha Solar | Q.PEAK BLK-G5 315 | Solar Panels |  | 0.315 | 4 | 11 | 30 |  | Fixed | Roof
Solar Registration Program | NJSRRE1541724014 | Lodi | 7644 | 7 | 5.36 | Residential | Yes | Behind the Meter | Vivint Solar Developer, LLC | PSE&G | Accepted | 2019-08-01 | 2019-08-05 | 2020-08-05 | Solar Edge | SE3800H-US | Inverters | 3800 |  | 1 |  |  | 0.992 |  | Outdoor | Near the Utility Meter
Solar Registration Program | NJSRRE1541726700 | Mays Landing Township | 8330 | 19 | 5.36 | Residential | Yes | Behind the Meter | Pro Custom Solar dba Momentum Solar | AC Electric | Accepted | 2019-08-01 | 2019-08-06 | 2020-08-06 | LG ELECTRONICS | LG 335N1C-V5 | Solar Panels |  | 0.335 | 16 | 242 | 30 |  | Fixed | Roof
Solar Registration Program | NJSRRE1541726700 | Mays Landing Township | 8330 | 19 | 5.36 | Residential | Yes | Behind the Meter | Pro Custom Solar dba Momentum Solar | AC Electric | Accepted | 2019-08-01 | 2019-08-06 | 2020-08-06 | LG ELECTRONICS | LG 335N1C-V5 | Inverters | 250 |  | 16 |  |  | 0.97 |  | Outdoor | 1
Solar Registration Program | NJSRRE1541727666 | Clifton | 7011 | 6 | 5.36 | Residential | Yes | Behind the Meter | Pro Custom Solar dba Momentum Solar | PSE&G | Accepted | 2019-08-01 | 2019-08-27 | 2020-08-27 | LG ELECTRONICS | LG 335N1C-V5 | Solar Panels |  | 0.335 | 7 | 77 | 33 |  | Fixed | Roof
Solar Registration Program | NJSRRE1541727666 | Clifton | 7011 | 6 | 5.36 | Residential | Yes | Behind the Meter | Pro Custom Solar dba Momentum Solar | PSE&G | Accepted | 2019-08-01 | 2019-08-27 | 2020-08-27 | LG ELECTRONICS | LG 335N1C-V5 | Solar Panels |  | 0.335 | 4 | 167 | 34 |  | Fixed | Roof
Solar Registration Program | NJSRRE1541727666 | Clifton | 7011 | 6 | 5.36 | Residential | Yes | Behind the Meter | Pro Custom Solar dba Momentum Solar | PSE&G | Accepted | 2019-08-01 | 2019-08-27 | 2020-08-27 | LG ELECTRONICS | LG 335N1C-V5 | Solar Panels |  | 0.335 | 5 | 257 | 34 |  | Fixed | Roof
Solar Registration Program | NJSRRE1541727666 | Clifton | 7011 | 6 | 5.36 | Residential | Yes | Behind the Meter | Pro Custom Solar dba Momentum Solar | PSE&G | Accepted | 2019-08-01 | 2019-08-27 | 2020-08-27 | ENPHASE ENERGY | IQ7-60-2-US | Inverters | 250 |  | 16 |  |  | 0.97 |  | Outdoor | Roof
Solar Registration Program | NJSRRE1541788219 | Nutley | 7110 | 9 | 5.36 | Residential | Yes | Behind the Meter | Trinity Solar | PSE&G | Accepted | 2019-08-05 | 2019-08-08 | 2020-08-08 | Hanwha | Q.PEAK DUO BLK-G5 315 | Solar Panels |  | 0.315 | 6 | 129 | 14 |  | Fixed | Roof
Solar Registration Program | NJSRRE1541788219 | Nutley | 7110 | 9 | 5.36 | Residential | Yes | Behind the Meter | Trinity Solar | PSE&G | Accepted | 2019-08-05 | 2019-08-08 | 2020-08-08 | Hanwha | Q.PEAK DUO BLK-G5 315 | Solar Panels |  | 0.315 | 5 | 309 | 14 |  | Fixed | Roof
Solar Registration Program | NJSRRE1541788219 | Nutley | 7110 | 9 | 5.36 | Residential | Yes | Behind the Meter | Trinity Solar | PSE&G | Accepted | 2019-08-05 | 2019-08-08 | 2020-08-08 | Hanwha | Q.PEAK DUO BLK-G5 315 | Solar Panels |  | 0.315 | 6 | 39 | 14 |  | Fixed | Roof
Solar Registration Program | NJSRRE1541788219 | Nutley | 7110 | 9 | 5.36 | Residential | Yes | Behind the Meter | Trinity Solar | PSE&G | Accepted | 2019-08-05 | 2019-08-08 | 2020-08-08 | Solar Edge | SE5000 | Inverters | 5000 |  | 1 |  |  | 0.97 |  | Outside | side of home
Solar Registration Program | NJSRRE1541801930 | Jersey City | 7305 | 8 | 5.36 | Residential | Yes | Behind the Meter | Pro Custom Solar dba Momentum Solar | PSE&G | Accepted | 2019-08-07 | 2019-08-23 | 2020-08-23 | HANWHA | Q.PEAK DUO BLK-G5 315 | Solar Panels |  | 0.315 | 17 | 238 | 4 |  | Fixed | Roof
Solar Registration Program | NJSRRE1541801930 | Jersey City | 7305 | 8 | 5.36 | Residential | Yes | Behind the Meter | Pro Custom Solar dba Momentum Solar | PSE&G | Accepted | 2019-08-07 | 2019-08-23 | 2020-08-23 | Enphase Energy | IQ6Plus-60-2-US | Inverters | 290 |  | 17 |  |  | 0.97 |  | Outdoor | Roof
Solar Registration Program | NJSRRE1541815488 | Englewood | 7631 | 7 | 5.36 | Residential | Yes | Behind the Meter | Trinity Solar | PSE&G | Accepted | 2019-08-12 | 2019-08-23 | 2020-08-23 | HANWHA | Q.PEAK DUO BLK-G5 315 | Solar Panels |  | 0.315 | 12 | 126 | 37 |  | Fixed | Roof
Solar Registration Program | NJSRRE1541815488 | Englewood | 7631 | 7 | 5.36 | Residential | Yes | Behind the Meter | Trinity Solar | PSE&G | Accepted | 2019-08-12 | 2019-08-23 | 2020-08-23 | HANWHA | Q.PEAK DUO BLK-G5 315 | Solar Panels |  | 0.315 | 5 | 216 | 37 |  | Fixed | Roof
Solar Registration Program | NJSRRE1541815488 | Englewood | 7631 | 7 | 5.36 | Residential | Yes | Behind the Meter | Trinity Solar | PSE&G | Accepted | 2019-08-12 | 2019-08-23 | 2020-08-23 | Solar Edge | SE5000H-US000BNC4 | Inverters | 5000 |  | 1 |  |  | 0.97 |  | Outdoor | side of home
Solar Registration Program | NJSRRE1541820539 | Tinton Falls | 7724 | 17 | 5.36 | Residential | Yes | Behind the Meter | Trinity Solar | JCP&L | Accepted | 2019-08-13 | 2019-08-23 | 2020-08-23 | Hanwha 315 | Q.PEAK DUO BLK-G5 315 | Solar Panels |  | 0.315 | 14 | 84 | 9 |  | Fixed | Roof
Solar Registration Program | NJSRRE1541820539 | Tinton Falls | 7724 | 17 | 5.36 | Residential | Yes | Behind the Meter | Trinity Solar | JCP&L | Accepted | 2019-08-13 | 2019-08-23 | 2020-08-23 | Hanwha 315 | Q.PEAK DUO BLK-G5 315 | Solar Panels |  | 0.315 | 3 | 84 | 27 |  | Fixed | Roof
Solar Registration Program | NJSRRE1541820539 | Tinton Falls | 7724 | 17 | 5.36 | Residential | Yes | Behind the Meter | Trinity Solar | JCP&L | Accepted | 2019-08-13 | 2019-08-23 | 2020-08-23 | Solar Edge | SE5000H-US000BNC4 | Inverters | 5000 |  | 1 |  |  | 0.97 |  | Outside | side of home
Solar Registration Program | NJSRRE1541832864 | Manahawkin | 8050 | 18 | 5.36 | Residential | Yes | Behind the Meter | Reliable Power and Solar | AC Electric | Accepted | 2019-08-14 | 2019-08-23 | 2020-08-23 | trina | tsmdd05 | Solar Panels |  | 0.255 | 9 | 172 | 35 |  | Fixed | Roof | roof
Solar Registration Program | NJSRRE1541832864 | Manahawkin | 8050 | 18 | 5.36 | Residential | Yes | Behind the Meter | Reliable Power and Solar | AC Electric | Accepted | 2019-08-14 | 2019-08-23 | 2020-08-23 | trina | tsmdd05 | Solar Panels |  | 0.255 | 12 | 262 | 20 |  | Fixed | Roof | roof
Solar Registration Program | NJSRRE1541832864 | Manahawkin | 8050 | 18 | 5.36 | Residential | Yes | Behind the Meter | Reliable Power and Solar | AC Electric | Accepted | 2019-08-14 | 2019-08-23 | 2020-08-23 | enphase | M215 | Inverters | 215 |  | 17 |  |  | 0.96 |  | Outdoor | roof
Solar Registration Program | NJSRRE1541835320 | Hackensack | 7601 | 7 | 5.36 | Residential | No | Behind the Meter | Trinity Solar | PSE&G | Accepted | 2019-08-14 | 2019-08-23 | 2020-08-23 | Hanwha | Q.PEAK DUO BLK-G5 315 | Solar Panels |  | 0.315 | 10 | 106 | 5 |  | Fixed | Roof
Solar Registration Program | NJSRRE1541835320 | Hackensack | 7601 | 7 | 5.36 | Residential | No | Behind the Meter | Trinity Solar | PSE&G | Accepted | 2019-08-14 | 2019-08-23 | 2020-08-23 | Hanwha | Q.PEAK DUO BLK-G5 315 | Solar Panels |  | 0.315 | 7 | 286 | 5 |  | Fixed | Roof
Solar Registration Program | NJSRRE1541835320 | Hackensack | 7601 | 7 | 5.36 | Residential | No | Behind the Meter | Trinity Solar | PSE&G | Accepted | 2019-08-14 | 2019-08-23 | 2020-08-23 | Solar Edge | SE5000 | Inverters | 5000 |  | 1 |  |  | 0.97 |  | Outside | side of home
Solar Registration Program | NJSRRE1541841313 | Lodi | 7644 | 7 | 5.36 | Residential | Yes | Behind the Meter | Pro Custom Solar dba Momentum Solar | PSE&G | Accepted | 2019-08-15 | 2019-08-23 | 2020-08-23 | HANWHA | Q.PEAK DUO BLK-G5 315 | Solar Panels |  | 0.315 | 17 | 128 | 45 |  | Fixed | Roof
Solar Registration Program | NJSRRE1541841313 | Lodi | 7644 | 7 | 5.36 | Residential | Yes | Behind the Meter | Pro Custom Solar dba Momentum Solar | PSE&G | Accepted | 2019-08-15 | 2019-08-23 | 2020-08-23 | Enphase Energy | IQ6-60-2-US | Inverters | 240 |  | 17 |  |  | 0.97 |  | Outdoor | 1
Solar Registration Program | NJSRRE1541861784 | TEANECK | 7666 | 7 | 5.36 | Residential | Yes | Behind the Meter | Pro Custom Solar dba Momentum Solar | PSE&G | Accepted | 2019-08-20 | 2019-08-23 | 2020-08-23 | LG ELECTRONICS | LG 335N1C-V5 | Solar Panels |  | 0.335 | 2 | 206 | 20 |  | Fixed | Roof
Solar Registration Program | NJSRRE1541861784 | TEANECK | 7666 | 7 | 5.36 | Residential | Yes | Behind the Meter | Pro Custom Solar dba Momentum Solar | PSE&G | Accepted | 2019-08-20 | 2019-08-23 | 2020-08-23 | LG ELECTRONICS | LG 335N1C-V5 | Solar Panels |  | 0.335 | 14 | 208 | 30 |  | Fixed | Roof
Solar Registration Program | NJSRRE1541861784 | TEANECK | 7666 | 7 | 5.36 | Residential | Yes | Behind the Meter | Pro Custom Solar dba Momentum Solar | PSE&G | Accepted | 2019-08-20 | 2019-08-23 | 2020-08-23 | Enphase Energy | IQ7-60-2-US | Inverters | 250 |  | 16 |  |  | 0.97 |  | Outdoor | Roof
Solar Registration Program | NJSRRE1541873669 | HAMILTON | 8619 | 12 | 5.36 | Residential | Yes | Behind the Meter | Vivint Solar Developer, LLC | PSE&G | Accepted | 2019-08-22 | 2019-08-26 | 2020-08-26 | Hanwha Solar | Q.PEAK BLK-G5 315 | Solar Panels |  | 0.315 | 17 | 14 | 20 |  | Fixed | Roof
Solar Registration Program | NJSRRE1541873669 | HAMILTON | 8619 | 12 | 5.36 | Residential | Yes | Behind the Meter | Vivint Solar Developer, LLC | PSE&G | Accepted | 2019-08-22 | 2019-08-26 | 2020-08-26 | Solar Edge | SE3800H-US | Inverters | 3800 |  | 1 |  |  | 0.992 |  | Outdoor | Near the Utility Meter
Solar Registration Program | NJSRRE1541880548 | Glen Ridge | 7028 | 9 | 5.36 | Residential | Yes | Behind the Meter | Pro Custom Solar dba Momentum Solar | PSE&G | Accepted | 2019-08-23 | 2019-08-27 | 2020-08-27 | LG ELECTRONICS | LG 335N1C-V5 | Solar Panels |  | 0.335 | 12 | 173 | 25 |  | Fixed | Roof
Solar Registration Program | NJSRRE1541880548 | Glen Ridge | 7028 | 9 | 5.36 | Residential | Yes | Behind the Meter | Pro Custom Solar dba Momentum Solar | PSE&G | Accepted | 2019-08-23 | 2019-08-27 | 2020-08-27 | LG ELECTRONICS | LG 335N1C-V5 | Solar Panels |  | 0.335 | 4 | 353 | 25 |  | Fixed | Roof
Solar Registration Program | NJSRRE1541880548 | Glen Ridge | 7028 | 9 | 5.36 | Residential | Yes | Behind the Meter | Pro Custom Solar dba Momentum Solar | PSE&G | Accepted | 2019-08-23 | 2019-08-27 | 2020-08-27 | Enphase Energy | IQ7-60-2-US | Inverters | 250 |  | 16 |  |  | 0.97 |  | Outdoor | Roof
Solar Registration Program | NJSRRE1541883755 | Pleasantville | 8232 | 19 | 5.36 | Residential | Yes | Behind the Meter | Vivint Solar Developer, LLC | AC Electric | Accepted | 2019-09-05 | 2019-09-09 | 2020-09-09 | Hanwha Solar | Q.PEAK BLK-G5 315 | Solar Panels |  | 0.315 | 15 | 205 | 21 |  | Fixed | Roof
Solar Registration Program | NJSRRE1541883755 | Pleasantville | 8232 | 19 | 5.36 | Residential | Yes | Behind the Meter | Vivint Solar Developer, LLC | AC Electric | Accepted | 2019-09-05 | 2019-09-09 | 2020-09-09 | Hanwha Solar | Q.PEAK BLK-G5 315 | Solar Panels |  | 0.315 | 2 | 25 | 21 |  | Fixed | Roof
Solar Registration Program | NJSRRE1541883755 | Pleasantville | 8232 | 19 | 5.36 | Residential | Yes | Behind the Meter | Vivint Solar Developer, LLC | AC Electric | Accepted | 2019-09-05 | 2019-09-09 | 2020-09-09 | SolarEdge Technologies | SE3800H | Inverters | 3800 |  | 1 |  |  | 0.992 |  | Outdoor | Near the Utility Meter
Solar Registration Program | NJSRRE1541883867 | Merchantville | 8109 | 14 | 5.36 | Residential | Yes | Behind the Meter | Vivint Solar Developer, LLC | PSE&G | Accepted | 2019-09-05 | 2019-09-05 | 2020-09-05 | Hanwha Solar | Q.PEAK BLK-G5 315 | Solar Panels |  | 0.315 | 11 | 171 | 18 |  | Fixed | Roof
Solar Registration Program | NJSRRE1541883867 | Merchantville | 8109 | 14 | 5.36 | Residential | Yes | Behind the Meter | Vivint Solar Developer, LLC | PSE&G | Accepted | 2019-09-05 | 2019-09-05 | 2020-09-05 | Hanwha Solar | Q.PEAK BLK-G5 315 | Solar Panels |  | 0.315 | 2 | 81 | 18 |  | Fixed | Roof
Solar Registration Program | NJSRRE1541883867 | Merchantville | 8109 | 14 | 5.36 | Residential | Yes | Behind the Meter | Vivint Solar Developer, LLC | PSE&G | Accepted | 2019-09-05 | 2019-09-05 | 2020-09-05 | Hanwha Solar | Q.PEAK BLK-G5 315 | Solar Panels |  | 0.315 | 2 | 261 | 18 |  | Fixed | Roof
Solar Registration Program | NJSRRE1541883867 | Merchantville | 8109 | 14 | 5.36 | Residential | Yes | Behind the Meter | Vivint Solar Developer, LLC | PSE&G | Accepted | 2019-09-05 | 2019-09-05 | 2020-09-05 | Hanwha Solar | Q.PEAK BLK-G5 315 | Solar Panels |  | 0.315 | 2 | 351 | 18 |  | Fixed | Roof
Solar Registration Program | NJSRRE1541883867 | Merchantville | 8109 | 14 | 5.36 | Residential | Yes | Behind the Meter | Vivint Solar Developer, LLC | PSE&G | Accepted | 2019-09-05 | 2019-09-05 | 2020-09-05 | SolarEdge Technologies | SE3800H | Inverters | 3800 |  | 1 |  |  | 0.992 |  | Outdoor | Near the Utility Meter
Solar Registration Program | NJSRRE1541883925 | Orange | 7050 | 9 | 5.36 | Residential | Yes | Behind the Meter | Trinity Solar | PSE&G | Accepted | 2019-08-26 | 2019-08-28 | 2020-08-28 | Hanwha | Q.PEAK DUO BLK-G5 315 | Solar Panels |  | 0.315 | 7 | 298 | 34 |  | Fixed | Roof
Solar Registration Program | NJSRRE1541883925 | Orange | 7050 | 9 | 5.36 | Residential | Yes | Behind the Meter | Trinity Solar | PSE&G | Accepted | 2019-08-26 | 2019-08-28 | 2020-08-28 | Hanwha | Q.PEAK DUO BLK-G5 315 | Solar Panels |  | 0.315 | 3 | 208 | 7 |  | Fixed | Roof
Solar Registration Program | NJSRRE1541883925 | Orange | 7050 | 9 | 5.36 | Residential | Yes | Behind the Meter | Trinity Solar | PSE&G | Accepted | 2019-08-26 | 2019-08-28 | 2020-08-28 | Hanwha | Q.PEAK DUO BLK-G5 315 | Solar Panels |  | 0.315 | 7 | 118 | 34 |  | Fixed | Roof
Solar Registration Program | NJSRRE1541883925 | Orange | 7050 | 9 | 5.36 | Residential | Yes | Behind the Meter | Trinity Solar | PSE&G | Accepted | 2019-08-26 | 2019-08-28 | 2020-08-28 | Solar Edge | SE5000 | Inverters | 5000 |  | 1 |  |  | 0.97 |  | Outside | side of home
Solar Registration Program | NJSRRE1541884631 | PORT REPUBLIC | 8241 | 19 | 5.36 | Residential | No | Behind the Meter | Vivint Solar Developer, LLC | AC Electric | Accepted | 2019-09-07 | 2019-09-09 | 2020-09-09 | Hanwha Solar | Q.PEAK BLK-G5 315 | Solar Panels |  | 0.315 | 17 | 56 | 16 |  | Double Axis | Roof
Solar Registration Program | NJSRRE1541884631 | PORT REPUBLIC | 8241 | 19 | 5.36 | Residential | No | Behind the Meter | Vivint Solar Developer, LLC | AC Electric | Accepted | 2019-09-07 | 2019-09-09 | 2020-09-09 | SolarEdge Technologies | SE3800H | Inverters | 3800 |  | 1 |  |  | 0.992 |  | Outdoor | Near the Utility Meter
Solar Registration Program | NJSRRE1541887897 | Paterson | 7504 | 6 | 5.36 | Residential | Yes | Behind the Meter | Trinity Solar | PSE&G | Accepted | 2019-08-27 | 2019-08-29 | 2020-08-29 | Hanwha | Q.PEAK DUO BLK-G5 315 | Solar Panels |  | 0.315 | 5 | 189 | 17 |  | Fixed | Roof
Solar Registration Program | NJSRRE1541887897 | Paterson | 7504 | 6 | 5.36 | Residential | Yes | Behind the Meter | Trinity Solar | PSE&G | Accepted | 2019-08-27 | 2019-08-29 | 2020-08-29 | Hanwha | Q.PEAK DUO BLK-G5 315 | Solar Panels |  | 0.315 | 3 | 189 | 30 |  | Fixed | Roof
Solar Registration Program | NJSRRE1541887897 | Paterson | 7504 | 6 | 5.36 | Residential | Yes | Behind the Meter | Trinity Solar | PSE&G | Accepted | 2019-08-27 | 2019-08-29 | 2020-08-29 | Hanwha | Q.PEAK DUO BLK-G5 315 | Solar Panels |  | 0.315 | 4 | 189 | 40 |  | Fixed | Roof
Solar Registration Program | NJSRRE1541887897 | Paterson | 7504 | 6 | 5.36 | Residential | Yes | Behind the Meter | Trinity Solar | PSE&G | Accepted | 2019-08-27 | 2019-08-29 | 2020-08-29 | Hanwha | Q.PEAK DUO BLK-G5 315 | Solar Panels |  | 0.315 | 5 | 189 | 40 |  | Fixed | Roof
Solar Registration Program | NJSRRE1541887897 | Paterson | 7504 | 6 | 5.36 | Residential | Yes | Behind the Meter | Trinity Solar | PSE&G | Accepted | 2019-08-27 | 2019-08-29 | 2020-08-29 | Solar Edge | SE5000 | Inverters | 5000 |  | 1 |  |  | 0.97 |  | Outside | side of home
Solar Registration Program | NJSRRE1541894824 | Perth Amboy | 8861 | 11 | 5.36 | Residential | No | Behind the Meter | Pro Custom Solar dba Momentum Solar | PSE&G | Accepted | 2019-08-28 | 2019-09-03 | 2020-09-03 | LG ELECTRONICS | LG 335N1C-V5 | Solar Panels |  | 0.335 | 10 | 220 | 21 |  | Fixed | Roof
Solar Registration Program | NJSRRE1541894824 | Perth Amboy | 8861 | 11 | 5.36 | Residential | No | Behind the Meter | Pro Custom Solar dba Momentum Solar | PSE&G | Accepted | 2019-08-28 | 2019-09-03 | 2020-09-03 | LG ELECTRONICS | LG 335N1C-V5 | Solar Panels |  | 0.335 | 6 | 310 | 21 |  | Fixed | Roof
Solar Registration Program | NJSRRE1541894824 | Perth Amboy | 8861 | 11 | 5.36 | Residential | No | Behind the Meter | Pro Custom Solar dba Momentum Solar | PSE&G | Accepted | 2019-08-28 | 2019-09-03 | 2020-09-03 | Enphase Energy | IQ7-60-2-US | Inverters | 250 |  | 16 |  |  | 0.97 |  | Outdoor | Roof
Solar Registration Program | NJSRRE1541894838 | Trenton | 8619 | 12 | 5.36 | Residential | Yes | Behind the Meter | Vivint Solar Developer, LLC | PSE&G | Accepted | 2019-09-04 | 2019-09-05 | 2020-09-05 | HANWHA SOLAR | Q.PEAK BLK-G5 315 | Solar Panels |  | 0.315 | 17 | 157 | 41 |  | Fixed | Roof
Solar Registration Program | NJSRRE1541894838 | Trenton | 8619 | 12 | 5.36 | Residential | Yes | Behind the Meter | Vivint Solar Developer, LLC | PSE&G | Accepted | 2019-09-04 | 2019-09-05 | 2020-09-05 | SOLAR EDGE | SE3800H-US000BNC4, | Inverters | 3800 |  | 1 |  |  | 0.992 |  | Outdoor | Near Utility Meter
Solar Registration Program | NJSRRE1541976922 | Perth Amboy | 8861 | 11 | 5.36 | Residential | Yes | Behind the Meter | Pro Custom Solar dba Momentum Solar | PSE&G | Accepted | 2019-08-30 | 2019-09-04 | 2020-09-04 | HANWHA | Q.PEAK DUO BLK-G5 315 | Solar Panels |  | 0.315 | 6 | 110 | 21 |  | Fixed | Roof
Solar Registration Program | NJSRRE1541976922 | Perth Amboy | 8861 | 11 | 5.36 | Residential | Yes | Behind the Meter | Pro Custom Solar dba Momentum Solar | PSE&G | Accepted | 2019-08-30 | 2019-09-04 | 2020-09-04 | HANWHA | Q.PEAK DUO BLK-G5 315 | Solar Panels |  | 0.315 | 6 | 290 | 20 |  | Fixed | Roof
Solar Registration Program | NJSRRE1541976922 | Perth Amboy | 8861 | 11 | 5.36 | Residential | Yes | Behind the Meter | Pro Custom Solar dba Momentum Solar | PSE&G | Accepted | 2019-08-30 | 2019-09-04 | 2020-09-04 | HANWHA | Q.PEAK DUO BLK-G5 315 | Solar Panels |  | 0.315 | 5 | 110 | 45 |  | Fixed | Roof
Solar Registration Program | NJSRRE1541976922 | Perth Amboy | 8861 | 11 | 5.36 | Residential | Yes | Behind the Meter | Pro Custom Solar dba Momentum Solar | PSE&G | Accepted | 2019-08-30 | 2019-09-04 | 2020-09-04 | Enphase Energy | IQ6-60-2-US | Inverters | 240 |  | 17 |  |  | 0.97 |  | Outdoor | Roof
Solar Registration Program | NJSRRE1541989863 | WILLIAMSTOWN | 8094 | 15 | 5.36 | Residential | Yes | Behind the Meter | Vivint Solar Developer, LLC | AC Electric | Accepted | 2019-09-04 | 2019-09-05 | 2020-09-05 | HANWHA SOLAR | Q.PEAK BLK-G5 315 | Solar Panels |  | 0.315 | 12 | 134 | 20 |  | Fixed | Roof
Solar Registration Program | NJSRRE1541989863 | WILLIAMSTOWN | 8094 | 15 | 5.36 | Residential | Yes | Behind the Meter | Vivint Solar Developer, LLC | AC Electric | Accepted | 2019-09-04 | 2019-09-05 | 2020-09-05 | HANWHA SOLAR | Q.PEAK BLK-G5 315 | Solar Panels |  | 0.315 | 5 | 314 | 20 |  | Fixed | Roof
Solar Registration Program | NJSRRE1541989863 | WILLIAMSTOWN | 8094 | 15 | 5.36 | Residential | Yes | Behind the Meter | Vivint Solar Developer, LLC | AC Electric | Accepted | 2019-09-04 | 2019-09-05 | 2020-09-05 | Solar Edge | SE3800H-US000BNC4 | Inverters | 3800 |  | 1 |  |  | 0.992 |  | Outdoor | Near Utility Meter
Solar Registration Program | NJSRRE1542081707 | ROSELLE | 7203 | 10 | 5.36 | Residential | Yes | Behind the Meter | Vivint Solar Developer, LLC | PSE&G | Accepted | 2019-09-03 | 2019-09-06 | 2020-09-06 | HANWHA SOLAR | Q.PEAK BLK-G5 315 | Solar Panels |  | 0.315 | 7 | 314 | 41 |  | Fixed | Roof
Solar Registration Program | NJSRRE1542081707 | ROSELLE | 7203 | 10 | 5.36 | Residential | Yes | Behind the Meter | Vivint Solar Developer, LLC | PSE&G | Accepted | 2019-09-03 | 2019-09-06 | 2020-09-06 | HANWHA SOLAR | Q.PEAK BLK-G5 315 | Solar Panels |  | 0.315 | 10 | 134 | 15 |  | Fixed | Roof
Solar Registration Program | NJSRRE1542081707 | ROSELLE | 7203 | 10 | 5.36 | Residential | Yes | Behind the Meter | Vivint Solar Developer, LLC | PSE&G | Accepted | 2019-09-03 | 2019-09-06 | 2020-09-06 | SOLAREDGE TECHNOLOGIES | SE3800H-US000BNC4 | Inverters | 3800 |  | 1 |  |  | 0.992 |  | Outdoor | Near The Utility Meter
Solar Registration Program | NJSRRE1542248380 | Perth Amboy | 8861 | 11 | 5.36 | Residential | Yes | Behind the Meter | Pro Custom Solar dba Momentum Solar | PSE&G | Accepted | 2019-09-05 | 2019-09-09 | 2020-09-09 | LG ELECTRONICS | LG 335N1C-V5 | Solar Panels |  | 0.335 | 16 | 112 | 15 |  | Fixed | Roof
Solar Registration Program | NJSRRE1542248380 | Perth Amboy | 8861 | 11 | 5.36 | Residential | Yes | Behind the Meter | Pro Custom Solar dba Momentum Solar | PSE&G | Accepted | 2019-09-05 | 2019-09-09 | 2020-09-09 | Enphase Energy | IQ7-60-2-US | Inverters | 250 |  | 16 |  |  | 0.97 |  | Outdoor | Roof
Solar Registration Program | NJSRRE1542269607 | Dunellen | 8812 | 11 | 5.36 | Residential | Yes | Behind the Meter | Vivint Solar Developer, LLC | PSE&G | Accepted | 2019-09-05 | 2019-09-10 | 2020-09-10 | Hanwha Solar | Q.PEAK BLK-G5 315 | Solar Panels |  | 0.315 | 17 | 238 | 18 |  | Fixed | Roof
Solar Registration Program | NJSRRE1542269607 | Dunellen | 8812 | 11 | 5.36 | Residential | Yes | Behind the Meter | Vivint Solar Developer, LLC | PSE&G | Accepted | 2019-09-05 | 2019-09-10 | 2020-09-10 | Solar Edge | SE3800H-US000BNC4 | Inverters | 3800 |  | 1 |  |  | 0.992 |  | Outdoor | near the utility meter
Solar Registration Program | NJSRRE1542285979 | PEQUANNOCK | 7440 | 3 | 5.36 | Residential | Yes | Behind the Meter | Vivint Solar Developer, LLC | JCP&L | Accepted | 2019-09-06 | 2019-09-10 | 2020-09-10 | Hanwha Solar | Q.PEAK BLK-G5 315 | Solar Panels |  | 0.315 | 14 | 343 | 23 |  | Fixed | Roof
Solar Registration Program | NJSRRE1542285979 | PEQUANNOCK | 7440 | 3 | 5.36 | Residential | Yes | Behind the Meter | Vivint Solar Developer, LLC | JCP&L | Accepted | 2019-09-06 | 2019-09-10 | 2020-09-10 | Hanwha Solar | Q.PEAK BLK-G5 315 | Solar Panels |  | 0.315 | 3 | 343 | 23 |  | Fixed | Roof
Solar Registration Program | NJSRRE1542285979 | PEQUANNOCK | 7440 | 3 | 5.36 | Residential | Yes | Behind the Meter | Vivint Solar Developer, LLC | JCP&L | Accepted | 2019-09-06 | 2019-09-10 | 2020-09-10 | Solar Edge | SE3800H-US000BNC4 | Inverters | 3800 |  | 1 |  |  | 0.992 |  | Outdoor | near the utility meter
Solar Registration Program | NJSRRE1542376731 | Long Branch | 7740 | 17 | 5.36 | Residential | Yes | Behind the Meter | Trinity Solar | JCP&L | Accepted | 2019-09-10 | 2019-09-12 | 2020-09-12 | HANWHA | Q.PEAK DUO BLK-G5 315 | Solar Panels |  | 0.315 | 11 | 240 | 40 |  | Fixed | Roof
Solar Registration Program | NJSRRE1542376731 | Long Branch | 7740 | 17 | 5.36 | Residential | Yes | Behind the Meter | Trinity Solar | JCP&L | Accepted | 2019-09-10 | 2019-09-12 | 2020-09-12 | HANWHA | Q.PEAK DUO BLK-G5 315 | Solar Panels |  | 0.315 | 6 | 240 | 18 |  | Fixed | Roof
Solar Registration Program | NJSRRE1542376731 | Long Branch | 7740 | 17 | 5.36 | Residential | Yes | Behind the Meter | Trinity Solar | JCP&L | Accepted | 2019-09-10 | 2019-09-12 | 2020-09-12 | SOLAR EDGE | SE5000H-US | Inverters | 5000 |  | 1 |  |  | 0.97 |  | Outdoor | SIDE
Solar Registration Program | NJSRRE1542393411 | MONTCLAIR | 7043 | 9 | 5.36 | Residential | Yes | Behind the Meter | Vivint Solar Developer, LLC | PSE&G | Accepted | 2019-09-12 | 2019-09-16 | 2020-09-16 | HANWHA SOLAR | Q.PEAK BLK-G5 315 | Solar Panels |  | 0.315 | 6 | 287 | 33 |  | Fixed | Roof
Solar Registration Program | NJSRRE1542393411 | MONTCLAIR | 7043 | 9 | 5.36 | Residential | Yes | Behind the Meter | Vivint Solar Developer, LLC | PSE&G | Accepted | 2019-09-12 | 2019-09-16 | 2020-09-16 | HANWHA SOLAR | Q.PEAK BLK-G5 315 | Solar Panels |  | 0.315 | 7 | 107 | 33 |  | Fixed | Roof
Solar Registration Program | NJSRRE1542393411 | MONTCLAIR | 7043 | 9 | 5.36 | Residential | Yes | Behind the Meter | Vivint Solar Developer, LLC | PSE&G | Accepted | 2019-09-12 | 2019-09-16 | 2020-09-16 | HANWHA SOLAR | Q.PEAK BLK-G5 315 | Solar Panels |  | 0.315 | 4 | 17 | 24 |  | Fixed | Roof
Solar Registration Program | NJSRRE1542393411 | MONTCLAIR | 7043 | 9 | 5.36 | Residential | Yes | Behind the Meter | Vivint Solar Developer, LLC | PSE&G | Accepted | 2019-09-12 | 2019-09-16 | 2020-09-16 | SOLAREDGE TECHNOLOGIES | SE3800H-US000BNC4 | Inverters | 3800 |  | 1 |  |  | 0.992 |  | Outdoor | Near The Utility meter
Solar Registration Program | NJSRRE1542409007 | Hazlet | 7730 | 17 | 5.36 | Residential | Yes | Behind the Meter | Vivint Solar Developer, LLC | JCP&L | Accepted | 2019-09-18 | 2019-09-18 | 2020-09-18 | Hanwha | Q.PEAK DUO BLK-G5 315w | Solar Panels |  | 0.315 | 12 | 264 | 23 |  | Fixed | Roof
Solar Registration Program | NJSRRE1542409007 | Hazlet | 7730 | 17 | 5.36 | Residential | Yes | Behind the Meter | Vivint Solar Developer, LLC | JCP&L | Accepted | 2019-09-18 | 2019-09-18 | 2020-09-18 | Hanwha | Q.PEAK DUO BLK-G5 315w | Solar Panels |  | 0.315 | 5 | 84 | 36 |  | Fixed | Roof
Solar Registration Program | NJSRRE1542409007 | Hazlet | 7730 | 17 | 5.36 | Residential | Yes | Behind the Meter | Vivint Solar Developer, LLC | JCP&L | Accepted | 2019-09-18 | 2019-09-18 | 2020-09-18 | Solar Edge | SE3800H-US000BNC4 | Inverters | 3800 |  | 1 |  |  | 0.992 |  | Outdoor | Near the Utility Meter
Solar Registration Program | NJSRRE1542409139 | Howell | 7731 | 17 | 5.36 | Residential | Yes | Behind the Meter | Vivint Solar Developer, LLC | JCP&L | Accepted | 2019-09-18 | 2019-09-18 | 2020-09-18 | Hanwha | Q.PEAK DUO BLK-G5 315w | Solar Panels |  | 0.315 | 6 | 139 | 22 |  | Fixed | Roof
Solar Registration Program | NJSRRE1542409139 | Howell | 7731 | 17 | 5.36 | Residential | Yes | Behind the Meter | Vivint Solar Developer, LLC | JCP&L | Accepted | 2019-09-18 | 2019-09-18 | 2020-09-18 | Hanwha | Q.PEAK DUO BLK-G5 315w | Solar Panels |  | 0.315 | 3 | 229 | 22 |  | Fixed | Roof
Solar Registration Program | NJSRRE1542409139 | Howell | 7731 | 17 | 5.36 | Residential | Yes | Behind the Meter | Vivint Solar Developer, LLC | JCP&L | Accepted | 2019-09-18 | 2019-09-18 | 2020-09-18 | Hanwha | Q.PEAK DUO BLK-G5 315w | Solar Panels |  | 0.315 | 3 | 319 | 22 |  | Fixed | Roof
Solar Registration Program | NJSRRE1542409139 | Howell | 7731 | 17 | 5.36 | Residential | Yes | Behind the Meter | Vivint Solar Developer, LLC | JCP&L | Accepted | 2019-09-18 | 2019-09-18 | 2020-09-18 | Hanwha | Q.PEAK DUO BLK-G5 315w | Solar Panels |  | 0.315 | 5 | 229 | 23 |  | Fixed | Roof
Solar Registration Program | NJSRRE1542409139 | Howell | 7731 | 17 | 5.36 | Residential | Yes | Behind the Meter | Vivint Solar Developer, LLC | JCP&L | Accepted | 2019-09-18 | 2019-09-18 | 2020-09-18 | Solar Edge | SE3800H-US000BNC4 | Inverters | 3800 |  | 1 |  |  | 0.992 |  | Outdoor | Near the Utility Meter
Solar Registration Program | NJSRRE1542409774 | West New York | 7093 | 8 | 5.36 | Residential | Yes | Behind the Meter | Pro Custom Solar dba Momentum Solar | PSE&G | Accepted | 2019-09-16 | 2019-09-19 | 2020-09-19 | LG ELECTRONICS | LG 335N1C-A5 | Solar Panels |  | 0.335 | 16 | 123 | 11 |  | Fixed | Roof
Solar Registration Program | NJSRRE1542409774 | West New York | 7093 | 8 | 5.36 | Residential | Yes | Behind the Meter | Pro Custom Solar dba Momentum Solar | PSE&G | Accepted | 2019-09-16 | 2019-09-19 | 2020-09-19 | Enphase Energy | IQ7-60-2-US | Inverters | 250 |  | 16 |  |  | 0.97 |  | Outdoor | Roof
Solar Registration Program | NJSRRE1542416585 | East Orange | 7018 | 9 | 5.36 | Residential | No | Behind the Meter | Trinity Solar | PSE&G | Accepted | 2019-09-18 | 2019-09-20 | 2020-09-20 | Hanwha | Q.PEAK DUO BLK-G5 315 | Solar Panels |  | 0.315 | 7 | 197 | 45 |  | Fixed | Roof
Solar Registration Program | NJSRRE1542416585 | East Orange | 7018 | 9 | 5.36 | Residential | No | Behind the Meter | Trinity Solar | PSE&G | Accepted | 2019-09-18 | 2019-09-20 | 2020-09-20 | Hanwha | Q.PEAK DUO BLK-G5 315 | Solar Panels |  | 0.315 | 2 | 287 | 27 |  | Fixed | Roof
Solar Registration Program | NJSRRE1542416585 | East Orange | 7018 | 9 | 5.36 | Residential | No | Behind the Meter | Trinity Solar | PSE&G | Accepted | 2019-09-18 | 2019-09-20 | 2020-09-20 | Hanwha | Q.PEAK DUO BLK-G5 315 | Solar Panels |  | 0.315 | 5 | 107 | 27 |  | Fixed | Roof
Solar Registration Program | NJSRRE1542416585 | East Orange | 7018 | 9 | 5.36 | Residential | No | Behind the Meter | Trinity Solar | PSE&G | Accepted | 2019-09-18 | 2019-09-20 | 2020-09-20 | Hanwha | Q.PEAK DUO BLK-G5 315 | Solar Panels |  | 0.315 | 3 | 197 | 27 |  | Fixed | Roof
Solar Registration Program | NJSRRE1542416585 | East Orange | 7018 | 9 | 5.36 | Residential | No | Behind the Meter | Trinity Solar | PSE&G | Accepted | 2019-09-18 | 2019-09-20 | 2020-09-20 | Solar Edge | SE5000 | Inverters | 5000 |  | 1 |  |  | 0.97 |  | Outside | side of home
Solar Registration Program | NJSRRE1542419482 | East Orange | 7018 | 9 | 5.36 | Residential | No | Behind the Meter | Trinity Solar | PSE&G | Accepted | 2019-09-18 | 2019-09-20 | 2020-09-20 | Hanwha | Q.PEAK DUO BLK-G5 315 | Solar Panels |  | 0.315 | 10 | 287 | 27 |  | Fixed | Roof
Solar Registration Program | NJSRRE1542419482 | East Orange | 7018 | 9 | 5.36 | Residential | No | Behind the Meter | Trinity Solar | PSE&G | Accepted | 2019-09-18 | 2019-09-20 | 2020-09-20 | Hanwha | Q.PEAK DUO BLK-G5 315 | Solar Panels |  | 0.315 | 7 | 107 | 27 |  | Fixed | Roof
Solar Registration Program | NJSRRE1542419482 | East Orange | 7018 | 9 | 5.36 | Residential | No | Behind the Meter | Trinity Solar | PSE&G | Accepted | 2019-09-18 | 2019-09-20 | 2020-09-20 | Solar Edge | SE5000 | Inverters | 5000 |  | 1 |  |  | 0.97 |  | Outside | side of home
Solar Registration Program | NJSRRE1542425043 | Plainfield | 7060 | 10 | 5.36 | Residential | Yes | Behind the Meter | Vivint Solar Developer, LLC | PSE&G | Accepted | 2019-09-20 | 2019-09-24 | 2020-09-24 | Hanwha | Q.PEAK BLK-G5 315 | Solar Panels |  | 0.315 | 15 | 83 | 36 |  | Fixed | Roof
Solar Registration Program | NJSRRE1542425043 | Plainfield | 7060 | 10 | 5.36 | Residential | Yes | Behind the Meter | Vivint Solar Developer, LLC | PSE&G | Accepted | 2019-09-20 | 2019-09-24 | 2020-09-24 | Hanwha | Q.PEAK BLK-G5 315 | Solar Panels |  | 0.315 | 2 | 263 | 36 |  | Fixed | Roof
Solar Registration Program | NJSRRE1542425043 | Plainfield | 7060 | 10 | 5.36 | Residential | Yes | Behind the Meter | Vivint Solar Developer, LLC | PSE&G | Accepted | 2019-09-20 | 2019-09-24 | 2020-09-24 | SolarEdge | SE3800H-US | Inverters | 3800 |  | 1 |  |  | 0.992 |  | Outdoor | Near the Utility Meter
Solar Registration Program | NJSRRE1542431044 | Rockaway | 7866 | 3 | 5.36 | Residential | Yes | Behind the Meter | Vivint Solar Developer, LLC | AC Electric | Accepted | 2019-09-24 | 2019-09-26 | 2020-09-26 | HANWHA SOLAR | Q.PEAK BLK-G5 315 | Solar Panels |  | 0.315 | 17 | 199 | 22 |  | Fixed | Roof
Solar Registration Program | NJSRRE1542431044 | Rockaway | 7866 | 3 | 5.36 | Residential | Yes | Behind the Meter | Vivint Solar Developer, LLC | AC Electric | Accepted | 2019-09-24 | 2019-09-26 | 2020-09-26 | Solar edge | SE3800H-US000BNC4 | Inverters | 3800 |  | 1 |  |  | 0.992 |  | Outdoor | Near the Utility Meter
Solar Registration Program | NJSRRE1542433294 | Ocean City | 8226 | 21 | 5.36 | Residential | No | Behind the Meter | Castle Energy, LLC | AC Electric | Accepted | 2019-09-25 | 2019-09-26 | 2020-09-26 | Hanwha Q-Cells | Q.Peak DUO-G5 315 | Solar Panels |  | 0.315 | 8 | 133 | 10 |  | Fixed | Roof
Solar Registration Program | NJSRRE1542433294 | Ocean City | 8226 | 21 | 5.36 | Residential | No | Behind the Meter | Castle Energy, LLC | AC Electric | Accepted | 2019-09-25 | 2019-09-26 | 2020-09-26 | Hanwha Q-Cells | Q.Peak DUO-G5 315 | Solar Panels |  | 0.315 | 8 | 313 | 10 |  | Fixed | Ground
Solar Registration Program | NJSRRE1542433294 | Ocean City | 8226 | 21 | 5.36 | Residential | No | Behind the Meter | Castle Energy, LLC | AC Electric | Accepted | 2019-09-25 | 2019-09-26 | 2020-09-26 | Hanwha Q-Cells | Q.Peak DUO-G5 315 | Solar Panels |  | 0.315 | 1 | 133 | 35 |  | Fixed | Roof
Solar Registration Program | NJSRRE1542433294 | Ocean City | 8226 | 21 | 5.36 | Residential | No | Behind the Meter | Castle Energy, LLC | AC Electric | Accepted | 2019-09-25 | 2019-09-26 | 2020-09-26 | Enphase Energy | IQ7-60-2-US | Inverters | 240 |  | 17 |  |  | 0.967 |  | Outside | on the rooftop under each solar panel
Solar Registration Program | NJSRRE1542441614 | Jersey City | 7305 | 8 | 5.36 | Residential | Yes | Behind the Meter | Pro Custom Solar dba Momentum Solar | PSE&G | Accepted | 2019-09-25 | 2019-09-27 | 2020-09-27 | LG ELECTRONICS | LG 345N1C-V5 | Solar Panels |  | 0.335 | 13 | 131 | 274 |  | Fixed | Roof
Solar Registration Program | NJSRRE1542441614 | Jersey City | 7305 | 8 | 5.36 | Residential | Yes | Behind the Meter | Pro Custom Solar dba Momentum Solar | PSE&G | Accepted | 2019-09-25 | 2019-09-27 | 2020-09-27 | LG ELECTRONICS | LG 345N1C-V5 | Solar Panels |  | 0.335 | 3 | 221 | 22 |  | Fixed | Roof
Solar Registration Program | NJSRRE1542441614 | Jersey City | 7305 | 8 | 5.36 | Residential | Yes | Behind the Meter | Pro Custom Solar dba Momentum Solar | PSE&G | Accepted | 2019-09-25 | 2019-09-27 | 2020-09-27 | Enphase Energy | IQ7-60-2-US | Inverters | 250 |  | 16 |  |  | 0.97 |  | Outdoor | Roof
Solar Registration Program | NJSRRE1542445447 | TOTOWA | 7512 | 6 | 5.36 | Residential | Yes | Behind the Meter | Vivint Solar Developer, LLC | PSE&G | Accepted | 2019-09-26 | 2019-09-30 | 2020-09-30 | Hanwha Solar | Q.PEAK BLK-G5 315 | Solar Panels |  | 0.315 | 15 | 195 | 31 |  | Fixed | Roof
Solar Registration Program | NJSRRE1542445447 | TOTOWA | 7512 | 6 | 5.36 | Residential | Yes | Behind the Meter | Vivint Solar Developer, LLC | PSE&G | Accepted | 2019-09-26 | 2019-09-30 | 2020-09-30 | Hanwha Solar | Q.PEAK BLK-G5 315 | Solar Panels |  | 0.315 | 2 | 105 | 31 |  | Fixed | Roof
Solar Registration Program | NJSRRE1542445447 | TOTOWA | 7512 | 6 | 5.36 | Residential | Yes | Behind the Meter | Vivint Solar Developer, LLC | PSE&G | Accepted | 2019-09-26 | 2019-09-30 | 2020-09-30 | Solar Edge | SE3800H-US000BNC4 | Inverters | 3800 |  | 1 |  |  | 0.992 |  | Outdoor | near the utility meter
Solar Registration Program | NJSRRE1542448150 | Teaneck | 7666 | 7 | 5.36 | Residential | Yes | Behind the Meter | Trinity Solar | PSE&G | Accepted | 2019-09-27 | 2019-10-01 | 2020-10-01 | Hanwha | Q.PEAK DUO BLK-G5 315 | Solar Panels |  | 0.315 | 17 | 202 | 34 |  | Fixed | Roof
Solar Registration Program | NJSRRE1542448150 | Teaneck | 7666 | 7 | 5.36 | Residential | Yes | Behind the Meter | Trinity Solar | PSE&G | Accepted | 2019-09-27 | 2019-10-01 | 2020-10-01 | Solar Edge | SE5000 | Inverters | 5000 |  | 1 |  |  | 0.97 |  | Outside | side of home
Solar Registration Program | NJSRRE1542460906 | Wildwood Crest | 8260 | 21 | 5.36 | Residential | Yes | Behind the Meter | Suntuity Solar LLC | AC Electric | Accepted | 2019-09-30 | 2019-10-02 | 2020-10-02 | Yingli Green Energy | YL315D-30b | Solar Panels |  | 0.315 | 17 | 227 | 23 |  | Fixed | Roof
Solar Registration Program | NJSRRE1542460906 | Wildwood Crest | 8260 | 21 | 5.36 | Residential | Yes | Behind the Meter | Suntuity Solar LLC | AC Electric | Accepted | 2019-09-30 | 2019-10-02 | 2020-10-02 | Enphase Energy | IQ7-60-2-US | Inverters | 240 |  | 17 |  |  | 0.97 |  | Outdoor | Behind the PV Modules
Solar Registration Program | NJSRRE1542460927 | Paterson | 7501 | 6 | 5.36 | Residential | No | Behind the Meter | Trinity Solar | PSE&G | Accepted | 2019-09-30 | 2019-10-01 | 2020-10-01 | Hanwha | Q.PEAK DUO BLK-G5 315 | Solar Panels |  | 0.315 | 9 | 93 | 27 |  | Fixed | Roof
Solar Registration Program | NJSRRE1542460927 | Paterson | 7501 | 6 | 5.36 | Residential | No | Behind the Meter | Trinity Solar | PSE&G | Accepted | 2019-09-30 | 2019-10-01 | 2020-10-01 | Hanwha | Q.PEAK DUO BLK-G5 315 | Solar Panels |  | 0.315 | 8 | 273 | 27 |  | Fixed | Roof
Solar Registration Program | NJSRRE1542460927 | Paterson | 7501 | 6 | 5.36 | Residential | No | Behind the Meter | Trinity Solar | PSE&G | Accepted | 2019-09-30 | 2019-10-01 | 2020-10-01 | Solar Edge | SE5000 | Inverters | 5000 |  | 1 |  |  | 0.97 |  | Outside | side of home
Solar Registration Program | NJSRRE1542461913 | Jersey City | 7304 | 8 | 5.36 | Residential | Yes | Behind the Meter | Vivint Solar Developer, LLC | PSE&G | Accepted | 2019-10-01 | 2019-10-02 | 2020-10-02 | Hanwha | Q.PEAK BLK-G5 315w | Solar Panels |  | 0.315 | 17 | 120 | 22 |  | Fixed | Roof
Solar Registration Program | NJSRRE1542461913 | Jersey City | 7304 | 8 | 5.36 | Residential | Yes | Behind the Meter | Vivint Solar Developer, LLC | PSE&G | Accepted | 2019-10-01 | 2019-10-02 | 2020-10-02 | Solar Edge | SE3800H-US000BNC4 | Inverters | 3800 |  | 1 |  |  | 0.992 |  | Outdoor | Near the Utility Meter
Solar Registration Program | NJSRRE1542467608 | Teaneck | 7666 | 7 | 5.36 | Residential | Yes | Behind the Meter | Trinity Solar | PSE&G | Accepted | 2019-10-01 | 2019-10-03 | 2020-10-03 | Hanwha | Q.PEAK DUO BLK-G5 315 | Solar Panels |  | 0.315 | 17 | 197 | 23 |  | Fixed | Roof
Solar Registration Program | NJSRRE1542467608 | Teaneck | 7666 | 7 | 5.36 | Residential | Yes | Behind the Meter | Trinity Solar | PSE&G | Accepted | 2019-10-01 | 2019-10-03 | 2020-10-03 | Solar Edge | SE5000 | Inverters | 5000 |  | 1 |  |  | 0.97 |  | Outside | side of home
Solar Registration Program | NJSRRE1542501342 | DUNELLEN | 8812 | 11 | 5.36 | Residential | Yes | Behind the Meter | Vivint Solar Developer, LLC | PSE&G | Accepted | 2019-10-03 | 2019-10-08 | 2020-10-08 | HANWHA SOLAR | Q.PEAK BLK-G5 315 | Solar Panels |  | 0.315 | 11 | 351 | 31 |  | Fixed | Roof
Solar Registration Program | NJSRRE1542501342 | DUNELLEN | 8812 | 11 | 5.36 | Residential | Yes | Behind the Meter | Vivint Solar Developer, LLC | PSE&G | Accepted | 2019-10-03 | 2019-10-08 | 2020-10-08 | Hanwha Solar | Q.PEAK BLK-G5 315 | Solar Panels |  | 0.315 | 6 | 351 | 22 |  | Fixed | Roof
Solar Registration Program | NJSRRE1542501342 | DUNELLEN | 8812 | 11 | 5.36 | Residential | Yes | Behind the Meter | Vivint Solar Developer, LLC | PSE&G | Accepted | 2019-10-03 | 2019-10-08 | 2020-10-08 | SOLAREDGE | SE3800H-US000BNC4 | Inverters | 3800 |  | 1 |  |  | 0.992 |  | Outdoor | Near The Utility Meter
Solar Registration Program | NJSRRE1542504681 | Camden | 8102 | 14 | 5.36 | Residential | Yes | Behind the Meter | Castle Energy, LLC | PSE&G | Accepted | 2019-10-04 | 2019-10-08 | 2020-10-08 | Hanwha Q-Cells | Q.Peak DUO-G5 315 | Solar Panels |  | 0.315 | 17 | 194 | 3 |  | Fixed | Roof
Solar Registration Program | NJSRRE1542504681 | Camden | 8102 | 14 | 5.36 | Residential | Yes | Behind the Meter | Castle Energy, LLC | PSE&G | Accepted | 2019-10-04 | 2019-10-08 | 2020-10-08 | Enphase Energy | IQ7-60-2-US | Inverters | 240 |  | 17 |  |  | 0.967 |  | Outside | on the rooftop under each solar panel
Solar Registration Program | NJSRRE1542504702 | Clifton | 7011 | 6 | 5.36 | Residential | No | Behind the Meter | Trinity Solar | PSE&G | Accepted | 2019-10-04 | 2019-10-08 | 2020-10-08 | HANWHA | Q.PEAK DUO BLK-G5 315 | Solar Panels |  | 0.315 | 17 | 257 | 37 |  | Fixed | Roof
Solar Registration Program | NJSRRE1542504702 | Clifton | 7011 | 6 | 5.36 | Residential | No | Behind the Meter | Trinity Solar | PSE&G | Accepted | 2019-10-04 | 2019-10-08 | 2020-10-08 | Solar Edge | SE5000H-US000BNC4 | Inverters | 5000 |  | 1 |  |  | 0.97 |  | Outdoor | side of home
Solar Registration Program | NJSRRE1542512309 | Plainfield | 7060 | 10 | 5.36 | Residential | Yes | Behind the Meter | Trinity Solar | PSE&G | Accepted | 2019-10-07 | 2019-10-09 | 2020-10-09 | Hanwha 315 | Q.PEAK DUO BLK-G5 315 | Solar Panels |  | 0.315 | 3 | 174 | 11 |  | Fixed | Roof
Solar Registration Program | NJSRRE1542512309 | Plainfield | 7060 | 10 | 5.36 | Residential | Yes | Behind the Meter | Trinity Solar | PSE&G | Accepted | 2019-10-07 | 2019-10-09 | 2020-10-09 | Hanwha 315 | Q.PEAK DUO BLK-G5 315 | Solar Panels |  | 0.315 | 8 | 264 | 17 |  | Fixed | Roof
Solar Registration Program | NJSRRE1542512309 | Plainfield | 7060 | 10 | 5.36 | Residential | Yes | Behind the Meter | Trinity Solar | PSE&G | Accepted | 2019-10-07 | 2019-10-09 | 2020-10-09 | Hanwha 315 | Q.PEAK DUO BLK-G5 315 | Solar Panels |  | 0.315 | 3 | 264 | 29 |  | Fixed | Roof
Solar Registration Program | NJSRRE1542512309 | Plainfield | 7060 | 10 | 5.36 | Residential | Yes | Behind the Meter | Trinity Solar | PSE&G | Accepted | 2019-10-07 | 2019-10-09 | 2020-10-09 | Hanwha 315 | Q.PEAK DUO BLK-G5 315 | Solar Panels |  | 0.315 | 3 | 84 | 29 |  | Fixed | Roof
Solar Registration Program | NJSRRE1542512309 | Plainfield | 7060 | 10 | 5.36 | Residential | Yes | Behind the Meter | Trinity Solar | PSE&G | Accepted | 2019-10-07 | 2019-10-09 | 2020-10-09 | Solar Edge | SE5000H-US | Inverters | 5000 |  | 1 |  |  | 0.97 |  | Outside | side of home
Solar Registration Program | NJSRRE1542515386 | PLEASANTVILLE | 8232 | 19 | 5.36 | Residential | Yes | Behind the Meter | Vivint Solar Developer, LLC | AC Electric | Accepted | 2019-10-08 | 2019-10-10 | 2020-10-10 | Hanwha | Q.PEAK BLK-G5 315 | Solar Panels |  | 0.315 | 3 | 115 | 27 |  | Fixed | Roof
Solar Registration Program | NJSRRE1542515386 | PLEASANTVILLE | 8232 | 19 | 5.36 | Residential | Yes | Behind the Meter | Vivint Solar Developer, LLC | AC Electric | Accepted | 2019-10-08 | 2019-10-10 | 2020-10-10 | Hanwha | Q.PEAK BLK-G5 315 | Solar Panels |  | 0.315 | 9 | 25 | 31 |  | Fixed | Roof
Solar Registration Program | NJSRRE1542515386 | PLEASANTVILLE | 8232 | 19 | 5.36 | Residential | Yes | Behind the Meter | Vivint Solar Developer, LLC | AC Electric | Accepted | 2019-10-08 | 2019-10-10 | 2020-10-10 | Hanwha | Q.PEAK BLK-G5 315 | Solar Panels |  | 0.315 | 5 | 295 | 27 |  | Fixed | Roof
Solar Registration Program | NJSRRE1542515386 | PLEASANTVILLE | 8232 | 19 | 5.36 | Residential | Yes | Behind the Meter | Vivint Solar Developer, LLC | AC Electric | Accepted | 2019-10-08 | 2019-10-10 | 2020-10-10 | SolarEdge | SE3800H-US | Inverters | 3800 |  | 1 |  |  | 0.992 |  | Outdoor | Near the Utility Meter
Solar Registration Program | NJSRRE1542527887 | Mount laurel | 8054 | 13 | 5.36 | Residential | Yes | Behind the Meter | Trinity Solar | PSE&G | Accepted | 2019-10-11 | 2019-10-15 | 2020-10-15 | Hanwha | Q.PEAK DUO BLK-G5 315 | Solar Panels |  | 0.315 | 17 | 65 | 34 |  | Fixed | Roof
Solar Registration Program | NJSRRE1542527887 | Mount laurel | 8054 | 13 | 5.36 | Residential | Yes | Behind the Meter | Trinity Solar | PSE&G | Accepted | 2019-10-11 | 2019-10-15 | 2020-10-15 | Solar Edge | SE5000 | Inverters | 5000 |  | 1 |  |  | 0.97 |  | Outside | side of home
Solar Registration Program | NJSRRE1542541452 | Ewing | 8628 | 12 | 5.36 | Residential | Yes | Behind the Meter | Trinity Solar | PSE&G | Accepted | 2019-10-14 | 2019-10-16 | 2020-10-16 | Hanwha 315 | Q.PEAK DUO BLK-G5 315 | Solar Panels |  | 0.315 | 17 | 186 | 23 |  | Fixed | Roof
Solar Registration Program | NJSRRE1542541452 | Ewing | 8628 | 12 | 5.36 | Residential | Yes | Behind the Meter | Trinity Solar | PSE&G | Accepted | 2019-10-14 | 2019-10-16 | 2020-10-16 | Solar Edge | SE5000H-US | Inverters | 5000 |  | 1 |  |  | 0.97 |  | Outside | Side of home
Solar Registration Program | NJSRRE1542544148 | East Brunswick | 8816 | 11 | 5.36 | Residential | No | Behind the Meter | Vivint Solar Developer, LLC | JCP&L | Accepted | 2019-10-15 | 2019-10-17 | 2020-10-17 | HANWHA SOLAR | Q.PEAK BLK-G5 315 | Solar Panels |  | 0.315 | 10 | 125 | 26 |  | Fixed | Roof
Solar Registration Program | NJSRRE1542544148 | East Brunswick | 8816 | 11 | 5.36 | Residential | No | Behind the Meter | Vivint Solar Developer, LLC | JCP&L | Accepted | 2019-10-15 | 2019-10-17 | 2020-10-17 | HANWHA SOLAR | Q.PEAK BLK-G5 315 | Solar Panels |  | 0.315 | 7 | 125 | 26 |  | Fixed | Roof
Solar Registration Program | NJSRRE1542544148 | East Brunswick | 8816 | 11 | 5.36 | Residential | No | Behind the Meter | Vivint Solar Developer, LLC | JCP&L | Accepted | 2019-10-15 | 2019-10-17 | 2020-10-17 | SOLAREDGE | SE3800H-US000BNC4 | Inverters | 3800 |  | 1 |  |  | 0.992 |  | Outdoor | Near the Utility Meter
Solar Registration Program | NJSRRE1542553121 | Egg Harbor Township | 8234 | 19 | 5.36 | Residential | No | Behind the Meter | Trinity Solar | AC Electric | Accepted | 2019-10-17 | 2019-10-21 | 2020-10-21 | Hanwha | Q.PEAK DUO BLK-G5 315 | Solar Panels |  | 0.315 | 17 | 232 | 27 |  | Fixed | Roof
Solar Registration Program | NJSRRE1542553121 | Egg Harbor Township | 8234 | 19 | 5.36 | Residential | No | Behind the Meter | Trinity Solar | AC Electric | Accepted | 2019-10-17 | 2019-10-21 | 2020-10-21 | Solar Edge | SE5000 | Inverters | 5000 |  | 1 |  |  | 0.97 |  | Outside | side of home
Solar Registration Program | NJSRRE1542553550 | LITTLE EGG HARBOR TWP | 8087 | 18 | 5.36 | Residential | Yes | Behind the Meter | Vivint Solar Developer, LLC | AC Electric | Accepted | 2019-10-17 | 2019-10-21 | 2020-10-21 | HANWHA SOLAR | Q.PEAK BLK-G5 315 | Solar Panels |  | 0.315 | 17 | 119 | 30 |  | Fixed | Roof
Solar Registration Program | NJSRRE1542553550 | LITTLE EGG HARBOR TWP | 8087 | 18 | 5.36 | Residential | Yes | Behind the Meter | Vivint Solar Developer, LLC | AC Electric | Accepted | 2019-10-17 | 2019-10-21 | 2020-10-21 | solar edge | SE3800H-US | Inverters | 3800 |  | 1 |  |  | 0.992 |  | Outdoor | near utility meter
Solar Registration Program | NJSRRE1542553799 | Sicklerville | 8081 | 14 | 5.36 | Residential | Yes | Behind the Meter | Trinity Solar | AC Electric | Accepted | 2019-10-17 | 2019-10-21 | 2020-10-21 | HANWHA | Q.PEAK DUO BLK-G5 315 | Solar Panels |  | 0.315 | 2 | 153 | 27 |  | Fixed | Roof
Solar Registration Program | NJSRRE1542553799 | Sicklerville | 8081 | 14 | 5.36 | Residential | Yes | Behind the Meter | Trinity Solar | AC Electric | Accepted | 2019-10-17 | 2019-10-21 | 2020-10-21 | HANWHA | Q.PEAK DUO BLK-G5 315 | Solar Panels |  | 0.315 | 15 | 153 | 27 |  | Fixed | Roof
Solar Registration Program | NJSRRE1542553799 | Sicklerville | 8081 | 14 | 5.36 | Residential | Yes | Behind the Meter | Trinity Solar | AC Electric | Accepted | 2019-10-17 | 2019-10-21 | 2020-10-21 | Solar Edge | SE5000H-US000BNC4 | Inverters | 5000 |  | 1 |  |  | 0.97 |  | Outdoor | side of home
Solar Registration Program | NJSRRE1542556324 | Prospect Park | 7508 | 6 | 5.36 | Residential | Yes | Behind the Meter | Trinity Solar | PSE&G | Accepted | 2019-10-18 | 2019-10-22 | 2020-10-22 | Hanwha | Q.PEAK DUO BLK-G5 315 | Solar Panels |  | 0.315 | 17 | 138 | 37 |  | Fixed | Roof
Solar Registration Program | NJSRRE1542556324 | Prospect Park | 7508 | 6 | 5.36 | Residential | Yes | Behind the Meter | Trinity Solar | PSE&G | Accepted | 2019-10-18 | 2019-10-22 | 2020-10-22 | Solar Edge | SE5000 | Inverters | 5000 |  | 1 |  |  | 0.97 |  | Outside | side of home
Solar Registration Program | NJSRRE1542560957 | Randolph | 7809 |  | 5.36 | Residential | No | Behind the Meter | Morgan Associates and Consulting LLC | JCP&L | Accepted | 2019-10-19 | 2019-10-22 | 2020-10-22 | LG | LG 335 | Solar Panels |  | 0.335 | 16 | 171 | 14 |  | Fixed | Roof
Solar Registration Program | NJSRRE1542560957 | Randolph | 7809 |  | 5.36 | Residential | No | Behind the Meter | Morgan Associates and Consulting LLC | JCP&L | Accepted | 2019-10-19 | 2019-10-22 | 2020-10-22 | Enphase | IQ7 | Inverters | 0.3 |  | 16 |  |  | 0.98 |  | Outside | Roof
Solar Registration Program | NJSRRE1542562099 | Sicklerville | 8081 | 14 | 5.36 | Residential | Yes | Behind the Meter | Trinity Solar | AC Electric | Accepted | 2019-10-21 | 2019-10-23 | 2020-10-23 | Hanwha | Q.PEAK DUO BLK-G5 315 | Solar Panels |  | 0.315 | 6 | 219 | 27 |  | Fixed | Roof
Solar Registration Program | NJSRRE1542562099 | Sicklerville | 8081 | 14 | 5.36 | Residential | Yes | Behind the Meter | Trinity Solar | AC Electric | Accepted | 2019-10-21 | 2019-10-23 | 2020-10-23 | Hanwha | Q.PEAK DUO BLK-G5 315 | Solar Panels |  | 0.315 | 11 | 219 | 27 |  | Fixed | Roof
Solar Registration Program | NJSRRE1542562099 | Sicklerville | 8081 | 14 | 5.36 | Residential | Yes | Behind the Meter | Trinity Solar | AC Electric | Accepted | 2019-10-21 | 2019-10-23 | 2020-10-23 | Solar Edge | SE5000 | Inverters | 5000 |  | 1 |  |  | 0.97 |  | Outside | side of home
Solar Registration Program | NJSRRE1542568790 | PARAMUS | 7652 | 7 | 5.36 | Residential | Yes | Behind the Meter | Vivint Solar Developer, LLC | PSE&G | Accepted | 2019-10-21 | 2019-10-23 | 2020-10-23 | HANWHA SOLAR | Q.PEAK BLK-G5 315 | Solar Panels |  | 0.315 | 17 | 217 | 23 |  | Fixed | Roof
Solar Registration Program | NJSRRE1542568790 | PARAMUS | 7652 | 7 | 5.36 | Residential | Yes | Behind the Meter | Vivint Solar Developer, LLC | PSE&G | Accepted | 2019-10-21 | 2019-10-23 | 2020-10-23 | solar edge | SE3800H-US | Inverters | 3800 |  | 1 |  |  | 0.992 |  | Outdoor | near utility meter
Solar Registration Program | NJSRRE1542574869 | Manahawkin | 8050 | 18 | 5.36 | Residential | Yes | Behind the Meter | Suntuity Solar LLC | AC Electric | Accepted | 2019-10-22 | 2019-10-23 | 2020-10-23 | Yingli Green Energy | YL315D-30b | Solar Panels |  | 0.315 | 17 | 182 | 21 |  | Fixed | Roof
Solar Registration Program | NJSRRE1542574869 | Manahawkin | 8050 | 18 | 5.36 | Residential | Yes | Behind the Meter | Suntuity Solar LLC | AC Electric | Accepted | 2019-10-22 | 2019-10-23 | 2020-10-23 | Enphase Energy | IQ7-60-2-US | Inverters | 240 |  | 17 |  |  | 0.97 |  | Outdoor | Behind the PV Modules
Solar Registration Program | NJSRRE1542574902 | Clifton | 7013 | 6 | 5.36 | Residential | Yes | Behind the Meter | Trinity Solar | PSE&G | Accepted | 2019-10-22 | 2019-10-24 | 2020-10-24 | Hanwha | Q.PEAK DUO BLK-G5 315 | Solar Panels |  | 0.315 | 17 | 221 | 34 |  | Fixed | Roof
Solar Registration Program | NJSRRE1542574902 | Clifton | 7013 | 6 | 5.36 | Residential | Yes | Behind the Meter | Trinity Solar | PSE&G | Accepted | 2019-10-22 | 2019-10-24 | 2020-10-24 | Solar Edge | SE5000 | Inverters | 5000 |  | 1 |  |  | 0.97 |  | Outside | side of home
Solar Registration Program | NJSRRE1542574908 | Ewing | 8628 | 12 | 5.36 | Residential | No | Behind the Meter | Trinity Solar | PSE&G | Accepted | 2019-10-22 | 2019-10-24 | 2020-10-24 | Hanwha | Q.PEAK DUO BLK-G5 315 | Solar Panels |  | 0.315 | 17 | 164 | 23 |  | Fixed | Roof
Solar Registration Program | NJSRRE1542574908 | Ewing | 8628 | 12 | 5.36 | Residential | No | Behind the Meter | Trinity Solar | PSE&G | Accepted | 2019-10-22 | 2019-10-24 | 2020-10-24 | Solar Edge | SE5000 | Inverters | 5000 |  | 1 |  |  | 0.97 |  | Outside | side of home
Solar Registration Program | NJSRRE1542574959 | HAWTHORNE | 7506 | 6 | 5.36 | Residential | Yes | Behind the Meter | Pro Custom Solar dba Momentum Solar | PSE&G | Accepted | 2019-10-22 | 2019-10-24 | 2020-10-24 | Hanwha | Q.Peak DUO BLK-G5 315 | Solar Panels |  | 0.315 | 17 | 261 | 4 |  | Fixed | Roof
Solar Registration Program | NJSRRE1542574959 | HAWTHORNE | 7506 | 6 | 5.36 | Residential | Yes | Behind the Meter | Pro Custom Solar dba Momentum Solar | PSE&G | Accepted | 2019-10-22 | 2019-10-24 | 2020-10-24 | Enphase Energy | IQ7-60-2-US | Inverters | 250 |  | 17 |  |  | 0.97 |  | Outdoor | Roof
Solar Registration Program | NJSRRE1542584407 | Millville | 8332 | 20 | 5.36 | Residential | Yes | Behind the Meter | Trinity Solar | Vineland Muni Electric | Accepted | 2019-10-25 | 2019-10-28 | 2020-10-28 | Hanwha | Q.PEAK DUO BLK-G5 315 | Solar Panels |  | 0.315 | 4 | 93 | 12 |  | Fixed | Roof
Solar Registration Program | NJSRRE1542584407 | Millville | 8332 | 20 | 5.36 | Residential | Yes | Behind the Meter | Trinity Solar | Vineland Muni Electric | Accepted | 2019-10-25 | 2019-10-28 | 2020-10-28 | Hanwha | Q.PEAK DUO BLK-G5 315 | Solar Panels |  | 0.315 | 3 | 273 | 23 |  | Fixed | Roof
Solar Registration Program | NJSRRE1542584407 | Millville | 8332 | 20 | 5.36 | Residential | Yes | Behind the Meter | Trinity Solar | Vineland Muni Electric | Accepted | 2019-10-25 | 2019-10-28 | 2020-10-28 | Hanwha | Q.PEAK DUO BLK-G5 315 | Solar Panels |  | 0.315 | 10 | 93 | 23 |  | Fixed | Roof
Solar Registration Program | NJSRRE1542584407 | Millville | 8332 | 20 | 5.36 | Residential | Yes | Behind the Meter | Trinity Solar | Vineland Muni Electric | Accepted | 2019-10-25 | 2019-10-28 | 2020-10-28 | Solar Edge | SE5000 | Inverters | 5000 |  | 1 |  |  | 0.97 |  | Outside | side of home
Solar Registration Program | NJSRRE1542584425 | National Park | 8063 | 15 | 5.36 | Residential | No | Behind the Meter | Trinity Solar | PSE&G | Accepted | 2019-10-25 | 2019-10-29 | 2020-10-29 | Hanwha | Q.PEAK DUO BLK-G5 315 | Solar Panels |  | 0.315 | 17 | 226 | 25 |  | Fixed | Roof
Solar Registration Program | NJSRRE1542584425 | National Park | 8063 | 15 | 5.36 | Residential | No | Behind the Meter | Trinity Solar | PSE&G | Accepted | 2019-10-25 | 2019-10-29 | 2020-10-29 | Solar Edge | SE5000 | Inverters | 5000 |  | 1 |  |  | 0.97 |  | Outside | side of home
Solar Registration Program | NJSRRE1542584486 | FRANKLIN | 8873 | 5 | 5.36 | Non Profit | No | Behind the Meter | Infinity Solar Systems | PSE&G | Accepted | 2019-10-25 | 2019-10-29 | 2020-10-29 | LG | LG335N1K-V5 | Solar Panels |  | 0.335 | 16 | 188 | 30 |  | Fixed | Roof
Solar Registration Program | NJSRRE1542584486 | FRANKLIN | 8873 | 5 | 5.36 | Non Profit | No | Behind the Meter | Infinity Solar Systems | PSE&G | Accepted | 2019-10-25 | 2019-10-29 | 2020-10-29 | ENPHASE | IQ7PLUS-72-X-US | Inverters | 290 |  | 16 |  |  | 0.97 |  | Other | MICROINVERTERS
Solar Registration Program | NJSRRE1542642859 | EDISON | 8820 | 11 | 5.36 | Residential | Yes | Behind the Meter | Vivint Solar Developer, LLC | PSE&G | Accepted | 2019-10-25 | 2019-10-29 | 2020-10-29 | Hanwha | Q.PEAK BLK-G5 315 | Solar Panels |  | 0.315 | 15 | 355 | 23 |  | Fixed | Roof
Solar Registration Program | NJSRRE1542642859 | EDISON | 8820 | 11 | 5.36 | Residential | Yes | Behind the Meter | Vivint Solar Developer, LLC | PSE&G | Accepted | 2019-10-25 | 2019-10-29 | 2020-10-29 | Hanwha | Q.PEAK BLK-G5 315 | Solar Panels |  | 0.315 | 2 | 175 | 23 |  | Fixed | Roof
Solar Registration Program | NJSRRE1542642859 | EDISON | 8820 | 11 | 5.36 | Residential | Yes | Behind the Meter | Vivint Solar Developer, LLC | PSE&G | Accepted | 2019-10-25 | 2019-10-29 | 2020-10-29 | Solar Edge | SE3800H-US | Inverters | 3800 |  | 1 |  |  | 0.992 |  | Outdoor | Near the utility meter
Solar Registration Program | NJSRRE1542679436 | Barnegat | 8005 | 18 | 5.36 | Residential | Yes | Behind the Meter | Suntuity Solar LLC | JCP&L | Accepted | 2019-10-26 | 2019-10-29 | 2020-10-29 | Yingli Green Energy | YL315D-30b | Solar Panels |  | 0.315 | 13 | 163 | 19 |  | Fixed | Roof
Solar Registration Program | NJSRRE1542679436 | Barnegat | 8005 | 18 | 5.36 | Residential | Yes | Behind the Meter | Suntuity Solar LLC | JCP&L | Accepted | 2019-10-26 | 2019-10-29 | 2020-10-29 | Yingli Green Energy | YL315D-30b | Solar Panels |  | 0.315 | 4 | 253 | 19 |  | Fixed | Roof
Solar Registration Program | NJSRRE1542679436 | Barnegat | 8005 | 18 | 5.36 | Residential | Yes | Behind the Meter | Suntuity Solar LLC | JCP&L | Accepted | 2019-10-26 | 2019-10-29 | 2020-10-29 | Enphase Energy | IQ7-60-2-US | Inverters | 240 |  | 17 |  |  | 0.97 |  | Outdoor | Behind the PV Modules
Solar Registration Program | NJSRRE1542718042 | Verona | 7044 | 9 | 5.36 | Residential | Yes | Behind the Meter | Trinity Solar | PSE&G | Accepted | 2019-10-29 | 2019-10-31 | 2020-10-31 | HANWHA | Q.PEAK DUO BLK-G5 315 | Solar Panels |  | 0.315 | 17 | 130 | 30 |  | Fixed | Roof
Solar Registration Program | NJSRRE1542718042 | Verona | 7044 | 9 | 5.36 | Residential | Yes | Behind the Meter | Trinity Solar | PSE&G | Accepted | 2019-10-29 | 2019-10-31 | 2020-10-31 | Solar Edge | SE5000H-US000BNC4 | Inverters | 5000 |  | 1 |  |  | 0.97 |  | Outdoor | side of home
Solar Registration Program | NJSRRE1542839815 | SOMERSET | 8873 | 5 | 5.36 | Residential | Yes | Behind the Meter | Vivint Solar Developer, LLC | PSE&G | Accepted | 2019-10-31 | 2019-11-04 | 2020-11-04 | HANWHA SOLAR | Q.PEAK BLK-G5 315 | Solar Panels |  | 0.315 | 11 | 129 | 21 |  | Fixed | Roof
Solar Registration Program | NJSRRE1542839815 | SOMERSET | 8873 | 5 | 5.36 | Residential | Yes | Behind the Meter | Vivint Solar Developer, LLC | PSE&G | Accepted | 2019-10-31 | 2019-11-04 | 2020-11-04 | HANWHA SOLAR | Q.PEAK BLK-G5 315 | Solar Panels |  | 0.315 | 6 | 129 | 20 |  | Fixed | Roof
Solar Registration Program | NJSRRE1542839815 | SOMERSET | 8873 | 5 | 5.36 | Residential | Yes | Behind the Meter | Vivint Solar Developer, LLC | PSE&G | Accepted | 2019-10-31 | 2019-11-04 | 2020-11-04 | SOLAREDGE | SE3800H-US000BNC4 | Inverters | 3800 |  | 1 |  |  | 0.992 |  | Outdoor | Near the Utility Meter
Solar Registration Program | NJSRRE1542907726 | Roselle Park | 7204 | 10 | 5.36 | Residential | No | Behind the Meter | Trinity Solar | PSE&G | Accepted | 2019-11-04 | 2019-11-06 | 2020-11-06 | Hanwha | Q.PEAK DUO BLK-G5 315 | Solar Panels |  | 0.315 | 17 | 221 | 30 |  | Fixed | Roof
Solar Registration Program | NJSRRE1542907726 | Roselle Park | 7204 | 10 | 5.36 | Residential | No | Behind the Meter | Trinity Solar | PSE&G | Accepted | 2019-11-04 | 2019-11-06 | 2020-11-06 | Solar Edge | SE5000 | Inverters | 5000 |  | 1 |  |  | 0.97 |  | Outside | side of home
Solar Registration Program | NJSRRE1542909698 | MANAHAWKIN | 8050 | 18 | 5.36 | Residential | Yes | Behind the Meter | Vivint Solar Developer, LLC | AC Electric | Accepted | 2019-11-05 | 2019-11-06 | 2020-11-06 | Hanwha Solar | Q.PEAK BLK-G5 315 | Solar Panels |  | 0.315 | 9 | 285 | 33 |  | Fixed | Roof
Solar Registration Program | NJSRRE1542909698 | MANAHAWKIN | 8050 | 18 | 5.36 | Residential | Yes | Behind the Meter | Vivint Solar Developer, LLC | AC Electric | Accepted | 2019-11-05 | 2019-11-06 | 2020-11-06 | Hanwha Solar | Q.PEAK BLK-G5 315 | Solar Panels |  | 0.315 | 2 | 15 | 33 |  | Fixed | Roof
Solar Registration Program | NJSRRE1542909698 | MANAHAWKIN | 8050 | 18 | 5.36 | Residential | Yes | Behind the Meter | Vivint Solar Developer, LLC | AC Electric | Accepted | 2019-11-05 | 2019-11-06 | 2020-11-06 | Hanwha Solar | Q.PEAK BLK-G5 315 | Solar Panels |  | 0.315 | 2 | 15 | 33 |  | Fixed | Roof
Solar Registration Program | NJSRRE1542909698 | MANAHAWKIN | 8050 | 18 | 5.36 | Residential | Yes | Behind the Meter | Vivint Solar Developer, LLC | AC Electric | Accepted | 2019-11-05 | 2019-11-06 | 2020-11-06 | Hanwha Solar | Q.PEAK BLK-G5 315 | Solar Panels |  | 0.315 | 4 | 105 | 33 |  | Fixed | Roof
Solar Registration Program | NJSRRE1542909698 | MANAHAWKIN | 8050 | 18 | 5.36 | Residential | Yes | Behind the Meter | Vivint Solar Developer, LLC | AC Electric | Accepted | 2019-11-05 | 2019-11-06 | 2020-11-06 | Solar Edge | SE3800H-US000BNC4 | Inverters | 3800 |  | 1 |  |  | 0.992 |  | Outdoor | near the utility meter
Solar Registration Program | NJSRRE1542956679 | Wildwood | 8260 | 21 | 5.36 | Residential | Yes | Behind the Meter | Trinity Solar | AC Electric | Accepted | 2019-11-05 | 2019-11-07 | 2020-11-07 | HANWHA | Q.PEAK DUO BLK-G5 315 | Solar Panels |  | 0.315 | 17 | 137 | 21 |  | Fixed | Roof
Solar Registration Program | NJSRRE1542956679 | Wildwood | 8260 | 21 | 5.36 | Residential | Yes | Behind the Meter | Trinity Solar | AC Electric | Accepted | 2019-11-05 | 2019-11-07 | 2020-11-07 | SOLAR EDGE | SE5000H-US | Inverters | 5000 |  | 1 |  |  | 0.97 |  | Outdoor | SIDE
Solar Registration Program | NJSRRE1543040757 | Bloomfield | 7003 | 9 | 5.36 | Residential | Yes | Behind the Meter | Trinity Solar | PSE&G | Accepted | 2019-11-06 | 2019-11-11 | 2020-11-11 | HANWHA | Q.PEAK DUO BLK-G5 315 | Solar Panels |  | 0.315 | 13 | 110 | 34 |  | Fixed | Roof
Solar Registration Program | NJSRRE1543040757 | Bloomfield | 7003 | 9 | 5.36 | Residential | Yes | Behind the Meter | Trinity Solar | PSE&G | Accepted | 2019-11-06 | 2019-11-11 | 2020-11-11 | HANWHA | Q.PEAK DUO BLK-G5 315 | Solar Panels |  | 0.315 | 4 | 200 | 27 |  | Fixed | Roof
Solar Registration Program | NJSRRE1543040757 | Bloomfield | 7003 | 9 | 5.36 | Residential | Yes | Behind the Meter | Trinity Solar | PSE&G | Accepted | 2019-11-06 | 2019-11-11 | 2020-11-11 | SOLAR EDGE | SE5000H-US | Inverters | 5000 |  | 1 |  |  | 0.97 |  | Outdoor | SIDE OF HOME
Solar Registration Program | NJSRRE1543041773 | Dumont | 7628 | 7 | 5.36 | Residential | Yes | Behind the Meter | Trinity Solar | PSE&G | Accepted | 2019-11-06 | 2019-11-11 | 2020-11-11 | Hanwha | Q.PEAK DUO BLK-G5 315 | Solar Panels |  | 0.315 | 17 | 176 | 43 |  | Fixed | Roof
Solar Registration Program | NJSRRE1543041773 | Dumont | 7628 | 7 | 5.36 | Residential | Yes | Behind the Meter | Trinity Solar | PSE&G | Accepted | 2019-11-06 | 2019-11-11 | 2020-11-11 | Solar Edge | SE5000 | Inverters | 5000 |  | 1 |  |  | 0.97 |  | Outside | side of home
Solar Registration Program | NJSRRE1543058121 | Bloomfield | 7003 | 9 | 5.36 | Residential | Yes | Behind the Meter | Trinity Solar | PSE&G | Accepted | 2019-11-08 | 2019-11-13 | 2020-11-13 | Hanwha | Q.PEAK DUO BLK-G5 315 | Solar Panels |  | 0.315 | 17 | 263 | 27 |  | Fixed | Roof
Solar Registration Program | NJSRRE1543058121 | Bloomfield | 7003 | 9 | 5.36 | Residential | Yes | Behind the Meter | Trinity Solar | PSE&G | Accepted | 2019-11-08 | 2019-11-13 | 2020-11-13 | Solar Edge | SE5000 | Inverters | 5000 |  | 1 |  |  | 0.97 |  | Outside | side of home
Solar Registration Program | NJSRRE1543065464 | Bordentown | 8505 | 13 | 5.36 | Residential | Yes | Behind the Meter | Trinity Solar | PSE&G | Accepted | 2019-11-11 | 2019-11-13 | 2020-11-13 | HANWHA | Q.PEAK DUO BLK-G5 315 | Solar Panels |  | 0.315 | 11 | 252 | 27 |  | Fixed | Roof
Solar Registration Program | NJSRRE1543065464 | Bordentown | 8505 | 13 | 5.36 | Residential | Yes | Behind the Meter | Trinity Solar | PSE&G | Accepted | 2019-11-11 | 2019-11-13 | 2020-11-13 | HANWHA | Q.PEAK DUO BLK-G5 315 | Solar Panels |  | 0.315 | 6 | 162 | 27 |  | Fixed | Roof
Solar Registration Program | NJSRRE1543065464 | Bordentown | 8505 | 13 | 5.36 | Residential | Yes | Behind the Meter | Trinity Solar | PSE&G | Accepted | 2019-11-11 | 2019-11-13 | 2020-11-13 | SOLAR EDGE | SE5000H-US | Inverters | 5000 |  | 1 |  |  | 0.97 |  | Outdoor | SIDE OF HOME
Solar Registration Program | NJSRRE1543067318 | Mahwah | 7430 | 7 | 5.36 | Residential | No | Behind the Meter | Morgan Associates and Consulting LLC | Orange Rockland Electric | Accepted | 2019-11-12 | 2019-11-14 | 2020-11-14 | LG | LG 335 | Solar Panels |  | 0.335 | 16 | 156 | 14 |  | Fixed | Roof
Solar Registration Program | NJSRRE1543067318 | Mahwah | 7430 | 7 | 5.36 | Residential | No | Behind the Meter | Morgan Associates and Consulting LLC | Orange Rockland Electric | Accepted | 2019-11-12 | 2019-11-14 | 2020-11-14 | Enphase | iQ6 | Inverters | 0.3 |  | 16 |  |  | 0.98 |  | Outside | roof
Solar Registration Program | NJSRRE1543067735 | Elizabeth | 7208 | 10 | 5.36 | Residential | Yes | Behind the Meter | Pro Custom Solar dba Momentum Solar | PSE&G | Accepted | 2019-11-12 | 2019-11-14 | 2020-11-14 | Hanwha | Q.Peak DUO BLK-G5 315 | Solar Panels |  | 0.315 | 9 | 247 | 41 |  | Fixed | Roof
Solar Registration Program | NJSRRE1543067735 | Elizabeth | 7208 | 10 | 5.36 | Residential | Yes | Behind the Meter | Pro Custom Solar dba Momentum Solar | PSE&G | Accepted | 2019-11-12 | 2019-11-14 | 2020-11-14 | Hanwha | Q.Peak DUO BLK-G5 315 | Solar Panels |  | 0.315 | 8 | 67 | 41 |  | Fixed | Roof
Solar Registration Program | NJSRRE1543067735 | Elizabeth | 7208 | 10 | 5.36 | Residential | Yes | Behind the Meter | Pro Custom Solar dba Momentum Solar | PSE&G | Accepted | 2019-11-12 | 2019-11-14 | 2020-11-14 | Enphase Energy | IQ6-60-2-US | Inverters | 240 |  | 17 |  |  | 0.97 |  | Outdoor | Roof
Solar Registration Program | NJSRRE1543067755 | Elizabeth | 7208 | 10 | 5.36 | Residential | Yes | Behind the Meter | Pro Custom Solar dba Momentum Solar | PSE&G | Accepted | 2019-11-12 | 2019-11-14 | 2020-11-14 | Hanwha | Q.Peak DUO BLK-G5 315 | Solar Panels |  | 0.315 | 6 | 247 | 41 |  | Fixed | Roof
Solar Registration Program | NJSRRE1543067755 | Elizabeth | 7208 | 10 | 5.36 | Residential | Yes | Behind the Meter | Pro Custom Solar dba Momentum Solar | PSE&G | Accepted | 2019-11-12 | 2019-11-14 | 2020-11-14 | Hanwha | Q.Peak DUO BLK-G5 315 | Solar Panels |  | 0.315 | 7 | 67 | 41 |  | Fixed | Roof
Solar Registration Program | NJSRRE1543067755 | Elizabeth | 7208 | 10 | 5.36 | Residential | Yes | Behind the Meter | Pro Custom Solar dba Momentum Solar | PSE&G | Accepted | 2019-11-12 | 2019-11-14 | 2020-11-14 | Hanwha | Q.Peak DUO BLK-G5 315 | Solar Panels |  | 0.315 | 4 | 247 | 28 |  | Fixed | Roof
Solar Registration Program | NJSRRE1543067755 | Elizabeth | 7208 | 10 | 5.36 | Residential | Yes | Behind the Meter | Pro Custom Solar dba Momentum Solar | PSE&G | Accepted | 2019-11-12 | 2019-11-14 | 2020-11-14 | Enphase Energy | IQ6-60-2-US | Inverters | 240 |  | 17 |  |  | 0.97 |  | Outdoor | Roof
Solar Registration Program | NJSRRE1543087527 | Red Bank | 7701 | 17 | 5.36 | Residential | Yes | Behind the Meter | Pro Custom Solar dba Momentum Solar | JCP&L | Accepted | 2019-11-12 | 2019-11-15 | 2020-11-15 | Hanwha | Q.Peak DUO BLK-G5 315 | Solar Panels |  | 0.315 | 17 | 188 | 19 |  | Fixed | Roof
Solar Registration Program | NJSRRE1543087527 | Red Bank | 7701 | 17 | 5.36 | Residential | Yes | Behind the Meter | Pro Custom Solar dba Momentum Solar | JCP&L | Accepted | 2019-11-12 | 2019-11-15 | 2020-11-15 | Enphase Eenrgy | IQ6-60-2-US | Inverters | 240 |  | 17 |  |  | 0.97 |  | Outdoor | Roof
Solar Registration Program | NJSRRE1543318059 | Hackensack | 7601 | 7 | 5.36 | Residential | Yes | Behind the Meter | Trinity Solar | PSE&G | Accepted | 2019-11-15 | 2019-11-19 | 2020-11-19 | HANWHA | Q.PEAK DUO BLK-G5 315 | Solar Panels |  | 0.315 | 13 | 218 | 30 |  | Fixed | Roof
Solar Registration Program | NJSRRE1543318059 | Hackensack | 7601 | 7 | 5.36 | Residential | Yes | Behind the Meter | Trinity Solar | PSE&G | Accepted | 2019-11-15 | 2019-11-19 | 2020-11-19 | HANWHA | Q.PEAK DUO BLK-G5 315 | Solar Panels |  | 0.315 | 4 | 38 | 30 |  | Fixed | Roof
Solar Registration Program | NJSRRE1543318059 | Hackensack | 7601 | 7 | 5.36 | Residential | Yes | Behind the Meter | Trinity Solar | PSE&G | Accepted | 2019-11-15 | 2019-11-19 | 2020-11-19 | Solar Edge | SE5000H-US000BNC4 | Inverters | 5000 |  | 1 |  |  | 0.97 |  | Outdoor | side of home
Solar Registration Program | NJSRRE1543324907 | HAWTHORNE | 7506 | 6 | 5.36 | Residential | Yes | Behind the Meter | Pro Custom Solar dba Momentum Solar | PSE&G | Accepted | 2019-11-15 | 2019-11-19 | 2020-11-19 | HANWHA | Q.PEAK DUO BLK-G5 315 | Solar Panels |  | 0.315 | 17 | 261 | 4 |  | Fixed | Roof
Solar Registration Program | NJSRRE1543324907 | HAWTHORNE | 7506 | 6 | 5.36 | Residential | Yes | Behind the Meter | Pro Custom Solar dba Momentum Solar | PSE&G | Accepted | 2019-11-15 | 2019-11-19 | 2020-11-19 | Enphase Energy | IQ7-60-2-US | Inverters | 250 |  | 17 |  |  | 0.97 |  | Outdoor | Roof
Solar Registration Program | NJSRRE1543353848 | Marmora | 8223 | 21 | 5.36 | Residential | Yes | Behind the Meter | Trinity Solar | AC Electric | Accepted | 2019-11-15 | 2019-11-19 | 2020-11-19 | Hanwha | Q.PEAK DUO BLK-G5 315 | Solar Panels |  | 0.315 | 17 | 238 | 23 |  | Fixed | Roof
Solar Registration Program | NJSRRE1543353848 | Marmora | 8223 | 21 | 5.36 | Residential | Yes | Behind the Meter | Trinity Solar | AC Electric | Accepted | 2019-11-15 | 2019-11-19 | 2020-11-19 | Solar Edge | SE5000 | Inverters | 5000 |  | 1 |  |  | 0.97 |  | Outside | side of home
Solar Registration Program | NJSRRE1543354049 | Ogdensburg | 7439 | 1 | 5.36 | Residential | No | Behind the Meter | Solar Spectrum LLC | JCP&L | Accepted | 2019-11-15 | 2019-11-25 | 2020-11-25 | Q Cells | Q.PEAK-DUO-BLK-G5-315 | Solar Panels |  | 0.315 | 17 | 206 | 23 |  | Fixed | Roof
Solar Registration Program | NJSRRE1543354049 | Ogdensburg | 7439 | 1 | 5.36 | Residential | No | Behind the Meter | Solar Spectrum LLC | JCP&L | Accepted | 2019-11-15 | 2019-11-25 | 2020-11-25 | SolarEdge Tech. | SE5000H-US | Inverters | 21 |  | 1 |  |  | 0.99 |  | Outdoor | near meter
Solar Registration Program | NJSRRE1543421353 | Pitman | 8071 | 15 | 5.36 | Residential | No | Behind the Meter | Trinity Solar | AC Electric | Accepted | 2019-11-19 | 2019-11-21 | 2020-11-21 | Hanwha 315 | Q.PEAK DUO BLK-G5 315 | Solar Panels |  | 0.315 | 17 | 165 | 37 |  | Fixed | Roof
Solar Registration Program | NJSRRE1543421353 | Pitman | 8071 | 15 | 5.36 | Residential | No | Behind the Meter | Trinity Solar | AC Electric | Accepted | 2019-11-19 | 2019-11-21 | 2020-11-21 | Solar Edge | SE5000H-US | Inverters | 5000 |  | 1 |  |  | 0.97 |  | Outside | side of home
Solar Registration Program | NJSRRE1543425784 | Clayton | 8312 | 15 | 5.36 | Residential | Yes | Behind the Meter | Trinity Solar | AC Electric | Accepted | 2019-11-20 | 2019-11-25 | 2020-11-25 | HANWHA | Q.PEAK DUO BLK-G5 315 | Solar Panels |  | 0.315 | 17 | 91 | 30 |  | Fixed | Roof
Solar Registration Program | NJSRRE1543425784 | Clayton | 8312 | 15 | 5.36 | Residential | Yes | Behind the Meter | Trinity Solar | AC Electric | Accepted | 2019-11-20 | 2019-11-25 | 2020-11-25 | Solar Edge | SE5000H-US000BNC4 | Inverters | 5000 |  | 1 |  |  | 0.97 |  | Outdoor | side of home
Solar Registration Program | NJSRRE1543436847 | Irvington | 7111 | 9 | 5.36 | Residential | Yes | Behind the Meter | Pro Custom Solar dba Momentum Solar | PSE&G | Accepted | 2019-11-22 | 2019-11-26 | 2020-11-26 | Hanwha | Q.Peak DUO BLK-G5 315 | Solar Panels |  | 0.315 | 14 | 298 | 35 |  | Fixed | Roof
Solar Registration Program | NJSRRE1543436847 | Irvington | 7111 | 9 | 5.36 | Residential | Yes | Behind the Meter | Pro Custom Solar dba Momentum Solar | PSE&G | Accepted | 2019-11-22 | 2019-11-26 | 2020-11-26 | Hanwha | Q.Peak DUO BLK-G5 315 | Solar Panels |  | 0.315 | 3 | 118 | 31 |  | Fixed | Roof
Solar Registration Program | NJSRRE1543436847 | Irvington | 7111 | 9 | 5.36 | Residential | Yes | Behind the Meter | Pro Custom Solar dba Momentum Solar | PSE&G | Accepted | 2019-11-22 | 2019-11-26 | 2020-11-26 | Enphase Energy | IQ6-60-2-US | Inverters | 240 |  | 17 |  |  | 0.97 |  | Outdoor | Roof
Solar Registration Program | NJSRRE1543438679 | KINGSTON | 8528 | 5 | 5.36 | Residential | Yes | Behind the Meter | Pro Custom Solar dba Momentum Solar | PSE&G | Accepted | 2019-11-23 | 2019-11-26 | 2020-11-26 | Hanwha | Q.Peak DUO BLK-G5 315 | Solar Panels |  | 0.315 | 17 | 241 | 27 |  | Fixed | Roof
Solar Registration Program | NJSRRE1543438679 | KINGSTON | 8528 | 5 | 5.36 | Residential | Yes | Behind the Meter | Pro Custom Solar dba Momentum Solar | PSE&G | Accepted | 2019-11-23 | 2019-11-26 | 2020-11-26 | Enphase Energy | IQ6-60-2-US | Inverters | 240 |  | 17 |  |  | 0.97 |  | Outdoor | Roof
Solar Registration Program | NJSRRE1543442513 | Trenton | 8691 | 12 | 5.36 | Residential | No | Behind the Meter | Pro Custom Solar dba Momentum Solar | PSE&G | Accepted | 2019-11-25 | 2019-12-18 | 2020-12-18 | Hanwha | Q.Peak DUO BLK-G5 315 | Solar Panels |  | 0.315 | 17 | 155 | 34 |  | Fixed | Roof
Solar Registration Program | NJSRRE1543442513 | Trenton | 8691 | 12 | 5.36 | Residential | No | Behind the Meter | Pro Custom Solar dba Momentum Solar | PSE&G | Accepted | 2019-11-25 | 2019-12-18 | 2020-12-18 | Enphase Energy | IQ6-60-2-US | Inverters | 240 |  | 17 |  |  | 0.97 |  | Outdoor | Roof
Solar Registration Program | NJSRRE1543443438 | LYNDHURST | 7071 | 7 | 5.36 | Residential | Yes | Behind the Meter | Vivint Solar Developer, LLC | PSE&G | Accepted | 2019-11-25 | 2019-11-27 | 2020-11-27 | Hanwha | Q.PEAK BLK-G5 315 | Solar Panels |  | 0.315 | 10 | 216 | 14 |  | Fixed | Roof
Solar Registration Program | NJSRRE1543443438 | LYNDHURST | 7071 | 7 | 5.36 | Residential | Yes | Behind the Meter | Vivint Solar Developer, LLC | PSE&G | Accepted | 2019-11-25 | 2019-11-27 | 2020-11-27 | Hanwha | Q.PEAK BLK-G5 315 | Solar Panels |  | 0.315 | 7 | 126 | 26 |  | Fixed | Roof
Solar Registration Program | NJSRRE1543443438 | LYNDHURST | 7071 | 7 | 5.36 | Residential | Yes | Behind the Meter | Vivint Solar Developer, LLC | PSE&G | Accepted | 2019-11-25 | 2019-11-27 | 2020-11-27 | Solar Edge | SE3800H-US | Inverters | 3800 |  | 1 |  |  | 0.992 |  | Outdoor | Near the utility meter
Solar Registration Program | NJSRRE1543450866 | Bloomfield | 7003 | 9 | 5.36 | Residential | Yes | Behind the Meter | Trinity Solar | PSE&G | Accepted | 2019-11-27 | 2019-12-03 | 2020-12-03 | HANWHA | Q.PEAK DUO BLK-G5 315 | Solar Panels |  | 0.315 | 9 | 17 | 21 |  | Fixed | Roof
Solar Registration Program | NJSRRE1543450866 | Bloomfield | 7003 | 9 | 5.36 | Residential | Yes | Behind the Meter | Trinity Solar | PSE&G | Accepted | 2019-11-27 | 2019-12-03 | 2020-12-03 | HANWHA | Q.PEAK DUO BLK-G5 315 | Solar Panels |  | 0.315 | 8 | 197 | 21 |  | Fixed | Roof
Solar Registration Program | NJSRRE1543450866 | Bloomfield | 7003 | 9 | 5.36 | Residential | Yes | Behind the Meter | Trinity Solar | PSE&G | Accepted | 2019-11-27 | 2019-12-03 | 2020-12-03 | Solar Edge | SE5000H-US000BNC4 | Inverters | 5000 |  | 1 |  |  | 0.97 |  | Outdoor | side of home
Solar Registration Program | NJSRRE1543452661 | SOMERSET | 8873 | 5 | 5.36 | Residential | Yes | Behind the Meter | Vivint Solar Developer, LLC | PSE&G | Accepted | 2019-11-29 | 2019-12-03 | 2020-12-03 | Hanwha | Q.PEAK BLK-G5 315 | Solar Panels |  | 0.315 | 11 | 309 | 16 |  | Fixed | Roof
Solar Registration Program | NJSRRE1543452661 | SOMERSET | 8873 | 5 | 5.36 | Residential | Yes | Behind the Meter | Vivint Solar Developer, LLC | PSE&G | Accepted | 2019-11-29 | 2019-12-03 | 2020-12-03 | Hanwha | Q.PEAK BLK-G5 315 | Solar Panels |  | 0.315 | 6 | 309 | 40 |  | Fixed | Roof
Solar Registration Program | NJSRRE1543452661 | SOMERSET | 8873 | 5 | 5.36 | Residential | Yes | Behind the Meter | Vivint Solar Developer, LLC | PSE&G | Accepted | 2019-11-29 | 2019-12-03 | 2020-12-03 | Solar Edge | SE3800H-US | Inverters | 3800 |  | 1 |  |  | 0.992 |  | Outdoor | Near the utility meter
Solar Registration Program | NJSRRE1543464439 | South Amboy | 8879 | 11 | 5.36 | Residential | Yes | Behind the Meter | Trinity Solar | JCP&L | Accepted | 2019-12-02 | 2019-12-04 | 2020-12-04 | Hanwha 315 | Q.PEAK DUO BLK-G5 315 | Solar Panels |  | 0.315 | 9 | 148 | 40 |  | Fixed | Roof
Solar Registration Program | NJSRRE1543464439 | South Amboy | 8879 | 11 | 5.36 | Residential | Yes | Behind the Meter | Trinity Solar | JCP&L | Accepted | 2019-12-02 | 2019-12-04 | 2020-12-04 | Hanwha 315 | Q.PEAK DUO BLK-G5 315 | Solar Panels |  | 0.315 | 8 | 238 | 40 |  | Fixed | Roof
Solar Registration Program | NJSRRE1543464439 | South Amboy | 8879 | 11 | 5.36 | Residential | Yes | Behind the Meter | Trinity Solar | JCP&L | Accepted | 2019-12-02 | 2019-12-04 | 2020-12-04 | Solar Edge | SE5000H-US | Inverters | 5000 |  | 1 |  |  | 0.97 |  | Outside | side of home
Solar Registration Program | NJSRRE1543478961 | Collingswood | 8108 | 14 | 5.36 | Residential | No | Behind the Meter | Pro Custom Solar dba Momentum Solar | PSE&G | Accepted | 2019-12-04 | 2019-12-09 | 2020-12-09 | HANWHA | IQ6-60-2-US | Solar Panels |  | 0.315 | 17 | 15 | 4 |  | Fixed | Roof
Solar Registration Program | NJSRRE1543478961 | Collingswood | 8108 | 14 | 5.36 | Residential | No | Behind the Meter | Pro Custom Solar dba Momentum Solar | PSE&G | Accepted | 2019-12-04 | 2019-12-09 | 2020-12-09 | Enphase Energy | IQ6-60-2-US | Inverters | 240 |  | 17 |  |  | 0.97 |  | Outdoor | Roof
Solar Registration Program | NJSRRE1543481124 | Keyport | 7735 | 17 | 5.36 | Residential | Yes | Behind the Meter | Trinity Solar | JCP&L | Accepted | 2019-12-05 | 2019-12-09 | 2020-12-09 | Hanwha | Q.PEAK DUO BLK-G5 315 | Solar Panels |  | 0.315 | 17 | 160 | 30 |  | Fixed | Roof
Solar Registration Program | NJSRRE1543481124 | Keyport | 7735 | 17 | 5.36 | Residential | Yes | Behind the Meter | Trinity Solar | JCP&L | Accepted | 2019-12-05 | 2019-12-09 | 2020-12-09 | Solar Edge | SE5000 | Inverters | 5000 |  | 1 |  |  | 0.97 |  | Outside | side of home
Solar Registration Program | NJSRRE1543481373 | Atlantic Highlands | 7716 | 17 | 5.36 | Residential | No | Behind the Meter | Vivint Solar Developer, LLC | JCP&L | Accepted | 2019-12-07 | 2019-12-09 | 2020-12-09 | HANWHA SOLAR | Q.PEAK BLK-G5 315 | Solar Panels |  | 0.315 | 17 | 108 | 27 |  | Fixed | Roof
Solar Registration Program | NJSRRE1543481373 | Atlantic Highlands | 7716 | 17 | 5.36 | Residential | No | Behind the Meter | Vivint Solar Developer, LLC | JCP&L | Accepted | 2019-12-07 | 2019-12-09 | 2020-12-09 | SOLAREDGE | SE3800H-US | Inverters | 3800 |  | 1 |  |  | 0.992 |  | Outdoor | Near the Utility Meter
Solar Registration Program | NJSRRE1543495718 | South Plainfield | 7080 | 11 | 5.36 | Residential | Yes | Behind the Meter | Trinity Solar | PSE&G | Accepted | 2019-12-06 | 2019-12-10 | 2020-12-10 | Hanwha | Q.PEAK DUO BLK-G5 315 | Solar Panels |  | 0.315 | 17 | 257 | 23 |  | Fixed | Roof
Solar Registration Program | NJSRRE1543495718 | South Plainfield | 7080 | 11 | 5.36 | Residential | Yes | Behind the Meter | Trinity Solar | PSE&G | Accepted | 2019-12-06 | 2019-12-10 | 2020-12-10 | Solar Edge | SE5000 | Inverters | 5000 |  | 1 |  |  | 0.97 |  | Outside | side of home
Solar Registration Program | NJSRRE1543495726 | Teaneck | 7666 | 7 | 5.36 | Residential | Yes | Behind the Meter | Trinity Solar | PSE&G | Accepted | 2019-12-06 | 2019-12-10 | 2020-12-10 | HANWHA | Q.PEAK DUO BLK-G5 315 | Solar Panels |  | 0.315 | 17 | 203 | 45 |  | Fixed | Roof
Solar Registration Program | NJSRRE1543495726 | Teaneck | 7666 | 7 | 5.36 | Residential | Yes | Behind the Meter | Trinity Solar | PSE&G | Accepted | 2019-12-06 | 2019-12-10 | 2020-12-10 | Solar Edge | SE5000H-US000BNC4 | Inverters | 5000 |  | 1 |  |  | 0.97 |  | Outdoor | side of home
Solar Registration Program | NJSRRE1543497441 | Maple Shade | 8052 | 13 | 5.36 | Residential | Yes | Behind the Meter | Trinity Solar | PSE&G | Accepted | 2019-12-06 | 2019-12-10 | 2020-12-10 | Hanwha | Q.PEAK DUO BLK-G5 315 | Solar Panels |  | 0.315 | 13 | 60 | 14 |  | Fixed | Roof
Solar Registration Program | NJSRRE1543497441 | Maple Shade | 8052 | 13 | 5.36 | Residential | Yes | Behind the Meter | Trinity Solar | PSE&G | Accepted | 2019-12-06 | 2019-12-10 | 2020-12-10 | Hanwha | Q.PEAK DUO BLK-G5 315 | Solar Panels |  | 0.315 | 4 | 240 | 14 |  | Fixed | Roof
Solar Registration Program | NJSRRE1543497441 | Maple Shade | 8052 | 13 | 5.36 | Residential | Yes | Behind the Meter | Trinity Solar | PSE&G | Accepted | 2019-12-06 | 2019-12-10 | 2020-12-10 | Solar Edge | SE5000 | Inverters | 5000 |  | 1 |  |  | 0.97 |  | Outside | side of home
Solar Registration Program | NJSRRE1543502278 | Atlantic Highlands | 7716 | 17 | 5.36 | Residential | Yes | Behind the Meter | Vivint Solar Developer, LLC | JCP&L | Accepted | 2019-12-09 | 2019-12-12 | 2020-12-12 | Solar Edge | SE3800H-US | Inverters | 3800 |  | 1 |  |  | 0.992 |  | Outdoor | Near the utility meter
Solar Registration Program | NJSRRE1543502278 | Atlantic Highlands | 7716 | 17 | 5.36 | Residential | Yes | Behind the Meter | Vivint Solar Developer, LLC | JCP&L | Accepted | 2019-12-09 | 2019-12-12 | 2020-12-12 | Hanwha | Q.PEAK BLK-G5 315 | Solar Panels |  | 0.315 | 17 | 130 | 30 |  | Fixed | Roof
Solar Registration Program | NJSRRE1543505650 | Trenton | 8608 | 12 | 5.36 | Residential | No | Behind the Meter | Trinity Solar | PSE&G | Accepted | 2019-12-10 | 2019-12-12 | 2020-12-12 | HANWHA | Q.PEAK DUO BLK-G5 315 | Solar Panels |  | 0.315 | 13 | 88 | 27 |  | Fixed | Roof
Solar Registration Program | NJSRRE1543505650 | Trenton | 8608 | 12 | 5.36 | Residential | No | Behind the Meter | Trinity Solar | PSE&G | Accepted | 2019-12-10 | 2019-12-12 | 2020-12-12 | HANWHA | Q.PEAK DUO BLK-G5 315 | Solar Panels |  | 0.315 | 4 | 88 | 27 |  | Fixed | Roof
Solar Registration Program | NJSRRE1543505650 | Trenton | 8608 | 12 | 5.36 | Residential | No | Behind the Meter | Trinity Solar | PSE&G | Accepted | 2019-12-10 | 2019-12-12 | 2020-12-12 | SOLAR EDGE | SE5000H-US | Inverters | 5000 |  | 1 |  |  | 0.97 |  | Outside | SIDE OF HOME
Solar Registration Program | NJSRRE1543513101 | Belleville | 7109 | 9 | 5.36 | Residential | Yes | Behind the Meter | Pro Custom Solar dba Momentum Solar | PSE&G | Accepted | 2019-12-11 | 2019-12-16 | 2020-12-16 | HANHWA | Q. PEAK DUO BLK-G5 315 | Solar Panels |  | 0.315 | 17 | 220 | 26 |  | Fixed | Roof
Solar Registration Program | NJSRRE1543513101 | Belleville | 7109 | 9 | 5.36 | Residential | Yes | Behind the Meter | Pro Custom Solar dba Momentum Solar | PSE&G | Accepted | 2019-12-11 | 2019-12-16 | 2020-12-16 | ENPHASE | IQ6-60-2-US | Inverters | 230 |  | 17 |  |  | 0.97 |  | Outdoor | ROOF
Solar Registration Program | NJSRRE1543514173 | Merchantville | 8109 | 14 | 5.36 | Residential | No | Behind the Meter | Public Service Solar | PSE&G | Accepted | 2019-12-11 | 2019-12-16 | 2020-12-16 | LG | LG335N1K-V5 | Solar Panels |  | 0.335 | 16 | 171 | 21 |  | Fixed | Roof
Solar Registration Program | NJSRRE1543514173 | Merchantville | 8109 | 14 | 5.36 | Residential | No | Behind the Meter | Public Service Solar | PSE&G | Accepted | 2019-12-11 | 2019-12-16 | 2020-12-16 | Enphase | IQ7+ | Inverters | 0.29 |  | 16 |  |  | 0.96 |  | Outdoor | Under panels
Solar Registration Program | NJSRRE1543518957 | Woodbridge | 8830 | 11 | 5.36 | Residential | Yes | Behind the Meter | Suntuity Solar LLC | PSE&G | Accepted | 2019-12-12 | 2019-12-16 | 2020-12-16 | Yingli Green Energy | YL315D-30b | Solar Panels |  | 0.315 | 17 | 179 | 40 |  | Fixed | Roof
Solar Registration Program | NJSRRE1543518957 | Woodbridge | 8830 | 11 | 5.36 | Residential | Yes | Behind the Meter | Suntuity Solar LLC | PSE&G | Accepted | 2019-12-12 | 2019-12-16 | 2020-12-16 | Enphase Energy | IQ7-60-2-US | Inverters | 240 |  | 17 |  |  | 0.97 |  | Outdoor | Behind the PV Modules
Solar Registration Program | NJSRRE1543547770 | Cherry Hill | 8003 | 14 | 5.36 | Residential | Yes | Behind the Meter | Trinity Solar | PSE&G | Accepted | 2019-12-13 | 2019-12-18 | 2020-12-18 | HANWHA | Q.PEAK DUO BLK-G5 315 | Solar Panels |  | 0.315 | 17 | 170 | 27 |  | Fixed | Roof
Solar Registration Program | NJSRRE1543547770 | Cherry Hill | 8003 | 14 | 5.36 | Residential | Yes | Behind the Meter | Trinity Solar | PSE&G | Accepted | 2019-12-13 | 2019-12-18 | 2020-12-18 | Solar Edge | SE5000H-US000BNC4 | Inverters | 5000 |  | 1 |  |  | 0.97 |  | Outdoor | side of home
Solar Registration Program | NJSRRE1543547869 | Vauxhall | 7088 | 10 | 5.36 | Residential | Yes | Behind the Meter | Pro Custom Solar dba Momentum Solar | PSE&G | Accepted | 2019-12-13 | 2019-12-18 | 2020-12-18 | LG | LG 335N1C-V5 | Solar Panels |  | 0.335 | 4 | 312 | 28 |  | Fixed | Roof
Solar Registration Program | NJSRRE1543547869 | Vauxhall | 7088 | 10 | 5.36 | Residential | Yes | Behind the Meter | Pro Custom Solar dba Momentum Solar | PSE&G | Accepted | 2019-12-13 | 2019-12-18 | 2020-12-18 | LG | LG 335N1C-V5 | Solar Panels |  | 0.335 | 3 | 312 | 4 |  | Fixed | Roof
Solar Registration Program | NJSRRE1543547869 | Vauxhall | 7088 | 10 | 5.36 | Residential | Yes | Behind the Meter | Pro Custom Solar dba Momentum Solar | PSE&G | Accepted | 2019-12-13 | 2019-12-18 | 2020-12-18 | LG | LG 335N1C-V5 | Solar Panels |  | 0.335 | 9 | 130 | 28 |  | Fixed | Roof
Solar Registration Program | NJSRRE1543547869 | Vauxhall | 7088 | 10 | 5.36 | Residential | Yes | Behind the Meter | Pro Custom Solar dba Momentum Solar | PSE&G | Accepted | 2019-12-13 | 2019-12-18 | 2020-12-18 | ENPHASE | IQ7-60-2-US | Inverters | 240 |  | 16 |  |  | 0.97 |  | Outdoor | ROOF
Solar Registration Program | NJSRRE1543547906 | Paterson | 7503 | 6 | 5.36 | Residential | Yes | Behind the Meter | Vivint Solar Developer, LLC | PSE&G | Accepted | 2019-12-13 | 2019-12-18 | 2020-12-18 | Hanwha | Q.PEAK BLK-G5 315 | Solar Panels |  | 0.315 | 7 | 346 | 23 |  | Fixed | Roof
Solar Registration Program | NJSRRE1543547906 | Paterson | 7503 | 6 | 5.36 | Residential | Yes | Behind the Meter | Vivint Solar Developer, LLC | PSE&G | Accepted | 2019-12-13 | 2019-12-18 | 2020-12-18 | Hanwha | Q.PEAK BLK-G5 315 | Solar Panels |  | 0.315 | 4 | 346 | 36 |  | Fixed | Roof
Solar Registration Program | NJSRRE1543547906 | Paterson | 7503 | 6 | 5.36 | Residential | Yes | Behind the Meter | Vivint Solar Developer, LLC | PSE&G | Accepted | 2019-12-13 | 2019-12-18 | 2020-12-18 | Hanwha | Q.PEAK BLK-G5 315 | Solar Panels |  | 0.315 | 3 | 166 | 36 |  | Fixed | Roof
Solar Registration Program | NJSRRE1543547906 | Paterson | 7503 | 6 | 5.36 | Residential | Yes | Behind the Meter | Vivint Solar Developer, LLC | PSE&G | Accepted | 2019-12-13 | 2019-12-18 | 2020-12-18 | Hanwha | Q.PEAK BLK-G5 315 | Solar Panels |  | 0.315 | 3 | 166 | 26 |  | Fixed | Roof
Solar Registration Program | NJSRRE1543547906 | Paterson | 7503 | 6 | 5.36 | Residential | Yes | Behind the Meter | Vivint Solar Developer, LLC | PSE&G | Accepted | 2019-12-13 | 2019-12-18 | 2020-12-18 | Solar Edge | SE3800H-US | Inverters | 3800 |  | 1 |  |  | 0.992 |  | Outdoor | Near the utility meter
Solar Registration Program | NJSRRE1543548141 | Bayonne | 7002 | 8 | 5.36 | Residential | No | Behind the Meter | Pro Custom Solar dba Momentum Solar | PSE&G | Accepted | 2019-12-13 | 2019-12-18 | 2020-12-18 | HANWHA | Q.PEAK DUO BLK-G5 315 | Solar Panels |  | 0.315 | 3 | 213 | 25 |  | Fixed | Roof
Solar Registration Program | NJSRRE1543548141 | Bayonne | 7002 | 8 | 5.36 | Residential | No | Behind the Meter | Pro Custom Solar dba Momentum Solar | PSE&G | Accepted | 2019-12-13 | 2019-12-18 | 2020-12-18 | HANWHA | Q.PEAK DUO BLK-G5 315 | Solar Panels |  | 0.315 | 5 | 123 | 27 |  | Fixed | Roof
Solar Registration Program | NJSRRE1543548141 | Bayonne | 7002 | 8 | 5.36 | Residential | No | Behind the Meter | Pro Custom Solar dba Momentum Solar | PSE&G | Accepted | 2019-12-13 | 2019-12-18 | 2020-12-18 | HANWHA | Q.PEAK DUO BLK-G5 315 | Solar Panels |  | 0.315 | 6 | 303 | 27 |  | Fixed | Roof
Solar Registration Program | NJSRRE1543548141 | Bayonne | 7002 | 8 | 5.36 | Residential | No | Behind the Meter | Pro Custom Solar dba Momentum Solar | PSE&G | Accepted | 2019-12-13 | 2019-12-18 | 2020-12-18 | HANWHA | Q.PEAK DUO BLK-G5 315 | Solar Panels |  | 0.315 | 3 | 33 | 25 |  | Fixed | Roof
Solar Registration Program | NJSRRE1543548141 | Bayonne | 7002 | 8 | 5.36 | Residential | No | Behind the Meter | Pro Custom Solar dba Momentum Solar | PSE&G | Accepted | 2019-12-13 | 2019-12-18 | 2020-12-18 | Enphase Energy | IQ6-60-2-US | Inverters | 230 |  | 17 |  |  | 0.97 |  | Outdoor | Roof
Solar Registration Program | NJSRRE1543552333 | Piscataway | 8854 | 11 | 5.36 | Residential | Yes | Behind the Meter | Suntuity Solar LLC | PSE&G | Accepted | 2019-12-16 | 2019-12-19 | 2020-12-19 | Yingli Green Energy | YL315D-30b | Solar Panels |  | 0.315 | 17 | 247 | 20 |  | Fixed | Roof
Solar Registration Program | NJSRRE1543552333 | Piscataway | 8854 | 11 | 5.36 | Residential | Yes | Behind the Meter | Suntuity Solar LLC | PSE&G | Accepted | 2019-12-16 | 2019-12-19 | 2020-12-19 | Enphase Energy | IQ7-60-2-US | Inverters | 240 |  | 17 |  |  | 0.97 |  | Outdoor | Behind the PV Modules
Solar Registration Program | NJSRRE1543552641 | BLOOMFIELD | 7003 | 9 | 5.36 | Residential | Yes | Behind the Meter | Vivint Solar Developer, LLC | PSE&G | Accepted | 2019-12-16 | 2019-12-19 | 2020-12-19 | HANWHA SOLAR | Q.PEAK BLK-G5 315 | Solar Panels |  | 0.315 | 8 | 185 | 15 |  | Fixed | Roof
Solar Registration Program | NJSRRE1543552641 | BLOOMFIELD | 7003 | 9 | 5.36 | Residential | Yes | Behind the Meter | Vivint Solar Developer, LLC | PSE&G | Accepted | 2019-12-16 | 2019-12-19 | 2020-12-19 | HANWHA SOLAR | Q.PEAK BLK-G5 315 | Solar Panels |  | 0.315 | 9 | 185 | 33 |  | Fixed | Roof
Solar Registration Program | NJSRRE1543552641 | BLOOMFIELD | 7003 | 9 | 5.36 | Residential | Yes | Behind the Meter | Vivint Solar Developer, LLC | PSE&G | Accepted | 2019-12-16 | 2019-12-19 | 2020-12-19 | SolarEdge | SE3800H-US | Inverters | 3800 |  | 1 |  |  | 0.992 |  | Outdoor | Near the Utility Meter
Solar Registration Program | NJSRRE1543553195 | Blackwood | 8012 | 14 | 5.36 | Residential | No | Behind the Meter | Trinity Solar | PSE&G | Accepted | 2019-12-16 | 2019-12-19 | 2020-12-19 | HANWHA | Q.PEAK DUO BLK-G5 315 | Solar Panels |  | 0.315 | 9 | 157 | 38 |  | Fixed | Roof
Solar Registration Program | NJSRRE1543553195 | Blackwood | 8012 | 14 | 5.36 | Residential | No | Behind the Meter | Trinity Solar | PSE&G | Accepted | 2019-12-16 | 2019-12-19 | 2020-12-19 | HANWHA | Q.PEAK DUO BLK-G5 315 | Solar Panels |  | 0.315 | 8 | 157 | 34 |  | Fixed | Roof
Solar Registration Program | NJSRRE1543553195 | Blackwood | 8012 | 14 | 5.36 | Residential | No | Behind the Meter | Trinity Solar | PSE&G | Accepted | 2019-12-16 | 2019-12-19 | 2020-12-19 | Solar Edge | SE5000H-US000BNC4 | Inverters | 5000 |  | 1 |  |  | 0.97 |  | Outdoor | side of home
Solar Registration Program | NJSRRE1543556075 | Perth Amboy | 8861 | 11 | 5.36 | Residential | Yes | Behind the Meter | Pro Custom Solar dba Momentum Solar | PSE&G | Accepted | 2019-12-17 | 2019-12-20 | 2020-12-20 | HANWHA | Q.PEAK DUO BLK-G5 315 | Solar Panels |  | 0.315 | 17 | 291 | 8 |  | Fixed | Roof
Solar Registration Program | NJSRRE1543556075 | Perth Amboy | 8861 | 11 | 5.36 | Residential | Yes | Behind the Meter | Pro Custom Solar dba Momentum Solar | PSE&G | Accepted | 2019-12-17 | 2019-12-20 | 2020-12-20 | Enphase Energy | IQ6-60-2-US | Inverters | 230 |  | 17 |  |  | 0.97 |  | Outdoor | Roof
Solar Registration Program | NJSRRE1543556143 | Belleville | 7109 | 9 | 5.36 | Residential | Yes | Behind the Meter | Pro Custom Solar dba Momentum Solar | PSE&G | Accepted | 2019-12-17 | 2019-12-20 | 2020-12-20 | HANWhA | Q.PEAK DUO BLK-G5 315 | Solar Panels |  | 0.315 | 3 | 16 | 27 |  | Fixed | Roof
Solar Registration Program | NJSRRE1543556143 | Belleville | 7109 | 9 | 5.36 | Residential | Yes | Behind the Meter | Pro Custom Solar dba Momentum Solar | PSE&G | Accepted | 2019-12-17 | 2019-12-20 | 2020-12-20 | HANWHA | Q.PEAK DUO BLK-G5 315 | Solar Panels |  | 0.315 | 5 | 106 | 25 |  | Fixed | Roof
Solar Registration Program | NJSRRE1543556143 | Belleville | 7109 | 9 | 5.36 | Residential | Yes | Behind the Meter | Pro Custom Solar dba Momentum Solar | PSE&G | Accepted | 2019-12-17 | 2019-12-20 | 2020-12-20 | HANWHA | Q.PEAK DUO BLK-G5 315 | Solar Panels |  | 0.315 | 5 | 286 | 25 |  | Fixed | Roof
Solar Registration Program | NJSRRE1543556143 | Belleville | 7109 | 9 | 5.36 | Residential | Yes | Behind the Meter | Pro Custom Solar dba Momentum Solar | PSE&G | Accepted | 2019-12-17 | 2019-12-20 | 2020-12-20 | HANWHA | Q.PEAK DUO BLK-G5 315 | Solar Panels |  | 0.315 | 4 | 196 | 29 |  | Fixed | Roof
Solar Registration Program | NJSRRE1543556143 | Belleville | 7109 | 9 | 5.36 | Residential | Yes | Behind the Meter | Pro Custom Solar dba Momentum Solar | PSE&G | Accepted | 2019-12-17 | 2019-12-20 | 2020-12-20 | Enphase Energy | IQ6-60-2-US | Inverters | 230 |  | 17 |  |  | 0.97 |  | Outdoor | Roof
Solar Registration Program | NJSRRE1543556147 | Mount Laurel | 8054 | 13 | 5.36 | Residential | No | Behind the Meter | Public Service Solar | PSE&G | Accepted | 2019-12-17 | 2019-12-20 | 2020-12-20 | LG | 335N1K-V5 | Solar Panels |  | 0.335 | 16 | 185 | 30 |  | Fixed | Roof
Solar Registration Program | NJSRRE1543556147 | Mount Laurel | 8054 | 13 | 5.36 | Residential | No | Behind the Meter | Public Service Solar | PSE&G | Accepted | 2019-12-17 | 2019-12-20 | 2020-12-20 | Enphase | IQ7+ | Inverters | 0.29 |  | 16 |  |  | 0.96 |  | Outside | Under panels
Solar Registration Program | NJSRRE1543565255 | Bergenfield | 7621 | 7 | 5.36 | Residential | Yes | Behind the Meter | Vivint Solar Developer, LLC | PSE&G | Accepted | 2019-12-18 | 2019-12-23 | 2020-12-23 | Hanwha Solar | Q.PEAK BLK-G5 315 | Solar Panels |  | 0.315 | 17 | 178 | 14 |  | Fixed | Roof
Solar Registration Program | NJSRRE1543565255 | Bergenfield | 7621 | 7 | 5.36 | Residential | Yes | Behind the Meter | Vivint Solar Developer, LLC | PSE&G | Accepted | 2019-12-18 | 2019-12-23 | 2020-12-23 | Solar Edge | SE3800H-US | Inverters | 3800 |  | 1 |  |  | 0.992 |  | Outdoor | Near the utility meter
Solar Registration Program | NJSRRE1543570675 | BURLINGTON | 8016 | 13 | 5.36 | Residential | No | Behind the Meter | Vivint Solar Developer, LLC | PSE&G | Accepted | 2019-12-19 | 2019-12-23 | 2020-12-23 | HANWHA SOLAR | Q.PEAK BLK-G5 315 | Solar Panels |  | 0.315 | 5 | 223 | 28 |  | Fixed | Roof
Solar Registration Program | NJSRRE1543570675 | BURLINGTON | 8016 | 13 | 5.36 | Residential | No | Behind the Meter | Vivint Solar Developer, LLC | PSE&G | Accepted | 2019-12-19 | 2019-12-23 | 2020-12-23 | HANWHA SOLAR | Q.PEAK BLK-G5 315 | Solar Panels |  | 0.315 | 12 | 223 | 27 |  | Fixed | Roof
Solar Registration Program | NJSRRE1543570675 | BURLINGTON | 8016 | 13 | 5.36 | Residential | No | Behind the Meter | Vivint Solar Developer, LLC | PSE&G | Accepted | 2019-12-19 | 2019-12-23 | 2020-12-23 | SOLAREDGE | SE3800H-US | Inverters | 3800 |  | 1 |  |  | 0.992 |  | Outdoor | Near the Utility Meter
Solar Registration Program | NJSRRE1543570858 | Penns Grove | 8069 | 16 | 5.36 | Residential | Yes | Behind the Meter | Vivint Solar Developer, LLC | AC Electric | Accepted | 2019-12-19 | 2019-12-26 | 2020-12-26 | Hanwha Solar | Q.PEAK BLK-G5 315 | Solar Panels |  | 0.315 | 11 | 215 | 26 |  | Fixed | Roof
Solar Registration Program | NJSRRE1543570858 | Penns Grove | 8069 | 16 | 5.36 | Residential | Yes | Behind the Meter | Vivint Solar Developer, LLC | AC Electric | Accepted | 2019-12-19 | 2019-12-26 | 2020-12-26 | Hanwha Solar | Q.PEAK BLK-G5 315 | Solar Panels |  | 0.315 | 2 | 305 | 25 |  | Fixed | Roof
Solar Registration Program | NJSRRE1543570858 | Penns Grove | 8069 | 16 | 5.36 | Residential | Yes | Behind the Meter | Vivint Solar Developer, LLC | AC Electric | Accepted | 2019-12-19 | 2019-12-26 | 2020-12-26 | Hanwha Solar | Q.PEAK BLK-G5 315 | Solar Panels |  | 0.315 | 4 | 125 | 25 |  | Fixed | Roof
Solar Registration Program | NJSRRE1543570858 | Penns Grove | 8069 | 16 | 5.36 | Residential | Yes | Behind the Meter | Vivint Solar Developer, LLC | AC Electric | Accepted | 2019-12-19 | 2019-12-26 | 2020-12-26 | Solar Edge | SE3800H-US | Inverters | 3800 |  | 1 |  |  | 0.992 |  | Outdoor | Near the utility meter
Solar Registration Program | NJSRRE1543571027 | Paterson City | 7502 | 6 | 5.36 | Residential | Yes | Behind the Meter | Vision Solar LLC | PSE&G | Accepted | 2019-12-19 | 2019-12-26 | 2020-12-26 | hanwa qcells | q.peak duo-g5 315 | Solar Panels |  | 0.315 | 17 | 230 | 18 |  | Fixed | Roof
Solar Registration Program | NJSRRE1543571027 | Paterson City | 7502 | 6 | 5.36 | Residential | Yes | Behind the Meter | Vision Solar LLC | PSE&G | Accepted | 2019-12-19 | 2019-12-26 | 2020-12-26 | enphase | iq7-60-2-us | Inverters | 0.25 |  | 17 |  |  | 0.96 |  | Other | behind panels
Solar Registration Program | NJSRRE1543575087 | Springfield | 7081 | 10 | 5.36 | Residential | Yes | Behind the Meter | Vivint Solar Developer, LLC | JCP&L | Accepted | 2019-12-20 | 2019-12-26 | 2020-12-26 | Hanwha Solar | Q.PEAK BLK-G5 315 | Solar Panels |  | 0.315 | 12 | 218 | 23 |  | Fixed | Roof
Solar Registration Program | NJSRRE1543575087 | Springfield | 7081 | 10 | 5.36 | Residential | Yes | Behind the Meter | Vivint Solar Developer, LLC | JCP&L | Accepted | 2019-12-20 | 2019-12-26 | 2020-12-26 | Hanwha Solar | Q.PEAK BLK-G5 315 | Solar Panels |  | 0.315 | 5 | 218 | 22 |  | Fixed | Roof
Solar Registration Program | NJSRRE1543575087 | Springfield | 7081 | 10 | 5.36 | Residential | Yes | Behind the Meter | Vivint Solar Developer, LLC | JCP&L | Accepted | 2019-12-20 | 2019-12-26 | 2020-12-26 | Solar Edge | SE3800H-US | Inverters | 3800 |  | 1 |  |  | 0.992 |  | Outdoor | Near the utility meter
Solar Registration Program | NJSRRE1543514668 | Lakewood | 7029 | 8 | 5.39 | Commercial | No | Behind the Meter | Powerlutions | PSE&G | Accepted | 2019-12-11 | 2019-12-19 | 2020-12-19 | Trina | TSM-385DE14H | Solar Panels |  | 0.385 | 14 | 176 | 5 |  | Fixed | Roof
Solar Registration Program | NJSRRE1543514668 | Lakewood | 7029 | 8 | 5.39 | Commercial | No | Behind the Meter | Powerlutions | PSE&G | Accepted | 2019-12-11 | 2019-12-19 | 2020-12-19 | Solar Edge | SE5000H-US | Inverters | 5 |  | 1 |  |  | 0.99 |  | Outdoor | near meter
Solar Registration Program | NJSRRE1540103801 | Bayonne City | 7002 | 8 | 5.4 | Residential | No | Behind the Meter | United Solar LLC | PSE&G | Extension Incomplete | 2018-12-19 | 2018-12-27 | 2019-12-27 | Trina Solar | TSM-300-DD05A.08 | Solar Panels |  | 0.3 | 18 | 182 | 45 |  | Fixed | Roof
Solar Registration Program | NJSRRE1540103801 | Bayonne City | 7002 | 8 | 5.4 | Residential | No | Behind the Meter | United Solar LLC | PSE&G | Extension Incomplete | 2018-12-19 | 2018-12-27 | 2019-12-27 | Enphase Energy | IQ6-60-2-US | Inverters | 240 |  | 18 |  |  | 0.97 |  | Outdoor | roof
Solar Registration Program | NJSRRE1540333816 | Irvington | 7111 | 9 | 5.4 | Residential | No | Behind the Meter | Palmetto Solar | PSE&G | Accepted | 2019-02-05 | 2019-02-27 | 2020-02-27 | HANWHA | Q.Peak-64.1 | Solar Panels |  | 0.3 | 18 | 112 & 292 | 31 |  | Fixed | Roof
Solar Registration Program | NJSRRE1540333816 | Irvington | 7111 | 9 | 5.4 | Residential | No | Behind the Meter | Palmetto Solar | PSE&G | Accepted | 2019-02-05 | 2019-02-27 | 2020-02-27 | SolarEdge | SE5000H-US | Inverters | 5000 |  | 1 |  |  | 0.99 |  | Outdoor | n/a
Solar Registration Program | NJSRRE1540847016 | Brick | 8724 | 18 | 5.4 | Residential | Yes | Behind the Meter | Sunrun Installation Services, Inc. | JCP&L | Accepted | 2019-04-11 | 2019-04-12 | 2020-04-12 | LG Electronics | LG360Q1C-A5 | Solar Panels |  | 0.36 | 15 | 154 | 18 |  | Fixed | Roof
Solar Registration Program | NJSRRE1540847016 | Brick | 8724 | 18 | 5.4 | Residential | Yes | Behind the Meter | Sunrun Installation Services, Inc. | JCP&L | Accepted | 2019-04-11 | 2019-04-12 | 2020-04-12 | SMA America | SB5.0-1SP-US-40 | Inverters | 5000 |  | 1 |  |  | 0.96 |  | Outdoor | Next To Meter
Solar Registration Program | NJSRRE1540866468 | Egg Harbor Township | 8234 | 19 | 5.4 | Residential | Yes | Behind the Meter | Acos Energy, LLC | AC Electric | Accepted | 2019-04-19 | 2019-04-22 | 2020-04-22 | Trina | TSM DD05A.05II 300W | Solar Panels |  | 0.3 | 18 | 200 | 20 |  | Fixed | Roof
Solar Registration Program | NJSRRE1540866468 | Egg Harbor Township | 8234 | 19 | 5.4 | Residential | Yes | Behind the Meter | Acos Energy, LLC | AC Electric | Accepted | 2019-04-19 | 2019-04-22 | 2020-04-22 | Enphase | IQ7 | Inverters | 0.24 |  | 18 |  |  | 0.97 |  | Outside | roof
Solar Registration Program | NJSRRE1541046798 | Lawrenceville | 8648 | 12 | 5.4 | Residential | No | Behind the Meter | Green Power Energy | PSE&G | Accepted | 2019-05-28 | 2019-05-30 | 2020-05-30 | S-Energy | SN360M-10 | Solar Panels |  | 0.36 | 15 | 320 | 5 |  | Fixed | Roof
Solar Registration Program | NJSRRE1541046798 | Lawrenceville | 8648 | 12 | 5.4 | Residential | No | Behind the Meter | Green Power Energy | PSE&G | Accepted | 2019-05-28 | 2019-05-30 | 2020-05-30 | Solar Edge | SE5000H-US | Inverters | 5000 |  | 1 |  |  | 0.97 |  | Outside | next to meter
Solar Registration Program | NJSRRE1542561126 | West Deptford | 8096 | 15 | 5.4 | Residential | Yes | Behind the Meter | Bright Planet Solar | PSE&G | Accepted | 2019-10-22 | 2019-10-22 | 2020-10-22 | Hanwha Q-Cells | Q.PEAK-G4.1 300W | Solar Panels |  | 0.3 | 15 | 166 | 18 |  | Fixed | Roof
Solar Registration Program | NJSRRE1542561126 | West Deptford | 8096 | 15 | 5.4 | Residential | Yes | Behind the Meter | Bright Planet Solar | PSE&G | Accepted | 2019-10-22 | 2019-10-22 | 2020-10-22 | Solar Edge | SE5000H-USRGM | Solar Panels |  | 0.3 | 3 | 168 | 9 |  | Fixed | Roof
Solar Registration Program | NJSRRE1542561126 | West Deptford | 8096 | 15 | 5.4 | Residential | Yes | Behind the Meter | Bright Planet Solar | PSE&G | Accepted | 2019-10-22 | 2019-10-22 | 2020-10-22 | Solar Edge | SE5000H-USRGM | Inverters | 5000 |  | 1 |  |  | 0.98 |  | Outdoor | Next to meter
Solar Registration Program | NJSRRE1542907725 | Princeton Junction | 8550 | 12 | 5.4 | Residential | No | Behind the Meter | Power Home Remodeling Group | PSE&G | Accepted | 2019-11-04 | 2019-11-06 | 2020-11-06 | Hyundai | HiS-S300RG | Solar Panels |  | 0.3 | 12 | 214 | 36 |  | Fixed | Roof
Solar Registration Program | NJSRRE1542907725 | Princeton Junction | 8550 | 12 | 5.4 | Residential | No | Behind the Meter | Power Home Remodeling Group | PSE&G | Accepted | 2019-11-04 | 2019-11-06 | 2020-11-06 | Hyundai | HiS-S300RG | Solar Panels |  | 0.3 | 4 | 214 | 36 |  | Fixed | Roof
Solar Registration Program | NJSRRE1542907725 | Princeton Junction | 8550 | 12 | 5.4 | Residential | No | Behind the Meter | Power Home Remodeling Group | PSE&G | Accepted | 2019-11-04 | 2019-11-06 | 2020-11-06 | Hyundai | HiS-S300RG | Solar Panels |  | 0.3 | 2 | 124 | 43 |  | Fixed | Roof
Solar Registration Program | NJSRRE1542907725 | Princeton Junction | 8550 | 12 | 5.4 | Residential | No | Behind the Meter | Power Home Remodeling Group | PSE&G | Accepted | 2019-11-04 | 2019-11-06 | 2020-11-06 | Solar Edge | SE3800H-US | Inverters | 3800 |  | 1 |  |  | 0.99 |  | Outdoor | near meter
Solar Registration Program | NJSRRE1542907725 | Princeton Junction | 8550 | 12 | 5.4 | Residential | No | Behind the Meter | Power Home Remodeling Group | PSE&G | Accepted | 2019-11-04 | 2019-11-06 | 2020-11-06 | Solar Edge | Revenue Grade Data Ansi C12.20 | Meters |  |  | 1 |  |  |  | Yes | Outdoor
Solar Registration Program | NJSRRE1543182787 | Absecon | 8205 | 19 | 5.4 | Residential | Yes | Behind the Meter | Bright Planet Solar | AC Electric | Accepted | 2019-11-13 | 2019-11-18 | 2020-11-18 | HANWHA Q-CELLS | Q.PEAK -G4.1 300W | Solar Panels |  | 0.3 | 18 | 191 | 32 |  | Fixed | Roof
Solar Registration Program | NJSRRE1543182787 | Absecon | 8205 | 19 | 5.4 | Residential | Yes | Behind the Meter | Bright Planet Solar | AC Electric | Accepted | 2019-11-13 | 2019-11-18 | 2020-11-18 | SOLAR EGDE | SE5000H-USRGM | Inverters | 5000 |  | 1 |  |  | 0.98 |  | Outside | NEXT TO METER
Solar Registration Program | NJSRRE1543473927 | Hasbrouck Heights | 7604 | 7 | 5.4 | Residential | No | Behind the Meter | Apex Solar Power | PSE&G | Accepted | 2019-12-03 | 2019-12-05 | 2020-12-05 | SOLARIA | 360R-PD | Solar Panels |  | 0.36 | 3 | 215 | 34 |  | Fixed | Roof
Solar Registration Program | NJSRRE1543473927 | Hasbrouck Heights | 7604 | 7 | 5.4 | Residential | No | Behind the Meter | Apex Solar Power | PSE&G | Accepted | 2019-12-03 | 2019-12-05 | 2020-12-05 | SOLARIA | 360R-PD | Solar Panels |  | 0.36 | 6 | 305 | 34 |  | Fixed | Roof
Solar Registration Program | NJSRRE1543473927 | Hasbrouck Heights | 7604 | 7 | 5.4 | Residential | No | Behind the Meter | Apex Solar Power | PSE&G | Accepted | 2019-12-03 | 2019-12-05 | 2020-12-05 | SOLARIA | 360R-PD | Solar Panels |  | 0.36 | 6 | 125 | 34 |  | Fixed | Roof
Solar Registration Program | NJSRRE1543473927 | Hasbrouck Heights | 7604 | 7 | 5.4 | Residential | No | Behind the Meter | Apex Solar Power | PSE&G | Accepted | 2019-12-03 | 2019-12-05 | 2020-12-05 | SOLAREDGE | SE5000H-US | Inverters | 5 |  | 1 |  |  | 0.98 |  | Outdoor | WITH METER
Solar Registration Program | NJSRRE1541609093 | NEW MILFORD | 7646 | 7 | 5.44 | Residential | Yes | Behind the Meter | Pro Custom Solar dba Momentum Solar | PSE&G | Accepted | 2019-07-03 | 2019-07-09 | 2020-07-09 | LG ELECTRONICS | LG 340N1C-V5 | Solar Panels |  | 0.34 | 2 | 182 | 22 |  | Fixed | Roof
Solar Registration Program | NJSRRE1541609093 | NEW MILFORD | 7646 | 7 | 5.44 | Residential | Yes | Behind the Meter | Pro Custom Solar dba Momentum Solar | PSE&G | Accepted | 2019-07-03 | 2019-07-09 | 2020-07-09 | LG ELECTRONICS | LG 340N1C-V5 | Solar Panels |  | 0.34 | 6 | 91 | 20 |  | Fixed | Roof
Solar Registration Program | NJSRRE1541609093 | NEW MILFORD | 7646 | 7 | 5.44 | Residential | Yes | Behind the Meter | Pro Custom Solar dba Momentum Solar | PSE&G | Accepted | 2019-07-03 | 2019-07-09 | 2020-07-09 | LG ELECTRONICS | LG 340N1C-V5 | Solar Panels |  | 0.34 | 8 | 2 | 22 |  | Fixed | Roof
Solar Registration Program | NJSRRE1541609093 | NEW MILFORD | 7646 | 7 | 5.44 | Residential | Yes | Behind the Meter | Pro Custom Solar dba Momentum Solar | PSE&G | Accepted | 2019-07-03 | 2019-07-09 | 2020-07-09 | ENPHASE | IQ7-60-2-US | Inverters | 250 |  | 16 |  |  | 0.97 |  | Outdoor | Roof
Solar Registration Program | NJSRRE1541858644 | Haddonfield | 8033 | 14 | 5.44 | Residential | No | Behind the Meter | Green Power Energy | PSE&G | Accepted | 2019-08-19 | 2019-08-23 | 2020-08-23 | Panasonic | VBHN340SA17 | Solar Panels |  | 0.34 | 4 | 155 | 27 |  | Fixed | Roof
Solar Registration Program | NJSRRE1541858644 | Haddonfield | 8033 | 14 | 5.44 | Residential | No | Behind the Meter | Green Power Energy | PSE&G | Accepted | 2019-08-19 | 2019-08-23 | 2020-08-23 | Panasonic | VBHN340SA17 | Solar Panels |  | 0.34 | 12 | 154 | 27 |  | Fixed | Roof
Solar Registration Program | NJSRRE1541858644 | Haddonfield | 8033 | 14 | 5.44 | Residential | No | Behind the Meter | Green Power Energy | PSE&G | Accepted | 2019-08-19 | 2019-08-23 | 2020-08-23 | Solar Edge | SE5000H-US | Inverters | 5000 |  | 1 |  |  | 0.97 |  | Outside | next to meter
Solar Registration Program | NJSRRE1542540329 | BLOOMFIELD | 7003 | 9 | 5.44 | Residential | No | Behind the Meter | Infinity Solar Systems | PSE&G | Accepted | 2019-10-14 | 2019-10-16 | 2020-10-16 | LG | LG-320-N1K-V5 | Solar Panels |  | 0.32 | 17 | 215 | 30 |  | Fixed | Roof
Solar Registration Program | NJSRRE1542540329 | BLOOMFIELD | 7003 | 9 | 5.44 | Residential | No | Behind the Meter | Infinity Solar Systems | PSE&G | Accepted | 2019-10-14 | 2019-10-16 | 2020-10-16 | ENPHASE | IQ7-60-X-US | Inverters | 240 |  | 17 |  |  | 0.97 |  | Other | MICROINVERTERS
Solar Registration Program | NJSRRE1543501877 | Egg Harbor Township | 8234 | 19 | 5.44 | Residential | Yes | Behind the Meter | Castle Energy, LLC | AC Electric | Accepted | 2019-12-09 | 2019-12-11 | 2020-12-11 | Hanwha Q-Cells | Q.Peak DUO-G5 320 | Solar Panels |  | 0.32 | 11 | 197 | 25 |  | Fixed | Roof
Solar Registration Program | NJSRRE1543501877 | Egg Harbor Township | 8234 | 19 | 5.44 | Residential | Yes | Behind the Meter | Castle Energy, LLC | AC Electric | Accepted | 2019-12-09 | 2019-12-11 | 2020-12-11 | Hanwha Q-Cells | Q.Peak Duo-G5 320 | Solar Panels |  | 0.32 | 6 | 197 | 25 |  | Fixed | Roof
Solar Registration Program | NJSRRE1543501877 | Egg Harbor Township | 8234 | 19 | 5.44 | Residential | Yes | Behind the Meter | Castle Energy, LLC | AC Electric | Accepted | 2019-12-09 | 2019-12-11 | 2020-12-11 | Enphase Energy | IQ7-60-2-US | Inverters | 240 |  | 17 |  |  | 0.967 |  | Outside | on the rooftop under each solar panel
Solar Registration Program | NJSRRE1542419925 | Camden City | 8104 | 14 | 5.48 | Residential | Yes | Behind the Meter | Sunrun Installation Services, Inc. | PSE&G | Accepted | 2019-09-18 | 2019-09-23 | 2020-09-23 | LG Electronics | LG365Q1C-V5 | Solar Panels |  | 0.365 | 15 | 181 | 10 |  | Fixed | Roof
Solar Registration Program | NJSRRE1542419925 | Camden City | 8104 | 14 | 5.48 | Residential | Yes | Behind the Meter | Sunrun Installation Services, Inc. | PSE&G | Accepted | 2019-09-18 | 2019-09-23 | 2020-09-23 | Ningbo Ginlong Technologies | Solis-1P4.6K-4G-US | Inverters | 4600 |  | 1 |  |  | 0.96 |  | Outdoor | Next To Meter
Solar Registration Program | NJSRRE1540991689 | Lake Hiawatha | 7034 | 3 | 5.49 | Residential | No | Behind the Meter | Whitman Construction, LLC | JCP&L | Accepted | 2019-05-15 | 2019-05-20 | 2020-05-20 | Trina Solar | TSM-305DD05A | Solar Panels |  | 0.305 | 13 | 193 | 20 |  | Fixed | Roof
Solar Registration Program | NJSRRE1540991689 | Lake Hiawatha | 7034 | 3 | 5.49 | Residential | No | Behind the Meter | Whitman Construction, LLC | JCP&L | Accepted | 2019-05-15 | 2019-05-20 | 2020-05-20 | Trina Solar | TSM-305DD05A | Solar Panels |  | 0.305 | 5 | 193 | 15 |  | Fixed | Roof
Solar Registration Program | NJSRRE1540991689 | Lake Hiawatha | 7034 | 3 | 5.49 | Residential | No | Behind the Meter | Whitman Construction, LLC | JCP&L | Accepted | 2019-05-15 | 2019-05-20 | 2020-05-20 | Solar Edge | SE5000H-US | Inverters | 0.24 |  | 1 |  |  | 0.992 |  | Outside | roof
Solar Registration Program | NJSRRE1541058692 | Union | 7083 | 10 | 5.49 | Residential | No | Behind the Meter | Whitman Construction, LLC | PSE&G | Accepted | 2019-05-30 | 2019-06-04 | 2020-06-04 | Trina Solar | TSM-305DD05A | Solar Panels |  | 0.305 | 18 | 106 | 30 |  | Fixed | Roof
Solar Registration Program | NJSRRE1541058692 | Union | 7083 | 10 | 5.49 | Residential | No | Behind the Meter | Whitman Construction, LLC | PSE&G | Accepted | 2019-05-30 | 2019-06-04 | 2020-06-04 | Enphase Energy | IQ7-60-2-US | Inverters | 0.24 |  | 18 |  |  | 0.976 |  | Outside | roof
Solar Registration Program | NJSRRE1541453315 | Elizabeth | 7202 | 10 | 5.49 | Residential | No | Behind the Meter | Whitman Construction, LLC | PSE&G | Accepted | 2019-06-24 | 2019-06-26 | 2020-06-26 | Trina Solar | TSM-305DD05A | Solar Panels |  | 0.305 | 7 | 246 | 24 |  | Fixed | Roof
Solar Registration Program | NJSRRE1541453315 | Elizabeth | 7202 | 10 | 5.49 | Residential | No | Behind the Meter | Whitman Construction, LLC | PSE&G | Accepted | 2019-06-24 | 2019-06-26 | 2020-06-26 | Trina Solar | TSM-305DD05A | Solar Panels |  | 0.305 | 8 | 66 | 24 |  | Fixed | Roof
Solar Registration Program | NJSRRE1541453315 | Elizabeth | 7202 | 10 | 5.49 | Residential | No | Behind the Meter | Whitman Construction, LLC | PSE&G | Accepted | 2019-06-24 | 2019-06-26 | 2020-06-26 | Trina Solar | TSM-305DD05A | Solar Panels |  | 0.305 | 3 | 156 | 24 |  | Fixed | Roof
Solar Registration Program | NJSRRE1541453315 | Elizabeth | 7202 | 10 | 5.49 | Residential | No | Behind the Meter | Whitman Construction, LLC | PSE&G | Accepted | 2019-06-24 | 2019-06-26 | 2020-06-26 | Enphase Energy | IQ7-60-2-US | Inverters | 0.24 |  | 18 |  |  | 0.976 |  | Outside | roof
Solar Registration Program | NJSRRE1541500967 | Brooklawn | 8030 | 14 | 5.49 | Residential | Yes | Behind the Meter | All Season Solar | PSE&G | Accepted | 2019-06-27 | 2019-07-02 | 2020-07-02 | Trina | TSM DD05A.05II 305W MAR 2019 | Solar Panels |  | 0.305 | 5 | 74 | 42 |  | Fixed | Roof
Solar Registration Program | NJSRRE1541500967 | Brooklawn | 8030 | 14 | 5.49 | Residential | Yes | Behind the Meter | All Season Solar | PSE&G | Accepted | 2019-06-27 | 2019-07-02 | 2020-07-02 | Trina | TSM DD05A.05II 305W MAR 2019 | Solar Panels |  | 0.305 | 5 | 254 | 42 |  | Fixed | Roof
Solar Registration Program | NJSRRE1541500967 | Brooklawn | 8030 | 14 | 5.49 | Residential | Yes | Behind the Meter | All Season Solar | PSE&G | Accepted | 2019-06-27 | 2019-07-02 | 2020-07-02 | Trina | TSM DD05A.05II 305W MAR 2019 | Solar Panels |  | 0.305 | 8 | 164 | 42 |  | Fixed | Roof
Solar Registration Program | NJSRRE1541500967 | Brooklawn | 8030 | 14 | 5.49 | Residential | Yes | Behind the Meter | All Season Solar | PSE&G | Accepted | 2019-06-27 | 2019-07-02 | 2020-07-02 | Enphase | IQ7 | Inverters | 240 |  | 18 |  |  | 0.97 |  | Outdoor | Under Module
Solar Registration Program | NJSRRE1541696175 | Hightstown | 8520 | 12 | 5.49 | Residential | Yes | Behind the Meter | All Season Solar | JCP&L | Accepted | 2019-07-23 | 2019-07-25 | 2020-07-25 | Trina | TSM DD05A.05II 305W MAR 2019 | Solar Panels |  | 0.305 | 18 | 197 | 23 |  | Fixed | Roof
Solar Registration Program | NJSRRE1541696175 | Hightstown | 8520 | 12 | 5.49 | Residential | Yes | Behind the Meter | All Season Solar | JCP&L | Accepted | 2019-07-23 | 2019-07-25 | 2020-07-25 | Enphase | IQ7 | Inverters | 240 |  | 18 |  |  | 0.97 |  | Outdoor | Under Module
Solar Registration Program | NJSRRE1541804129 | Bridgeton | 8302 | 20 | 5.49 | Residential | Yes | Behind the Meter | Sun Up Zero Down | AC Electric | Accepted | 2019-08-08 | 2019-08-23 | 2020-08-23 | Trina | TSM-305 DD05A.05 (II) | Solar Panels |  | 0.305 | 18 | 109 | 34 |  | Fixed | Roof
Solar Registration Program | NJSRRE1541804129 | Bridgeton | 8302 | 20 | 5.49 | Residential | Yes | Behind the Meter | Sun Up Zero Down | AC Electric | Accepted | 2019-08-08 | 2019-08-23 | 2020-08-23 | Enphase | IQ7-60-2-US | Inverters | 305 |  | 18 |  |  | 0.976 |  | Other | outside wall
Solar Registration Program | NJSRRE1541841295 | Roselle | 7203 | 10 | 5.49 | Residential | No | Behind the Meter | Whitman Construction, LLC | PSE&G | Accepted | 2019-08-15 | 2019-08-23 | 2020-08-23 | Trina Solar | TSM-305DD05A | Solar Panels |  | 0.305 | 18 | 156 | 25 |  | Fixed | Roof
Solar Registration Program | NJSRRE1541841295 | Roselle | 7203 | 10 | 5.49 | Residential | No | Behind the Meter | Whitman Construction, LLC | PSE&G | Accepted | 2019-08-15 | 2019-08-23 | 2020-08-23 | Enphase Energy | IQ7-60-2-US | Inverters | 0.24 |  | 18 |  |  | 0.976 |  | Outside | roof
Solar Registration Program | NJSRRE1541884002 | Newfield | 8344 | 15 | 5.49 | Residential | Yes | Behind the Meter | 1st Light Energy Inc | Vineland Muni Electric | Accepted | 2019-08-26 | 2019-08-28 | 2020-08-28 | Longi | LR6-60PB-305M | Solar Panels |  | 0.305 | 6 | 135 | 27 |  | Fixed | Roof
Solar Registration Program | NJSRRE1541884002 | Newfield | 8344 | 15 | 5.49 | Residential | Yes | Behind the Meter | 1st Light Energy Inc | Vineland Muni Electric | Accepted | 2019-08-26 | 2019-08-28 | 2020-08-28 | Longi | LR6-60PB-305M | Solar Panels |  | 0.305 | 12 | 227 | 27 |  | Fixed | Roof
Solar Registration Program | NJSRRE1541884002 | Newfield | 8344 | 15 | 5.49 | Residential | Yes | Behind the Meter | 1st Light Energy Inc | Vineland Muni Electric | Accepted | 2019-08-26 | 2019-08-28 | 2020-08-28 | Solaredge | SE5000A-US | Inverters | 5000 |  | 1 |  |  | 0.98 |  | Outside | within 10 feet of meter
Solar Registration Program | NJSRRE1542377457 | Berlin | 8009 | 14 | 5.49 | Residential | Yes | Behind the Meter | 1st Light Energy Inc | AC Electric | Accepted | 2019-09-10 | 2019-09-25 | 2020-09-25 | Trina | TSM-305DD05A.05 | Solar Panels |  | 0.305 | 10 | 147 | 18 |  | Fixed | Roof
Solar Registration Program | NJSRRE1542377457 | Berlin | 8009 | 14 | 5.49 | Residential | Yes | Behind the Meter | 1st Light Energy Inc | AC Electric | Accepted | 2019-09-10 | 2019-09-25 | 2020-09-25 | Trina | TSM-305DD05A.05 | Solar Panels |  | 0.305 | 8 | 147 | 9 |  | Fixed | Roof
Solar Registration Program | NJSRRE1542377457 | Berlin | 8009 | 14 | 5.49 | Residential | Yes | Behind the Meter | 1st Light Energy Inc | AC Electric | Accepted | 2019-09-10 | 2019-09-25 | 2020-09-25 | SMA | SB 5.0-US | Inverters | 5000 |  | 1 |  |  | 0.98 |  | Outside | within 10 feet of meter
Solar Registration Program | NJSRRE1542448045 | NEWARK | 7112 | 9 | 5.49 | Residential | No | Behind the Meter | Infinity Solar Systems | PSE&G | Accepted | 2019-09-27 | 2019-10-01 | 2020-10-01 | TRINA | TSM-305DD05A.05 | Solar Panels |  | 0.305 | 6 | 111 | 5 |  | Fixed | Roof
Solar Registration Program | NJSRRE1542448045 | NEWARK | 7112 | 9 | 5.49 | Residential | No | Behind the Meter | Infinity Solar Systems | PSE&G | Accepted | 2019-09-27 | 2019-10-01 | 2020-10-01 | TRINA | TSM-305DD05A.05 | Solar Panels |  | 0.305 | 10 | 111 | 15 |  | Fixed | Roof
Solar Registration Program | NJSRRE1542448045 | NEWARK | 7112 | 9 | 5.49 | Residential | No | Behind the Meter | Infinity Solar Systems | PSE&G | Accepted | 2019-09-27 | 2019-10-01 | 2020-10-01 | TRINA | TSM-305DD05A.05 | Solar Panels |  | 0.305 | 2 | 201 | 26 |  | Fixed | Roof
Solar Registration Program | NJSRRE1542448045 | NEWARK | 7112 | 9 | 5.49 | Residential | No | Behind the Meter | Infinity Solar Systems | PSE&G | Accepted | 2019-09-27 | 2019-10-01 | 2020-10-01 | ENPHASE | IQ7-60-X-US | Inverters | 240 |  | 18 |  |  | 0.97 |  | Other | MICROINVERTERS
Solar Registration Program | NJSRRE1542515447 | Little Egg Harbor Township | 8087 | 18 | 5.49 | Residential | No | Behind the Meter | Whitman Construction, LLC | AC Electric | Accepted | 2019-10-15 | 2019-10-15 | 2020-10-15 | Trina Solar | TSM-305DD05A | Solar Panels |  | 0.305 | 12 | 205 | 20 |  | Fixed | Roof
Solar Registration Program | NJSRRE1542515447 | Little Egg Harbor Township | 8087 | 18 | 5.49 | Residential | No | Behind the Meter | Whitman Construction, LLC | AC Electric | Accepted | 2019-10-15 | 2019-10-15 | 2020-10-15 | Trina Solar | TSM-305DD05A | Solar Panels |  | 0.305 | 6 | 116 | 20 |  | Fixed | Roof
Solar Registration Program | NJSRRE1542515447 | Little Egg Harbor Township | 8087 | 18 | 5.49 | Residential | No | Behind the Meter | Whitman Construction, LLC | AC Electric | Accepted | 2019-10-15 | 2019-10-15 | 2020-10-15 | Enphase Energy | IQ7-60-2-US | Inverters | 0.24 |  | 18 |  |  | 0.976 |  | Outside | roof
Solar Registration Program | NJSRRE1543426724 | River Edge | 7661 | 7 | 5.49 | Residential | Yes | Behind the Meter | Complete Solar | PSE&G | Accepted | 2019-11-25 | 2019-11-25 | 2020-11-25 | LONGI | LR6-60PB-305 RGM | Solar Panels |  | 0.305 | 18 | 242.5 | 30 |  | Fixed | Roof
Solar Registration Program | NJSRRE1543426724 | River Edge | 7661 | 7 | 5.49 | Residential | Yes | Behind the Meter | Complete Solar | PSE&G | Accepted | 2019-11-25 | 2019-11-25 | 2020-11-25 | SOLAREDGE | SE5000H | Inverters | 5000 |  | 1 |  |  | 0.97 |  | Other | BY MSP
Solar Registration Program | NJSRRE1543563315 | Mantua | 8051 | 15 | 5.49 | Residential | No | Behind the Meter | Bright Planet Solar | AC Electric | Accepted | 2019-12-17 | 2019-12-20 | 2020-12-20 | TRINA SOLAR | TSM-DD05A318(II) 305W | Solar Panels |  | 0.305 | 18 | 155 | 27 |  | Fixed | Roof
Solar Registration Program | NJSRRE1543563315 | Mantua | 8051 | 15 | 5.49 | Residential | No | Behind the Meter | Bright Planet Solar | AC Electric | Accepted | 2019-12-17 | 2019-12-20 | 2020-12-20 | SOLAR EDGE | SE5000H-USRGM | Inverters | 5000 |  | 1 |  |  | 0.98 |  | Outdoor | OUTDOOR
Solar Registration Program | NJSRRE1539868755 | Barnegat | 8005 | 18 | 5.51 | Residential | Yes | Behind the Meter | Sunrun Installation Services, Inc. | JCP&L | Accepted | 2018-12-01 | 2019-04-30 | 2020-04-30 | REC Solar | REC290TP2 BLK | Solar Panels |  | 0.29 | 7 | 24 | 27 |  | Fixed | Roof
Solar Registration Program | NJSRRE1539868755 | Barnegat | 8005 | 18 | 5.51 | Residential | Yes | Behind the Meter | Sunrun Installation Services, Inc. | JCP&L | Accepted | 2018-12-01 | 2019-04-30 | 2020-04-30 | REC Solar | REC290TP2 BLK | Solar Panels |  | 0.29 | 4 | 113 | 34 |  | Fixed | Roof
Solar Registration Program | NJSRRE1539868755 | Barnegat | 8005 | 18 | 5.51 | Residential | Yes | Behind the Meter | Sunrun Installation Services, Inc. | JCP&L | Accepted | 2018-12-01 | 2019-04-30 | 2020-04-30 | REC Solar | REC290TP2 BLK | Solar Panels |  | 0.29 | 8 | 202 | 27 |  | Fixed | Roof
Solar Registration Program | NJSRRE1539868755 | Barnegat | 8005 | 18 | 5.51 | Residential | Yes | Behind the Meter | Sunrun Installation Services, Inc. | JCP&L | Accepted | 2018-12-01 | 2019-04-30 | 2020-04-30 | SolarEdge Technologies | SE5000H-USRGM | Inverters | 5000 |  | 1 |  |  | 0.96 |  | Outdoor | Next To Meter
Solar Registration Program | NJSRRE1540305262 | Marlboro | 7746 | 17 | 5.51 | Residential | No | Behind the Meter | Sunrun Installation Services, Inc. | JCP&L | Accepted | 2019-01-31 | 2019-02-01 | 2020-02-01 | REC Solar | REC290TP2 BLK | Solar Panels |  | 0.29 | 19 | 181 | 30 |  | Fixed | Roof
Solar Registration Program | NJSRRE1540305262 | Marlboro | 7746 | 17 | 5.51 | Residential | No | Behind the Meter | Sunrun Installation Services, Inc. | JCP&L | Accepted | 2019-01-31 | 2019-02-01 | 2020-02-01 | SMA America | SB5.0-1SP-US-40 | Inverters | 5000 |  | 1 |  |  | 0.96 |  | Outdoor | Next To Meter
Solar Registration Program | NJSRRE1540407278 | Jamesburg | 8831 | 11 | 5.51 | Residential | No | Behind the Meter | Sunrun Installation Services, Inc. | JCP&L | Accepted | 2019-02-28 | 2019-03-01 | 2020-03-01 | REC Solar | REC290TP2 BLK | Solar Panels |  | 0.29 | 19 | 267 | 27 |  | Fixed | Roof
Solar Registration Program | NJSRRE1540407278 | Jamesburg | 8831 | 11 | 5.51 | Residential | No | Behind the Meter | Sunrun Installation Services, Inc. | JCP&L | Accepted | 2019-02-28 | 2019-03-01 | 2020-03-01 | SMA America | SB5.0-1SP-US-40 | Inverters | 5000 |  | 1 |  |  | 0.96 |  | Outdoor | Next To Meter
Solar Registration Program | NJSRRE1540758968 | Villas | 8251 | 21 | 5.51 | Residential | Yes | Behind the Meter | Code Green Solar, LLC | AC Electric | Accepted | 2019-04-01 | 2019-04-15 | 2020-04-15 | Hanwha Q-Cells | Q.Peak BLK-G4.1 290 | Solar Panels |  | 0.29 | 13 | 198 | 30 |  | Fixed | Roof
Solar Registration Program | NJSRRE1540758968 | Villas | 8251 | 21 | 5.51 | Residential | Yes | Behind the Meter | Code Green Solar, LLC | AC Electric | Accepted | 2019-04-01 | 2019-04-15 | 2020-04-15 | Hanwha Q-Cells | Q.Peak BLK-G.1 290 | Solar Panels |  | 0.29 | 6 | 18 | 30 |  | Fixed | Roof
Solar Registration Program | NJSRRE1540758968 | Villas | 8251 | 21 | 5.51 | Residential | Yes | Behind the Meter | Code Green Solar, LLC | AC Electric | Accepted | 2019-04-01 | 2019-04-15 | 2020-04-15 | EnphaseEnergy | M250-60-2LL-S22 | Inverters | 0.25 |  | 19 |  |  | 0.985 |  | Outdoor | outside
Solar Registration Program | NJSRRE1540820396 | Clifton | 7011 | 6 | 5.51 | Residential | No | Behind the Meter | Sunrun Installation Services, Inc. | PSE&G | Accepted | 2019-04-04 | 2019-04-05 | 2020-04-05 | REC Solar | REC290TP2 BLK | Solar Panels |  | 0.29 | 19 | 151 | 23 |  | Fixed | Roof
Solar Registration Program | NJSRRE1540820396 | Clifton | 7011 | 6 | 5.51 | Residential | No | Behind the Meter | Sunrun Installation Services, Inc. | PSE&G | Accepted | 2019-04-04 | 2019-04-05 | 2020-04-05 | SMA America | SB 5.0-1SP-US-40 | Inverters | 5000 |  | 1 |  |  | 0.96 |  | Outdoor | Near Main Panel
Solar Registration Program | NJSRRE1540905004 | Plainfield City | 7063 | 10 | 5.51 | Residential | Yes | Behind the Meter | Sunrun Installation Services, Inc. | PSE&G | Accepted | 2019-04-29 | 2019-05-02 | 2020-05-02 | REC Solar | REC290TP2 BLK | Solar Panels |  | 0.29 | 9 | 230 | 34 |  | Fixed | Roof
Solar Registration Program | NJSRRE1540905004 | Plainfield City | 7063 | 10 | 5.51 | Residential | Yes | Behind the Meter | Sunrun Installation Services, Inc. | PSE&G | Accepted | 2019-04-29 | 2019-05-02 | 2020-05-02 | REC Solar | REC290TP2 BLK | Solar Panels |  | 0.29 | 10 | 50 | 34 |  | Fixed | Roof
Solar Registration Program | NJSRRE1540905004 | Plainfield City | 7063 | 10 | 5.51 | Residential | Yes | Behind the Meter | Sunrun Installation Services, Inc. | PSE&G | Accepted | 2019-04-29 | 2019-05-02 | 2020-05-02 | SMA America | SB5.0-1SP-US-40 | Inverters | 5000 |  | 1 |  |  | 0.96 |  | Outdoor | Next To Meter
Solar Registration Program | NJSRRE1540912983 | Nutley Town | 7110 | 9 | 5.51 | Residential | No | Behind the Meter | Sunrun Installation Services, Inc. | PSE&G | Accepted | 2019-05-01 | 2019-05-03 | 2020-05-03 | REC Solar | REC290TP2 BLK | Solar Panels |  | 0.29 | 14 | 200 | 34 |  | Fixed | Roof
Solar Registration Program | NJSRRE1540912983 | Nutley Town | 7110 | 9 | 5.51 | Residential | No | Behind the Meter | Sunrun Installation Services, Inc. | PSE&G | Accepted | 2019-05-01 | 2019-05-03 | 2020-05-03 | REC Solar | REC290TP2 BLK | Solar Panels |  | 0.29 | 5 | 203 | 10 |  | Fixed | Roof
Solar Registration Program | NJSRRE1540912983 | Nutley Town | 7110 | 9 | 5.51 | Residential | No | Behind the Meter | Sunrun Installation Services, Inc. | PSE&G | Accepted | 2019-05-01 | 2019-05-03 | 2020-05-03 | SolarEdge Technologies | SE5000H-USRGM | Inverters | 5000 |  | 1 |  |  | 0.96 |  | Outdoor | Next To Meter
Solar Registration Program | NJSRRE1540964689 | Nutley Town | 7110 | 9 | 5.51 | Residential | Yes | Behind the Meter | Sunrun Installation Services, Inc. | PSE&G | Accepted | 2019-05-07 | 2019-05-10 | 2020-05-10 | REC Solar | REC290TP2 BLK | Solar Panels |  | 0.29 | 6 | 28 | 37 |  | Fixed | Roof
Solar Registration Program | NJSRRE1540964689 | Nutley Town | 7110 | 9 | 5.51 | Residential | Yes | Behind the Meter | Sunrun Installation Services, Inc. | PSE&G | Accepted | 2019-05-07 | 2019-05-10 | 2020-05-10 | REC Solar | REC290TP2 BLK | Solar Panels |  | 0.29 | 8 | 208 | 37 |  | Fixed | Roof
Solar Registration Program | NJSRRE1540964689 | Nutley Town | 7110 | 9 | 5.51 | Residential | Yes | Behind the Meter | Sunrun Installation Services, Inc. | PSE&G | Accepted | 2019-05-07 | 2019-05-10 | 2020-05-10 | REC Solar | REC290TP2 BLK | Solar Panels |  | 0.29 | 5 | 208 | 18 |  | Fixed | Roof
Solar Registration Program | NJSRRE1540964689 | Nutley Town | 7110 | 9 | 5.51 | Residential | Yes | Behind the Meter | Sunrun Installation Services, Inc. | PSE&G | Accepted | 2019-05-07 | 2019-05-10 | 2020-05-10 | SolarEdge Technologies | SE5000H-USRGM | Inverters | 5000 |  | 1 |  |  | 0.96 |  | Outdoor | Next To Meter
Solar Registration Program | NJSRRE1541064420 | Paterson City | 7522 | 6 | 5.51 | Residential | Yes | Behind the Meter | Sunrun Installation Services, Inc. | PSE&G | Accepted | 2019-05-31 | 2019-06-05 | 2020-06-05 | REC Solar | REC290TP2 BLK | Solar Panels |  | 0.29 | 19 | 138 | 9 |  | Fixed | Roof
Solar Registration Program | NJSRRE1541064420 | Paterson City | 7522 | 6 | 5.51 | Residential | Yes | Behind the Meter | Sunrun Installation Services, Inc. | PSE&G | Accepted | 2019-05-31 | 2019-06-05 | 2020-06-05 | Ningbo Ginlong Technologies | Solis-1P4.6K-4G-US | Inverters | 4600 |  | 1 |  |  | 0.96 |  | Outdoor | Next To Meter
Solar Registration Program | NJSRRE1541069237 | Nutley | 7110 | 9 | 5.51 | Residential | Yes | Behind the Meter | Sunrun Installation Services, Inc. | PSE&G | Accepted | 2019-06-03 | 2019-06-06 | 2020-06-06 | REC Solar | REC290TP2 BLK | Solar Panels |  | 0.29 | 19 | 270 | 34 |  | Fixed | Roof
Solar Registration Program | NJSRRE1541069237 | Nutley | 7110 | 9 | 5.51 | Residential | Yes | Behind the Meter | Sunrun Installation Services, Inc. | PSE&G | Accepted | 2019-06-03 | 2019-06-06 | 2020-06-06 | Ningbo Ginlong Technologies | Solis-1P4.6K-4G-US | Inverters | 4600 |  | 1 |  |  | 0.96 |  | Outdoor | Next To Meter
Solar Registration Program | NJSRRE1541334183 | Carteret | 7008 | 11 | 5.51 | Residential | Yes | Behind the Meter | Sunrun Installation Services, Inc. | PSE&G | Accepted | 2019-06-13 | 2019-06-18 | 2020-06-18 | REC Solar | REC290TP2 BLK | Solar Panels |  | 0.29 | 5 | 92 | 23 |  | Fixed | Roof
Solar Registration Program | NJSRRE1541334183 | Carteret | 7008 | 11 | 5.51 | Residential | Yes | Behind the Meter | Sunrun Installation Services, Inc. | PSE&G | Accepted | 2019-06-13 | 2019-06-18 | 2020-06-18 | REC Solar | REC290TP2 BLK | Solar Panels |  | 0.29 | 14 | 272 | 23 |  | Fixed | Roof
Solar Registration Program | NJSRRE1541334183 | Carteret | 7008 | 11 | 5.51 | Residential | Yes | Behind the Meter | Sunrun Installation Services, Inc. | PSE&G | Accepted | 2019-06-13 | 2019-06-18 | 2020-06-18 | Ningbo Ginlong Technologies | Solis-1P6K-4G-US | Inverters | 6000 |  | 1 |  |  | 0.96 |  | Outdoor | Next To Meter
Solar Registration Program | NJSRRE1541629657 | Mount Laurel Township | 8054 | 13 | 5.51 | Residential | Yes | Behind the Meter | Sunrun Installation Services, Inc. | PSE&G | Accepted | 2019-07-10 | 2019-07-15 | 2020-07-15 | REC Solar | REC290TP2 BLK | Solar Panels |  | 0.29 | 19 | 214 | 33 |  | Fixed | Roof
Solar Registration Program | NJSRRE1541629657 | Mount Laurel Township | 8054 | 13 | 5.51 | Residential | Yes | Behind the Meter | Sunrun Installation Services, Inc. | PSE&G | Accepted | 2019-07-10 | 2019-07-15 | 2020-07-15 | Ningbo Ginlong Technologies | Solis-1P4.6K-4G-US | Inverters | 4600 |  | 1 |  |  | 0.96 |  | Outdoor | Next To Meter
Solar Registration Program | NJSRRE1541686397 | Woodbridge Township | 8863 | 11 | 5.51 | Residential | No | Behind the Meter | Sunrun Installation Services, Inc. | PSE&G | Accepted | 2019-07-18 | 2019-07-23 | 2020-07-23 | REC Solar | REC290TP2 BLK | Solar Panels |  | 0.29 | 9 | 186 | 37 |  | Fixed | Roof
Solar Registration Program | NJSRRE1541686397 | Woodbridge Township | 8863 | 11 | 5.51 | Residential | No | Behind the Meter | Sunrun Installation Services, Inc. | PSE&G | Accepted | 2019-07-18 | 2019-07-23 | 2020-07-23 | REC Solar | REC290TP2 BLK | Solar Panels |  | 0.29 | 10 | 186 | 23 |  | Fixed | Roof
Solar Registration Program | NJSRRE1541686397 | Woodbridge Township | 8863 | 11 | 5.51 | Residential | No | Behind the Meter | Sunrun Installation Services, Inc. | PSE&G | Accepted | 2019-07-18 | 2019-07-23 | 2020-07-23 | Ningbo Ginlong Technologies | Solis-1P4.6K-4G-US | Inverters | 4600 |  | 1 |  |  | 0.96 |  | Outdoor | Next To Meter
Solar Registration Program | NJSRRE1541711898 | Woodbridge Township | 7067 | 10 | 5.51 | Residential | No | Behind the Meter | Sunrun Installation Services, Inc. | PSE&G | Accepted | 2019-07-27 | 2019-07-31 | 2020-07-31 | REC Solar | REC290TP2 BLK | Solar Panels |  | 0.29 | 19 | 178 | 39 |  | Fixed | Roof
Solar Registration Program | NJSRRE1541711898 | Woodbridge Township | 7067 | 10 | 5.51 | Residential | No | Behind the Meter | Sunrun Installation Services, Inc. | PSE&G | Accepted | 2019-07-27 | 2019-07-31 | 2020-07-31 | Ningbo Ginlong Technologies | Solis-1P4.6K-4G-US | Inverters | 4600 |  | 1 |  |  | 0.96 |  | Outdoor | Next To Meter
Solar Registration Program | NJSRRE1541804506 | Rockaway | 7866 | 3 | 5.51 | Residential | Yes | Behind the Meter | Sunrun Installation Services, Inc. | JCP&L | Accepted | 2019-08-08 | 2019-08-23 | 2020-08-23 | REC Solar | REC290TP2 BLK | Solar Panels |  | 0.29 | 3 | 317 | 34 |  | Fixed | Roof
Solar Registration Program | NJSRRE1541804506 | Rockaway | 7866 | 3 | 5.51 | Residential | Yes | Behind the Meter | Sunrun Installation Services, Inc. | JCP&L | Accepted | 2019-08-08 | 2019-08-23 | 2020-08-23 | REC Solar | REC290TP2 BLK | Solar Panels |  | 0.29 | 16 | 137 | 34 |  | Fixed | Roof
Solar Registration Program | NJSRRE1541804506 | Rockaway | 7866 | 3 | 5.51 | Residential | Yes | Behind the Meter | Sunrun Installation Services, Inc. | JCP&L | Accepted | 2019-08-08 | 2019-08-23 | 2020-08-23 | SolarEdge Technologies | SE5000H-USRGM | Inverters | 5000 |  | 1 |  |  | 0.96 |  | Outdoor | Next To Meter
Solar Registration Program | NJSRRE1541851037 | Marmora | 8223 | 21 | 5.51 | Residential | Yes | Behind the Meter | Sunrun Installation Services, Inc. | AC Electric | Accepted | 2019-08-16 | 2019-08-23 | 2020-08-23 | REC Solar | REC290TP2 BLK | Solar Panels |  | 0.29 | 19 | 311 | 27 |  | Fixed | Roof
Solar Registration Program | NJSRRE1541851037 | Marmora | 8223 | 21 | 5.51 | Residential | Yes | Behind the Meter | Sunrun Installation Services, Inc. | AC Electric | Accepted | 2019-08-16 | 2019-08-23 | 2020-08-23 | Ningbo Ginlong Technologies | Solis-1P4.6K-4G-US | Inverters | 4600 |  | 1 |  |  | 0.96 |  | Outdoor | Next To Meter
Solar Registration Program | NJSRRE1541858727 | North Plainfield | 7060 | 10 | 5.51 | Residential | Yes | Behind the Meter | Sunrun Installation Services, Inc. | PSE&G | Accepted | 2019-08-19 | 2019-08-23 | 2020-08-23 | REC Solar | REC290TP2 BLK | Solar Panels |  | 0.29 | 8 | 132 | 40 |  | Fixed | Roof
Solar Registration Program | NJSRRE1541858727 | North Plainfield | 7060 | 10 | 5.51 | Residential | Yes | Behind the Meter | Sunrun Installation Services, Inc. | PSE&G | Accepted | 2019-08-19 | 2019-08-23 | 2020-08-23 | REC Solar | REC290TP2 BLK | Solar Panels |  | 0.29 | 11 | 222 | 34 |  | Fixed | Roof
Solar Registration Program | NJSRRE1541858727 | North Plainfield | 7060 | 10 | 5.51 | Residential | Yes | Behind the Meter | Sunrun Installation Services, Inc. | PSE&G | Accepted | 2019-08-19 | 2019-08-23 | 2020-08-23 | Ningbo Ginlong Technologies | Solis-1P4.6K-4G-US | Inverters | 4600 |  | 1 |  |  | 0.96 |  | Outdoor | Next To Meter
Solar Registration Program | NJSRRE1541863013 | Bergenfield | 7621 | 7 | 5.51 | Residential | Yes | Behind the Meter | Sunrun Installation Services, Inc. | PSE&G | Accepted | 2019-08-20 | 2019-08-26 | 2020-08-26 | REC Solar | REC290TP2 BLK | Solar Panels |  | 0.29 | 3 | 356 | 27 |  | Fixed | Roof
Solar Registration Program | NJSRRE1541863013 | Bergenfield | 7621 | 7 | 5.51 | Residential | Yes | Behind the Meter | Sunrun Installation Services, Inc. | PSE&G | Accepted | 2019-08-20 | 2019-08-26 | 2020-08-26 | REC Solar | REC290TP2 BLK | Solar Panels |  | 0.29 | 16 | 177 | 27 |  | Fixed | Roof
Solar Registration Program | NJSRRE1541863013 | Bergenfield | 7621 | 7 | 5.51 | Residential | Yes | Behind the Meter | Sunrun Installation Services, Inc. | PSE&G | Accepted | 2019-08-20 | 2019-08-26 | 2020-08-26 | SolarEdge Technologies | SE5000H-USRGM | Inverters | 5000 |  | 1 |  |  | 0.96 |  | Outdoor | Next To Meter
Solar Registration Program | NJSRRE1541880947 | West Milford | 7421 | 6 | 5.51 | Residential | Yes | Behind the Meter | Sunrun Installation Services, Inc. | Orange Rockland Electric | Accepted | 2019-08-23 | 2019-08-28 | 2020-08-28 | REC Solar | REC290TP2 BLK | Solar Panels |  | 0.29 | 7 | 105 | 18 |  | Fixed | Roof
Solar Registration Program | NJSRRE1541880947 | West Milford | 7421 | 6 | 5.51 | Residential | Yes | Behind the Meter | Sunrun Installation Services, Inc. | Orange Rockland Electric | Accepted | 2019-08-23 | 2019-08-28 | 2020-08-28 | REC Solar | REC290TP2 BLK | Solar Panels |  | 0.29 | 12 | 285 | 18 |  | Fixed | Roof
Solar Registration Program | NJSRRE1541880947 | West Milford | 7421 | 6 | 5.51 | Residential | Yes | Behind the Meter | Sunrun Installation Services, Inc. | Orange Rockland Electric | Accepted | 2019-08-23 | 2019-08-28 | 2020-08-28 | Ningbo Ginlong Technologies | Solis-1P4.6K-4G-US | Inverters | 4600 |  | 1 |  |  | 0.96 |  | Outdoor | Next To Meter
Solar Registration Program | NJSRRE1541884636 | Bargaintown | 8234 | 19 | 5.51 | Residential | Yes | Behind the Meter | Sunrun Installation Services, Inc. | AC Electric | Accepted | 2019-08-26 | 2019-08-29 | 2020-08-29 | REC Solar | REC290TP2 BLK | Solar Panels |  | 0.29 | 19 | 111 | 27 |  | Fixed | Roof
Solar Registration Program | NJSRRE1541884636 | Bargaintown | 8234 | 19 | 5.51 | Residential | Yes | Behind the Meter | Sunrun Installation Services, Inc. | AC Electric | Accepted | 2019-08-26 | 2019-08-29 | 2020-08-29 | Ningbo Ginlong Technologies | Solis-1P4.6K-4G-US | Inverters | 4600 |  | 1 |  |  | 0.96 |  | Outdoor | Next To Meter
Solar Registration Program | NJSRRE1541888104 | Hillside Twp | 7205 | 10 | 5.51 | Residential | No | Behind the Meter | Sunrun Installation Services, Inc. | PSE&G | Accepted | 2019-08-27 | 2019-08-29 | 2020-08-29 | REC Solar | REC290TP2 BLK | Solar Panels |  | 0.29 | 19 | 121 | 23 |  | Fixed | Roof
Solar Registration Program | NJSRRE1541888104 | Hillside Twp | 7205 | 10 | 5.51 | Residential | No | Behind the Meter | Sunrun Installation Services, Inc. | PSE&G | Accepted | 2019-08-27 | 2019-08-29 | 2020-08-29 | Ningbo Ginlong Technologies | Solis-1P4.6K-4G-US | Inverters | 4600 |  | 1 |  |  | 0.96 |  | Outdoor | Next To Meter
Solar Registration Program | NJSRRE1542248609 | Millville | 8332 | 20 | 5.51 | Residential | Yes | Behind the Meter | Sunrun Installation Services, Inc. | AC Electric | Accepted | 2019-09-05 | 2019-09-10 | 2020-09-10 | REC Solar | REC290TP2 BLK | Solar Panels |  | 0.29 | 8 | 179 | 23 |  | Fixed | Roof
Solar Registration Program | NJSRRE1542248609 | Millville | 8332 | 20 | 5.51 | Residential | Yes | Behind the Meter | Sunrun Installation Services, Inc. | AC Electric | Accepted | 2019-09-05 | 2019-09-10 | 2020-09-10 | REC Solar | REC290TP2 BLK | Solar Panels |  | 0.29 | 4 | 90 | 45 |  | Fixed | Roof
Solar Registration Program | NJSRRE1542248609 | Millville | 8332 | 20 | 5.51 | Residential | Yes | Behind the Meter | Sunrun Installation Services, Inc. | AC Electric | Accepted | 2019-09-05 | 2019-09-10 | 2020-09-10 | REC Solar | REC290TP2 BLK | Solar Panels |  | 0.29 | 7 | 359 | 23 |  | Fixed | Roof
Solar Registration Program | NJSRRE1542248609 | Millville | 8332 | 20 | 5.51 | Residential | Yes | Behind the Meter | Sunrun Installation Services, Inc. | AC Electric | Accepted | 2019-09-05 | 2019-09-10 | 2020-09-10 | SolarEdge Technologies | SE5000H-USRGM | Inverters | 5000 |  | 1 |  |  | 0.96 |  | Outdoor | Next To Meter
Solar Registration Program | NJSRRE1542373109 | Montclair | 7042 | 9 | 5.51 | Residential | Yes | Behind the Meter | Sunrun Installation Services, Inc. | PSE&G | Accepted | 2019-09-09 | 2019-09-11 | 2020-09-11 | REC Solar | REC290TP2 BLK | Solar Panels |  | 0.29 | 7 | 28 | 40 |  | Fixed | Roof
Solar Registration Program | NJSRRE1542373109 | Montclair | 7042 | 9 | 5.51 | Residential | Yes | Behind the Meter | Sunrun Installation Services, Inc. | PSE&G | Accepted | 2019-09-09 | 2019-09-11 | 2020-09-11 | REC Solar | REC290TP2 BLK | Solar Panels |  | 0.29 | 8 | 208 | 40 |  | Fixed | Roof
Solar Registration Program | NJSRRE1542373109 | Montclair | 7042 | 9 | 5.51 | Residential | Yes | Behind the Meter | Sunrun Installation Services, Inc. | PSE&G | Accepted | 2019-09-09 | 2019-09-11 | 2020-09-11 | REC Solar | REC290TP2 BLK | Solar Panels |  | 0.29 | 4 | 208 | 16 |  | Fixed | Roof
Solar Registration Program | NJSRRE1542373109 | Montclair | 7042 | 9 | 5.51 | Residential | Yes | Behind the Meter | Sunrun Installation Services, Inc. | PSE&G | Accepted | 2019-09-09 | 2019-09-11 | 2020-09-11 | SolarEdge Technologies | SE5000H-USRGM | Inverters | 5000 |  | 1 |  |  | 0.96 |  | Outdoor | Next To Meter
Solar Registration Program | NJSRRE1542431565 | Dumont | 7628 | 7 | 5.51 | Residential | Yes | Behind the Meter | Sunrun Installation Services, Inc. | PSE&G | Accepted | 2019-09-24 | 2019-09-26 | 2020-09-26 | REC Solar | REC290TP2 BLK | Solar Panels |  | 0.29 | 13 | 177 | 40 |  | Fixed | Roof
Solar Registration Program | NJSRRE1542431565 | Dumont | 7628 | 7 | 5.51 | Residential | Yes | Behind the Meter | Sunrun Installation Services, Inc. | PSE&G | Accepted | 2019-09-24 | 2019-09-26 | 2020-09-26 | REC Solar | REC290TP2 BLK | Solar Panels |  | 0.29 | 6 | 177 | 14 |  | Fixed | Roof
Solar Registration Program | NJSRRE1542431565 | Dumont | 7628 | 7 | 5.51 | Residential | Yes | Behind the Meter | Sunrun Installation Services, Inc. | PSE&G | Accepted | 2019-09-24 | 2019-09-26 | 2020-09-26 | Ningbo Ginlong Technologies | Solis-1P4.6K-4G-US | Inverters | 4600 |  | 1 |  |  | 0.96 |  | Outdoor | Next To Meter
Solar Registration Program | NJSRRE1542431667 | Newark | 7103 | 9 | 5.51 | Residential | Yes | Behind the Meter | Sunrun Installation Services, Inc. | PSE&G | Accepted | 2019-09-24 | 2019-09-26 | 2020-09-26 | REC Solar | REC290TP2 BLK | Solar Panels |  | 0.29 | 19 | 196 | 23 |  | Fixed | Roof
Solar Registration Program | NJSRRE1542431667 | Newark | 7103 | 9 | 5.51 | Residential | Yes | Behind the Meter | Sunrun Installation Services, Inc. | PSE&G | Accepted | 2019-09-24 | 2019-09-26 | 2020-09-26 | Ningbo Ginlong Technologies | Solis-1P4.6K-4G-US | Inverters | 4600 |  | 1 |  |  | 0.96 |  | Outdoor | Next To Meter
Solar Registration Program | NJSRRE1542478658 | Washington Twp mer | 8691 | 12 | 5.51 | Residential | No | Behind the Meter | Sunrun Installation Services, Inc. | PSE&G | Accepted | 2019-10-01 | 2019-10-03 | 2020-10-03 | REC Solar | REC290TP2 BLK | Solar Panels |  | 0.29 | 19 | 161 | 34 |  | Fixed | Roof
Solar Registration Program | NJSRRE1542478658 | Washington Twp mer | 8691 | 12 | 5.51 | Residential | No | Behind the Meter | Sunrun Installation Services, Inc. | PSE&G | Accepted | 2019-10-01 | 2019-10-03 | 2020-10-03 | Ningbo Ginlong Technologies | Solis-1P4.6K-4G-US | Inverters | 4600 |  | 1 |  |  | 0.96 |  | Outdoor | Next To Meter
Solar Registration Program | NJSRRE1542498293 | West Paterson Boro | 7424 | 6 | 5.51 | Residential | Yes | Behind the Meter | Sunrun Installation Services, Inc. | PSE&G | Accepted | 2019-10-02 | 2019-10-04 | 2020-10-04 | REC Solar | REC290TP2 BLK | Solar Panels |  | 0.29 | 19 | 98 | 40 |  | Fixed | Roof
Solar Registration Program | NJSRRE1542498293 | West Paterson Boro | 7424 | 6 | 5.51 | Residential | Yes | Behind the Meter | Sunrun Installation Services, Inc. | PSE&G | Accepted | 2019-10-02 | 2019-10-04 | 2020-10-04 | Ningbo Ginlong Technologies | Solis-1P4.6K-4G-US | Inverters | 4600 |  | 1 |  |  | 0.96 |  | Outdoor | Next To Meter
Solar Registration Program | NJSRRE1542513414 | West Orange | 7052 | 9 | 5.51 | Residential | Yes | Behind the Meter | Sunrun Installation Services, Inc. | PSE&G | Accepted | 2019-10-07 | 2019-10-10 | 2020-10-10 | REC Solar | REC290TP2 BLK | Solar Panels |  | 0.29 | 4 | 184 | 45 |  | Fixed | Roof
Solar Registration Program | NJSRRE1542513414 | West Orange | 7052 | 9 | 5.51 | Residential | Yes | Behind the Meter | Sunrun Installation Services, Inc. | PSE&G | Accepted | 2019-10-07 | 2019-10-10 | 2020-10-10 | REC Solar | REC290TP2 BLK | Solar Panels |  | 0.29 | 13 | 186 | 34 |  | Fixed | Roof
Solar Registration Program | NJSRRE1542513414 | West Orange | 7052 | 9 | 5.51 | Residential | Yes | Behind the Meter | Sunrun Installation Services, Inc. | PSE&G | Accepted | 2019-10-07 | 2019-10-10 | 2020-10-10 | REC Solar | REC290TP2 BLK | Solar Panels |  | 0.29 | 2 | 96 | 52 |  | Fixed | Roof
Solar Registration Program | NJSRRE1542513414 | West Orange | 7052 | 9 | 5.51 | Residential | Yes | Behind the Meter | Sunrun Installation Services, Inc. | PSE&G | Accepted | 2019-10-07 | 2019-10-10 | 2020-10-10 | SolarEdge Technologies | SE5000H-USRGM | Inverters | 5000 |  | 1 |  |  | 0.96 |  | Outdoor | Next To Meter
Solar Registration Program | NJSRRE1542543915 | PATERSON CITY | 7574 |  | 5.51 | Residential | Yes | Behind the Meter | Sunrun Installation Services, Inc. | PSE&G | Accepted | 2019-10-15 | 2019-10-17 | 2020-10-17 | REC Solar | REC290TP2 BLK | Solar Panels |  | 0.29 | 19 | 103 | 23 |  | Fixed | Roof
Solar Registration Program | NJSRRE1542543915 | PATERSON CITY | 7574 |  | 5.51 | Residential | Yes | Behind the Meter | Sunrun Installation Services, Inc. | PSE&G | Accepted | 2019-10-15 | 2019-10-17 | 2020-10-17 | Delta Electronics | M5-TL-US | Inverters | 4800 |  | 1 |  |  | 0.96 |  | Outdoor | Next To Meter
Solar Registration Program | NJSRRE1542543964 | Sewell | 8080 | 15 | 5.51 | Residential | Yes | Behind the Meter | Sunrun Installation Services, Inc. | AC Electric | Accepted | 2019-10-15 | 2019-10-17 | 2020-10-17 | REC Solar | REC290TP2 BLK | Solar Panels |  | 0.29 | 19 | 234 | 23 |  | Fixed | Roof
Solar Registration Program | NJSRRE1542543964 | Sewell | 8080 | 15 | 5.51 | Residential | Yes | Behind the Meter | Sunrun Installation Services, Inc. | AC Electric | Accepted | 2019-10-15 | 2019-10-17 | 2020-10-17 | Delta Electronics | M5-TL-US | Inverters | 4800 |  | 1 |  |  | 0.96 |  | Outdoor | Next To Meter
Solar Registration Program | NJSRRE1542832153 | Teaneck | 7666 | 7 | 5.51 | Residential | Yes | Behind the Meter | Sunrun Installation Services, Inc. | PSE&G | Accepted | 2019-10-30 | 2019-11-01 | 2020-11-01 | REC Solar | REC290TP2 BLK | Solar Panels |  | 0.29 | 19 | 197 | 37 |  | Fixed | Roof
Solar Registration Program | NJSRRE1542832153 | Teaneck | 7666 | 7 | 5.51 | Residential | Yes | Behind the Meter | Sunrun Installation Services, Inc. | PSE&G | Accepted | 2019-10-30 | 2019-11-01 | 2020-11-01 | Delta Electronics | M5-TL-US | Inverters | 4800 |  | 1 |  |  | 0.96 |  | Outdoor | Next To Meter
Solar Registration Program | NJSRRE1543058722 | Evesham Township | 8053 | 13 | 5.51 | Residential | No | Behind the Meter | Sunrun Installation Services, Inc. | PSE&G | Accepted | 2019-11-08 | 2019-11-12 | 2020-11-12 | REC Solar | REC290TP2 BLK | Solar Panels |  | 0.29 | 19 | 207 | 30 |  | Fixed | Roof
Solar Registration Program | NJSRRE1543058722 | Evesham Township | 8053 | 13 | 5.51 | Residential | No | Behind the Meter | Sunrun Installation Services, Inc. | PSE&G | Accepted | 2019-11-08 | 2019-11-12 | 2020-11-12 | Delta Electronics | M5-TL-US | Inverters | 4800 |  | 1 |  |  | 0.96 |  | Outdoor | Next To Meter
Solar Registration Program | NJSRRE1543442445 | Ewing Township | 8638 | 12 | 5.51 | Residential | Yes | Behind the Meter | Sunrun Installation Services, Inc. | PSE&G | Accepted | 2019-11-25 | 2019-11-27 | 2020-11-27 | REC Solar | REC290TP2 BLK | Solar Panels |  | 0.29 | 19 | 127 | 23 |  | Fixed | Roof
Solar Registration Program | NJSRRE1543442445 | Ewing Township | 8638 | 12 | 5.51 | Residential | Yes | Behind the Meter | Sunrun Installation Services, Inc. | PSE&G | Accepted | 2019-11-25 | 2019-11-27 | 2020-11-27 | Delta Electronics | M5-TL-US | Inverters | 4800 |  | 1 |  |  | 0.96 |  | Outdoor | Next To Meter
Solar Registration Program | NJSRRE1543473924 | Parlin | 8859 | 11 | 5.51 | Residential | Yes | Behind the Meter | Sunrun Installation Services, Inc. | JCP&L | Accepted | 2019-12-03 | 2019-12-05 | 2020-12-05 | REC Solar | REC290TP2 BLK | Solar Panels |  | 0.29 | 19 | 99 | 27 |  | Fixed | Roof
Solar Registration Program | NJSRRE1543473924 | Parlin | 8859 | 11 | 5.51 | Residential | Yes | Behind the Meter | Sunrun Installation Services, Inc. | JCP&L | Accepted | 2019-12-03 | 2019-12-05 | 2020-12-05 | Delta Electronics | M5-TL-US | Inverters | 4800 |  | 1 |  |  | 0.96 |  | Outdoor | Next To Meter
Solar Registration Program | NJSRRE1543501899 | Matawan | 7747 | 17 | 5.51 | Residential | Yes | Behind the Meter | Sunrun Installation Services, Inc. | JCP&L | Accepted | 2019-12-09 | 2019-12-11 | 2020-12-11 | REC Solar | REC290TP2 BLK | Solar Panels |  | 0.29 | 13 | 288 | 34 |  | Fixed | Roof
Solar Registration Program | NJSRRE1543501899 | Matawan | 7747 | 17 | 5.51 | Residential | Yes | Behind the Meter | Sunrun Installation Services, Inc. | JCP&L | Accepted | 2019-12-09 | 2019-12-11 | 2020-12-11 | REC Solar | REC290TP2 BLK | Solar Panels |  | 0.29 | 6 | 200 | 35 |  | Fixed | Roof
Solar Registration Program | NJSRRE1543501899 | Matawan | 7747 | 17 | 5.51 | Residential | Yes | Behind the Meter | Sunrun Installation Services, Inc. | JCP&L | Accepted | 2019-12-09 | 2019-12-11 | 2020-12-11 | Delta Electronics | M5-TL-US | Inverters | 4800 |  | 1 |  |  | 0.96 |  | Outdoor | Next To Meter
Solar Registration Program | NJSRRE1543502206 | McKee City | 8234 | 19 | 5.51 | Residential | Yes | Behind the Meter | Sunrun Installation Services, Inc. | AC Electric | Accepted | 2019-12-09 | 2019-12-12 | 2020-12-12 | REC Solar | REC290TP2 BLK | Solar Panels |  | 0.29 | 19 | 113 | 14 |  | Fixed | Roof
Solar Registration Program | NJSRRE1543502206 | McKee City | 8234 | 19 | 5.51 | Residential | Yes | Behind the Meter | Sunrun Installation Services, Inc. | AC Electric | Accepted | 2019-12-09 | 2019-12-12 | 2020-12-12 | Delta Electronics | M5-TL-US | Inverters | 4800 |  | 1 |  |  | 0.96 |  | Outdoor | Next To Meter
Solar Registration Program | NJSRRE1543502288 | Harrison | 7029 | 8 | 5.51 | Residential | Yes | Behind the Meter | Sunrun Installation Services, Inc. | PSE&G | Accepted | 2019-12-09 | 2019-12-12 | 2020-12-12 | REC Solar | REC290TP2 BLK | Solar Panels |  | 0.29 | 13 | 170 | 45 |  | Fixed | Roof
Solar Registration Program | NJSRRE1543502288 | Harrison | 7029 | 8 | 5.51 | Residential | Yes | Behind the Meter | Sunrun Installation Services, Inc. | PSE&G | Accepted | 2019-12-09 | 2019-12-12 | 2020-12-12 | REC Solar | REC290TP2 BLK | Solar Panels |  | 0.29 | 6 | 170 | 10 |  | Fixed | Roof
Solar Registration Program | NJSRRE1543502288 | Harrison | 7029 | 8 | 5.51 | Residential | Yes | Behind the Meter | Sunrun Installation Services, Inc. | PSE&G | Accepted | 2019-12-09 | 2019-12-12 | 2020-12-12 | Delta Electronics | M5-TL-US | Inverters | 4800 |  | 1 |  |  | 0.96 |  | Outdoor | Next To Meter
Solar Registration Program | NJSRRE1541620872 | Cape May Court House | 8210 | 21 | 5.52 | Commercial | No | Behind the Meter | New Jersey Clean Energy Solutions | AC Electric | Accepted | 2019-07-08 | 2019-07-10 | 2020-07-10 | Canadian Solar | CS6P | Solar Panels |  | 0.23 | 24 | 203 | 0 |  | Fixed | Roof | building
Solar Registration Program | NJSRRE1541620872 | Cape May Court House | 8210 | 21 | 5.52 | Commercial | No | Behind the Meter | New Jersey Clean Energy Solutions | AC Electric | Accepted | 2019-07-08 | 2019-07-10 | 2020-07-10 | SMA | SB5.0-15P-US-40 | Inverters | 5000 |  | 1 |  |  | 0.97 |  | Outside | near meter
Solar Registration Program | NJSRRE1541880202 | Marlboro Township | 7751 | 17 | 5.52 | Residential | No | Behind the Meter | SunPower Corporation, Systems | JCP&L | Accepted | 2019-08-23 | 2019-08-27 | 2020-08-27 | SunPower | SPR-X21-345-D-AC | Solar Panels |  | 0.345 | 16 | 35 | 167 |  | Fixed | Roof
Solar Registration Program | NJSRRE1541880202 | Marlboro Township | 7751 | 17 | 5.52 | Residential | No | Behind the Meter | SunPower Corporation, Systems | JCP&L | Accepted | 2019-08-23 | 2019-08-27 | 2020-08-27 | SunPower | SPR-X21-345-D-AC | Inverters | 320 |  | 16 |  |  | 0.96 |  | Other | under each panel
Solar Registration Program | NJSRRE1542478629 | Lindenwold | 8021 | 14 | 5.52 | Residential | No | Behind the Meter | Pro Custom Solar dba Momentum Solar | AC Electric | Accepted | 2019-10-01 | 2019-10-03 | 2020-10-03 | LG ELECTRONICS | LG 345N1C-V5 | Solar Panels |  | 0.345 | 16 | 184 | 23 |  | Fixed | Roof
Solar Registration Program | NJSRRE1542478629 | Lindenwold | 8021 | 14 | 5.52 | Residential | No | Behind the Meter | Pro Custom Solar dba Momentum Solar | AC Electric | Accepted | 2019-10-01 | 2019-10-03 | 2020-10-03 | Enphase Energy | IQ7-60-2-US | Inverters | 250 |  | 16 |  |  | 0.97 |  | Outdoor | Roof
Solar Registration Program | NJSRRE1542500839 | Montclair | 7042 | 9 | 5.52 | Residential | Yes | Behind the Meter | Pro Custom Solar dba Momentum Solar | PSE&G | Accepted | 2019-10-03 | 2019-10-08 | 2020-10-08 | LG ELECTRONICS | LG 345N1C-V5 | Solar Panels |  | 0.345 | 4 | 210 | 32 |  | Fixed | Roof
Solar Registration Program | NJSRRE1542500839 | Montclair | 7042 | 9 | 5.52 | Residential | Yes | Behind the Meter | Pro Custom Solar dba Momentum Solar | PSE&G | Accepted | 2019-10-03 | 2019-10-08 | 2020-10-08 | LG ELECTRONICS | LG 345N1C-V5 | Solar Panels |  | 0.345 | 7 | 120 | 33 |  | Fixed | Roof
Solar Registration Program | NJSRRE1542500839 | Montclair | 7042 | 9 | 5.52 | Residential | Yes | Behind the Meter | Pro Custom Solar dba Momentum Solar | PSE&G | Accepted | 2019-10-03 | 2019-10-08 | 2020-10-08 | LG ELECTRONICS | LG 345N1C-V5 | Solar Panels |  | 0.345 | 5 | 300 | 33 |  | Fixed | Roof
Solar Registration Program | NJSRRE1542500839 | Montclair | 7042 | 9 | 5.52 | Residential | Yes | Behind the Meter | Pro Custom Solar dba Momentum Solar | PSE&G | Accepted | 2019-10-03 | 2019-10-08 | 2020-10-08 | Enphase Energy | IQ7-60-2-US | Inverters | 250 |  | 16 |  |  | 0.97 |  | Outdoor | Roof
Solar Registration Program | NJSRRE1542500929 | Jersey City | 7305 | 8 | 5.52 | Residential | Yes | Behind the Meter | Pro Custom Solar dba Momentum Solar | PSE&G | Accepted | 2019-10-03 | 2019-10-08 | 2020-10-08 | LG ELECTRONICS | LG 345N1C-V5 | Solar Panels |  | 0.345 | 16 | 42 | 3 |  | Fixed | Roof
Solar Registration Program | NJSRRE1542500929 | Jersey City | 7305 | 8 | 5.52 | Residential | Yes | Behind the Meter | Pro Custom Solar dba Momentum Solar | PSE&G | Accepted | 2019-10-03 | 2019-10-08 | 2020-10-08 | LG ELECTRONICS | LG 345N1C-V5 | Inverters | 250 |  | 16 |  |  | 0.97 |  | Outdoor | Roof
Solar Registration Program | NJSRRE1542505189 | Iselin | 8830 | 11 | 5.52 | Residential | Yes | Behind the Meter | Pro Custom Solar dba Momentum Solar | PSE&G | Accepted | 2019-10-04 | 2019-10-08 | 2020-10-08 | LG ELECTRONICS | LG 345N1C-V5 | Solar Panels |  | 0.345 | 16 | 129 | 37 |  | Fixed | Roof
Solar Registration Program | NJSRRE1542505189 | Iselin | 8830 | 11 | 5.52 | Residential | Yes | Behind the Meter | Pro Custom Solar dba Momentum Solar | PSE&G | Accepted | 2019-10-04 | 2019-10-08 | 2020-10-08 | Enphase Energy | IQ7-60-2-US | Inverters | 250 |  | 16 |  |  | 0.97 |  | Outdoor | Roof
Solar Registration Program | NJSRRE1542515316 | East Orange | 7018 | 9 | 5.52 | Residential | Yes | Behind the Meter | Pro Custom Solar dba Momentum Solar | PSE&G | Accepted | 2019-10-08 | 2019-10-10 | 2020-10-10 | LG ELECTRONICS | LG 345N1C-V5 | Solar Panels |  | 0.345 | 4 | 283 | 46 |  | Fixed | Roof
Solar Registration Program | NJSRRE1542515316 | East Orange | 7018 | 9 | 5.52 | Residential | Yes | Behind the Meter | Pro Custom Solar dba Momentum Solar | PSE&G | Accepted | 2019-10-08 | 2019-10-10 | 2020-10-10 | LG ELECTRONICS | LG 345N1C-V5 | Solar Panels |  | 0.345 | 12 | 103 | 47 |  | Fixed | Roof
Solar Registration Program | NJSRRE1542515316 | East Orange | 7018 | 9 | 5.52 | Residential | Yes | Behind the Meter | Pro Custom Solar dba Momentum Solar | PSE&G | Accepted | 2019-10-08 | 2019-10-10 | 2020-10-10 | Enphase Energy | IQ7-60-2-US | Inverters | 250 |  | 16 |  |  | 0.97 |  | Outdoor | Roof
Solar Registration Program | NJSRRE1542523723 | Linden | 7036 | 10 | 5.52 | Residential | Yes | Behind the Meter | Pro Custom Solar dba Momentum Solar | PSE&G | Accepted | 2019-10-10 | 2019-10-14 | 2020-10-14 | LG ELECTRONICS | LG 345N1C-V5 | Solar Panels |  | 0.345 | 6 | 219 | 23 |  | Fixed | Roof
Solar Registration Program | NJSRRE1542523723 | Linden | 7036 | 10 | 5.52 | Residential | Yes | Behind the Meter | Pro Custom Solar dba Momentum Solar | PSE&G | Accepted | 2019-10-10 | 2019-10-14 | 2020-10-14 | LG ELECTRONICS | LG 345N1C-V5 | Solar Panels |  | 0.345 | 10 | 129 | 23 |  | Fixed | Roof
Solar Registration Program | NJSRRE1542523723 | Linden | 7036 | 10 | 5.52 | Residential | Yes | Behind the Meter | Pro Custom Solar dba Momentum Solar | PSE&G | Accepted | 2019-10-10 | 2019-10-14 | 2020-10-14 | Enphase Energy | IQ7-60-2-US | Inverters | 250 |  | 16 |  |  | 0.97 |  | Outdoor | Roof
Solar Registration Program | NJSRRE1542887931 | Carlstadt | 7072 | 7 | 5.52 | Residential | Yes | Behind the Meter | Pro Custom Solar dba Momentum Solar | PSE&G | Accepted | 2019-11-01 | 2019-11-05 | 2020-11-05 | LG Electronics | LG 345N1C-V5 | Solar Panels |  | 0.345 | 16 | 218 | 18 |  | Fixed | Roof
Solar Registration Program | NJSRRE1542887931 | Carlstadt | 7072 | 7 | 5.52 | Residential | Yes | Behind the Meter | Pro Custom Solar dba Momentum Solar | PSE&G | Accepted | 2019-11-01 | 2019-11-05 | 2020-11-05 | Enphase Energy | IQ7PLUS-72-2-US | Inverters | 295 |  | 16 |  |  | 0.97 |  | Outdoor | Roof
Solar Registration Program | NJSRRE1542975951 | Elizabethport | 7206 | 10 | 5.52 | Residential | Yes | Behind the Meter | Pro Custom Solar dba Momentum Solar | PSE&G | Accepted | 2019-11-05 | 2019-11-07 | 2020-11-07 | LG Electronics | LG 345N1C-V5 | Solar Panels |  | 0.345 | 10 | 145 | 43 |  | Fixed | Roof
Solar Registration Program | NJSRRE1542975951 | Elizabethport | 7206 | 10 | 5.52 | Residential | Yes | Behind the Meter | Pro Custom Solar dba Momentum Solar | PSE&G | Accepted | 2019-11-05 | 2019-11-07 | 2020-11-07 | LG Electronics | LG 345N1C-V5 | Solar Panels |  | 0.345 | 6 | 325 | 43 |  | Fixed | Roof
Solar Registration Program | NJSRRE1542975951 | Elizabethport | 7206 | 10 | 5.52 | Residential | Yes | Behind the Meter | Pro Custom Solar dba Momentum Solar | PSE&G | Accepted | 2019-11-05 | 2019-11-07 | 2020-11-07 | Enphase Energy | IQ7PLUS-72-2-US | Inverters | 295 |  | 16 |  |  | 0.97 |  | Outdoor | Roof
Solar Registration Program | NJSRRE1543051296 | Nutley | 7110 | 9 | 5.52 | Residential | Yes | Behind the Meter | Pro Custom Solar dba Momentum Solar | PSE&G | Accepted | 2019-11-07 | 2019-11-12 | 2020-11-12 | LG | LG 345N1C-V5 | Solar Panels |  | 0.345 | 16 | 134 | 26 |  | Fixed | Roof
Solar Registration Program | NJSRRE1543051296 | Nutley | 7110 | 9 | 5.52 | Residential | Yes | Behind the Meter | Pro Custom Solar dba Momentum Solar | PSE&G | Accepted | 2019-11-07 | 2019-11-12 | 2020-11-12 | ENPHASE | IQ7PLUS-72-2-US | Inverters | 0.25 |  | 16 |  |  | 0.97 |  | Outdoor | ROOF
Solar Registration Program | NJSRRE1543446575 | West Patterson Borough | 7424 | 6 | 5.52 | Residential | No | Behind the Meter | Pro Custom Solar dba Momentum Solar | PSE&G | Accepted | 2019-11-26 | 2019-12-02 | 2020-12-02 | LG Electronics | LG 345N1C-V5 | Solar Panels |  | 0.345 | 16 | 202 | 28 |  | Fixed | Roof
Solar Registration Program | NJSRRE1543446575 | West Patterson Borough | 7424 | 6 | 5.52 | Residential | No | Behind the Meter | Pro Custom Solar dba Momentum Solar | PSE&G | Accepted | 2019-11-26 | 2019-12-02 | 2020-12-02 | Enphase Energy | IQ7PLUS-72-2-US | Inverters | 295 |  | 16 |  |  | 0.97 |  | Outdoor | Roof
Solar Registration Program | NJSRRE1543509857 | Westville | 8093 | 15 | 5.52 | Residential | Yes | Behind the Meter | Sunrun Installation Services, Inc. | PSE&G | Accepted | 2019-12-11 | 2019-12-16 | 2020-12-16 | LG Electronics | LG345N1C-V5 | Solar Panels |  | 0.345 | 3 | 303 | 30 |  | Fixed | Roof
Solar Registration Program | NJSRRE1543509857 | Westville | 8093 | 15 | 5.52 | Residential | Yes | Behind the Meter | Sunrun Installation Services, Inc. | PSE&G | Accepted | 2019-12-11 | 2019-12-16 | 2020-12-16 | LG Electronics | LG345N1C-V5 | Solar Panels |  | 0.345 | 8 | 123 | 30 |  | Fixed | Roof
Solar Registration Program | NJSRRE1543509857 | Westville | 8093 | 15 | 5.52 | Residential | Yes | Behind the Meter | Sunrun Installation Services, Inc. | PSE&G | Accepted | 2019-12-11 | 2019-12-16 | 2020-12-16 | LG Electronics | LG345N1C-V5 | Solar Panels |  | 0.345 | 5 | 215 | 9 |  | Fixed | Roof
Solar Registration Program | NJSRRE1543509857 | Westville | 8093 | 15 | 5.52 | Residential | Yes | Behind the Meter | Sunrun Installation Services, Inc. | PSE&G | Accepted | 2019-12-11 | 2019-12-16 | 2020-12-16 | SolarEdge Technologies | SE7600A-USS2RGM | Inverters | 7600 |  | 1 |  |  | 0.96 |  | Outdoor | Next To Meter
Solar Registration Program | NJSRRE1543509857 | Westville | 8093 | 15 | 5.52 | Residential | Yes | Behind the Meter | Sunrun Installation Services, Inc. | PSE&G | Accepted | 2019-12-11 | 2019-12-16 | 2020-12-16 | LG Chem | RESU 10H SEG | Electric Storage Battery |  |  | 1 |  |  |  | Lithium Ion |  | outside
Solar Registration Program | NJSRRE1543651696 | New Brunswick | 8901 | 11 | 5.52 | Residential | Yes | Behind the Meter | Pro Custom Solar dba Momentum Solar | PSE&G | Accepted | 2019-12-23 | 2019-12-27 | 2020-12-27 | LG ELECTRONICS | LG 345N1C-V5 | Solar Panels |  | 0.345 | 4 | 309 | 4 |  | Fixed | Roof
Solar Registration Program | NJSRRE1543651696 | New Brunswick | 8901 | 11 | 5.52 | Residential | Yes | Behind the Meter | Pro Custom Solar dba Momentum Solar | PSE&G | Accepted | 2019-12-23 | 2019-12-27 | 2020-12-27 | LG ELECTRONICS | LG 345N1C-V5 | Solar Panels |  | 0.345 | 12 | 129 | 41 |  | Fixed | Roof
Solar Registration Program | NJSRRE1543651696 | New Brunswick | 8901 | 11 | 5.52 | Residential | Yes | Behind the Meter | Pro Custom Solar dba Momentum Solar | PSE&G | Accepted | 2019-12-23 | 2019-12-27 | 2020-12-27 | Enphase Energy | IQ7Plus-72-2-US | Inverters | 290 |  | 16 |  |  | 0.97 |  | Outdoor | Roof
Solar Registration Program | NJSRRE1540834049 | Mullica Hill | 8062 | 15 | 5.53 | Residential | No | Behind the Meter | Impact Solar LLC | AC Electric | Accepted | 2019-04-09 | 2019-04-11 | 2020-04-11 | Panasonic | VBHN325SA17 | Solar Panels |  | 0.325 | 17 | 275 | 27 |  | Fixed | Roof
Solar Registration Program | NJSRRE1540834049 | Mullica Hill | 8062 | 15 | 5.53 | Residential | No | Behind the Meter | Impact Solar LLC | AC Electric | Accepted | 2019-04-09 | 2019-04-11 | 2020-04-11 | solaredge | SE5000H-US | Inverters | 5000 |  | 1 |  |  | 0.96 |  | Indoor | garage
Solar Registration Program | NJSRRE1540834049 | Mullica Hill | 8062 | 15 | 5.53 | Residential | No | Behind the Meter | Impact Solar LLC | AC Electric | Accepted | 2019-04-09 | 2019-04-11 | 2020-04-11 | soalredge | soalredge direct | Meters |  |  | 1 |  |  |  |  | Indoor
Solar Registration Program | NJSRRE1540970598 | Ringoes | 8551 | 4 | 5.53 | Commercial | No | Behind the Meter | Green Power Energy | JCP&L | Accepted | 2019-05-08 | 2019-05-13 | 2020-05-13 | SunPower | SPR-P19-395- COM | Solar Panels |  | 0.395 | 14 | 180 | 35 |  | Fixed | Ground
Solar Registration Program | NJSRRE1540970598 | Ringoes | 8551 | 4 | 5.53 | Commercial | No | Behind the Meter | Green Power Energy | JCP&L | Accepted | 2019-05-08 | 2019-05-13 | 2020-05-13 | Solar Edge | SE5000-US | Inverters | 5000 |  | 1 |  |  | 0.97 |  | Outside | next to meter
Solar Registration Program | NJSRRE1541041934 | Monroe Township | 8831 | 11 | 5.53 | Residential | No | Behind the Meter | Bahamian Solar Management Group LLC. | JCP&L | Accepted | 2019-05-24 | 2019-06-03 | 2020-06-03 | Panasonic | HIT VBHN325A03 | Solar Panels |  | 0.325 | 17 | 213 | 37 |  | Fixed | Roof
Solar Registration Program | NJSRRE1541041934 | Monroe Township | 8831 | 11 | 5.53 | Residential | No | Behind the Meter | Bahamian Solar Management Group LLC. | JCP&L | Accepted | 2019-05-24 | 2019-06-03 | 2020-06-03 | SolarEdge | SE3000H-US | Inverters | 6000 |  | 2 |  |  | 0.99 |  | Outside | Next to Meter
Solar Registration Program | NJSRRE1541041934 | Monroe Township | 8831 | 11 | 5.53 | Residential | No | Behind the Meter | Bahamian Solar Management Group LLC. | JCP&L | Accepted | 2019-05-24 | 2019-06-03 | 2020-06-03 | Hialeah | CL200 | Meters |  |  | 1 |  |  |  |  | Outdoor
Solar Registration Program | NJSRRE1541718143 | Hackettstown | 7840 | 2 | 5.53 | Commercial | No | Behind the Meter | Geoscape Solar | JCP&L | Accepted | 2019-07-30 | 2019-08-02 | 2020-08-02 | Sun Power | SPR-P19-395-COM | Solar Panels |  | 0.395 | 14 | 122 | 20 |  | Fixed | Roof
Solar Registration Program | NJSRRE1541718143 | Hackettstown | 7840 | 2 | 5.53 | Commercial | No | Behind the Meter | Geoscape Solar | JCP&L | Accepted | 2019-07-30 | 2019-08-02 | 2020-08-02 | SOLAREDGE | SE5000H-US | Inverters | 5000 |  | 1 |  |  | 0.98 |  | Outside | Adj. to utility meter
Solar Registration Program | NJSRRE1541873960 | Toms River | 8757 | 18 | 5.53 | Residential | No | Behind the Meter | Impact Solar LLC | JCP&L | AS-Built Incomplete - Review | 2019-08-22 | 2019-08-27 | 2020-08-27 | panasonic | VBHN325SA17 | Solar Panels |  | 0.325 | 17 | 129 | 27 |  | Fixed | Roof
Solar Registration Program | NJSRRE1541873960 | Toms River | 8757 | 18 | 5.53 | Residential | No | Behind the Meter | Impact Solar LLC | JCP&L | AS-Built Incomplete - Review | 2019-08-22 | 2019-08-27 | 2020-08-27 | solaredge | SE5000H-US | Inverters | 5000 |  | 1 |  |  | 0.96 |  | Indoor | garage
Solar Registration Program | NJSRRE1541873960 | Toms River | 8757 | 18 | 5.53 | Residential | No | Behind the Meter | Impact Solar LLC | JCP&L | AS-Built Incomplete - Review | 2019-08-22 | 2019-08-27 | 2020-08-27 | solaredge | soalredge direct | Meters |  |  | 1 |  |  |  | Yes | Indoor
Solar Registration Program | NJSRRE1542501206 | Clark | 7066 | 10 | 5.53 | Residential | No | Behind the Meter | Green Power Energy | PSE&G | Accepted | 2019-10-03 | 2019-10-08 | 2020-10-08 | Panasonic | VBHN325KA03 | Solar Panels |  | 0.325 | 17 | 128 | 27 |  | Fixed | Roof
Solar Registration Program | NJSRRE1542501206 | Clark | 7066 | 10 | 5.53 | Residential | No | Behind the Meter | Green Power Energy | PSE&G | Accepted | 2019-10-03 | 2019-10-08 | 2020-10-08 | Solar Edge | SE5000H-US | Inverters | 5000 |  | 1 |  |  | 0.97 |  | Outside | next to meter
Solar Registration Program | NJSRRE1542540384 | Mount Laurel Township | 8054 | 13 | 5.53 | Residential | No | Behind the Meter | Green power Energy | PSE&G | Accepted | 2019-10-14 | 2019-10-16 | 2020-10-16 | Panasonic | VBHN325KA03 | Solar Panels |  | 0.325 | 17 | 132 | 27 |  | Fixed | Roof
Solar Registration Program | NJSRRE1542540384 | Mount Laurel Township | 8054 | 13 | 5.53 | Residential | No | Behind the Meter | Green power Energy | PSE&G | Accepted | 2019-10-14 | 2019-10-16 | 2020-10-16 | Solar Edge | SE5000H-US | Inverters | 5000 |  | 1 |  |  | 0.97 |  | Outside | next to meter
Solar Registration Program | NJSRRE1542561797 | Rahway | 7065 | 10 | 5.53 | Residential | No | Behind the Meter | Maier Solar Engineering dba Solar Me | PSE&G | Accepted | 2019-10-21 | 2019-10-22 | 2020-10-22 | Hanwha | Q.PEAK DUO 325W | Solar Panels |  | 0.325 | 17 | 132 | 30 |  | Fixed | Roof
Solar Registration Program | NJSRRE1542561797 | Rahway | 7065 | 10 | 5.53 | Residential | No | Behind the Meter | Maier Solar Engineering dba Solar Me | PSE&G | Accepted | 2019-10-21 | 2019-10-22 | 2020-10-22 | Enphase | IQ7 | Inverters | 240 |  | 17 |  |  | 0.96 |  | Outdoor | next to meter
Solar Registration Program | NJSRRE1543421159 | Ho-Ho-Kus | 7423 | 7 | 5.53 | Residential | No | Behind the Meter | Green Power Energy | PSE&G | Accepted | 2019-11-19 | 2019-11-21 | 2020-11-21 | Panasonic | VBHN325KA03 | Solar Panels |  | 0.325 | 15 | 196 | 30 |  | Fixed | Roof
Solar Registration Program | NJSRRE1543421159 | Ho-Ho-Kus | 7423 | 7 | 5.53 | Residential | No | Behind the Meter | Green Power Energy | PSE&G | Accepted | 2019-11-19 | 2019-11-21 | 2020-11-21 | Panasonic | VBHN325KA03 | Solar Panels |  | 0.325 | 2 | 285 | 30 |  | Fixed | Roof
Solar Registration Program | NJSRRE1543421159 | Ho-Ho-Kus | 7423 | 7 | 5.53 | Residential | No | Behind the Meter | Green Power Energy | PSE&G | Accepted | 2019-11-19 | 2019-11-21 | 2020-11-21 | SolarEdge | SE5000H-US | Inverters | 5000 |  | 1 |  |  | 0.97 |  | Outside | Next to meter
Solar Registration Program | NJSRRE1542412815 | BLACKWOOD | 8012 | 14 | 5.55 | Residential | No | Behind the Meter | SEA BRIGHT SOLAR, LLC | PSE&G | Accepted | 2019-09-17 | 2019-09-20 | 2020-09-20 | SUNPOWER | SPR-X22-370-AC | Solar Panels |  | 0.37 | 15 | 180 | 9 |  | Fixed | Roof | SOUTH
Solar Registration Program | NJSRRE1542412815 | BLACKWOOD | 8012 | 14 | 5.55 | Residential | No | Behind the Meter | SEA BRIGHT SOLAR, LLC | PSE&G | Accepted | 2019-09-17 | 2019-09-20 | 2020-09-20 | SUNPOWER | SPR-X22-370-AC | Inverters | 320 |  | 15 |  |  | 0.96 |  | Outside | BENEATH ARRAY
Solar Registration Program | NJSRRE1542412815 | BLACKWOOD | 8012 | 14 | 5.55 | Residential | No | Behind the Meter | SEA BRIGHT SOLAR, LLC | PSE&G | Accepted | 2019-09-17 | 2019-09-20 | 2020-09-20 | TESLA | POWERWALL 2 | Electric Storage Battery |  |  | 1 |  |  |  | Lithium Ion |  | INSIDE
Solar Registration Program | NJSRRE1540833166 | Parsippany | 7054 | 3 | 5.56 | Residential | No | Behind the Meter | SunnyMac LLC | JCP&L | As-Built Incomplete | 2019-04-09 | 2019-04-10 | 2020-04-10 | Sunpower | SPR-E20-327 | Solar Panels |  | 0.327 | 17 | 182 | 23 |  | Fixed | Roof
Solar Registration Program | NJSRRE1540833166 | Parsippany | 7054 | 3 | 5.56 | Residential | No | Behind the Meter | SunnyMac LLC | JCP&L | As-Built Incomplete | 2019-04-09 | 2019-04-10 | 2020-04-10 | Sunpower | SPR-E20-327 | Inverters | 0.32 |  | 17 |  |  | 0.99 |  | Outside | Roof
Solar Registration Program | NJSRRE1540833166 | Parsippany | 7054 | 3 | 5.56 | Residential | No | Behind the Meter | SunnyMac LLC | JCP&L | As-Built Incomplete | 2019-04-09 | 2019-04-10 | 2020-04-10 | SUnpower | Pvs6 | Meters |  |  | 1 |  |  |  | Yes | Outdoor
Solar Registration Program | NJSRRE1540980254 | Paterson | 7514 | 6 | 5.56 | Residential | No | Behind the Meter | SunPower Corporation, Systems | PSE&G | Accepted | 2019-05-10 | 2019-05-15 | 2020-05-15 | SUNPOWER | SPR-E20-327-E-AC | Solar Panels |  | 0.327 | 17 | 9 | 33 |  | Fixed | Roof
Solar Registration Program | NJSRRE1540980254 | Paterson | 7514 | 6 | 5.56 | Residential | No | Behind the Meter | SunPower Corporation, Systems | PSE&G | Accepted | 2019-05-10 | 2019-05-15 | 2020-05-15 | SUNPOWER | SPR-E20-327-E-AC | Inverters | 320 |  | 17 |  |  | 0.96 |  | Other | under each panel
Solar Registration Program | NJSRRE1541347517 | North Bergen | 7047 | 8 | 5.56 | Residential | Yes | Behind the Meter | Vision Solar LLC | PSE&G | Final As-Built Received | 2019-06-14 | 2019-06-19 | 2020-06-19 | Sunpower | e20-327-e-ac | Solar Panels |  | 0.327 | 17 | 122 | 45 |  | Fixed | Roof
Solar Registration Program | NJSRRE1541347517 | North Bergen | 7047 | 8 | 5.56 | Residential | Yes | Behind the Meter | Vision Solar LLC | PSE&G | Final As-Built Received | 2019-06-14 | 2019-06-19 | 2020-06-19 | Sunpower | e20-327-e-ac | Inverters | 0.32 |  | 17 |  |  | 0.96 |  | Other | behind panels
Solar Registration Program | NJSRRE1541637918 | Union City | 7087 | 8 | 5.56 | Residential | No | Behind the Meter | Sunpower Capital LLC | PSE&G | Accepted | 2019-07-12 | 2019-07-16 | 2020-07-16 | SunPower | 327W | Solar Panels |  | 0.327 | 17 | 206 & 26 | 9 |  | Fixed | Roof
Solar Registration Program | NJSRRE1541637918 | Union City | 7087 | 8 | 5.56 | Residential | No | Behind the Meter | Sunpower Capital LLC | PSE&G | Accepted | 2019-07-12 | 2019-07-16 | 2020-07-16 | SunPower | Type E | Inverters | 320 |  | 17 |  |  | 0.98 |  | Outside | NA
Solar Registration Program | NJSRRE1541693090 | Mount Laurel | 8054 | 13 | 5.56 | Residential | Yes | Behind the Meter | Vision Solar LLC | PSE&G | Accepted | 2019-07-22 | 2019-07-24 | 2020-07-24 | sunpower | e20-327-e-ac | Solar Panels |  | 0.327 | 17 | 156 | 33 |  | Fixed | Roof
Solar Registration Program | NJSRRE1541693090 | Mount Laurel | 8054 | 13 | 5.56 | Residential | Yes | Behind the Meter | Vision Solar LLC | PSE&G | Accepted | 2019-07-22 | 2019-07-24 | 2020-07-24 | sunpower | e20-327-e-ac | Inverters | 0.32 |  | 17 |  |  | 0.96 |  | Other | behind panels
Solar Registration Program | NJSRRE1541712809 | River Edge Boro | 7661 | 7 | 5.56 | Residential | No | Behind the Meter | SunnyMac LLC | PSE&G | Accepted | 2019-07-29 | 2019-08-05 | 2020-08-05 | SunPower | SPR-E20-327 | Solar Panels |  | 0.327 | 17 | 181 | 26 |  | Fixed | Roof
Solar Registration Program | NJSRRE1541712809 | River Edge Boro | 7661 | 7 | 5.56 | Residential | No | Behind the Meter | SunnyMac LLC | PSE&G | Accepted | 2019-07-29 | 2019-08-05 | 2020-08-05 | Enphase | IQ7XS-96-ACM-US | Inverters | 0.315 |  | 17 |  |  | 0.99 |  | Outdoor | roof
Solar Registration Program | NJSRRE1541890983 | Bargaintown | 8234 | 19 | 5.56 | Residential | Yes | Behind the Meter | SunnyMac LLC | AC Electric | Accepted | 2019-08-29 | 2019-08-30 | 2020-08-30 | SunPower | SPR-E20-327 | Solar Panels |  | 0.327 | 17 | 95 | 40 |  | Fixed | Roof
Solar Registration Program | NJSRRE1541890983 | Bargaintown | 8234 | 19 | 5.56 | Residential | Yes | Behind the Meter | SunnyMac LLC | AC Electric | Accepted | 2019-08-29 | 2019-08-30 | 2020-08-30 | Enphase | IQ7XS-96-ACM-US | Inverters | 0.315 |  | 17 |  |  | 0.99 |  | Outdoor | roof
Solar Registration Program | NJSRRE1542032203 | RUTHERFORD | 7070 | 7 | 5.56 | Residential | No | Behind the Meter | SunPower | PSE&G | Accepted | 2019-09-03 | 2019-09-05 | 2020-09-05 | sunpower | e20-327-e-ac | Solar Panels |  | 0.327 | 6 | 204 | 37 |  | Fixed | Roof
Solar Registration Program | NJSRRE1542032203 | RUTHERFORD | 7070 | 7 | 5.56 | Residential | No | Behind the Meter | SunPower | PSE&G | Accepted | 2019-09-03 | 2019-09-05 | 2020-09-05 | sunpower | e20-327-e-ac | Solar Panels |  | 0.327 | 5 | 114 | 38 |  | Fixed | Roof
Solar Registration Program | NJSRRE1542032203 | RUTHERFORD | 7070 | 7 | 5.56 | Residential | No | Behind the Meter | SunPower | PSE&G | Accepted | 2019-09-03 | 2019-09-05 | 2020-09-05 | sunpower | e20-327-e-ac | Solar Panels |  | 0.327 | 6 | 294 | 38 |  | Fixed | Roof
Solar Registration Program | NJSRRE1542032203 | RUTHERFORD | 7070 | 7 | 5.56 | Residential | No | Behind the Meter | SunPower | PSE&G | Accepted | 2019-09-03 | 2019-09-05 | 2020-09-05 | sunpower | e20-327-e-ac | Inverters | 0.32 |  | 17 |  |  | 0.96 |  | Other | behind panels
Solar Registration Program | NJSRRE1542422668 | South Bound Brook Boro | 8880 | 5 | 5.56 | Residential | No | Behind the Meter | SunnyMac LLC | PSE&G | Accepted | 2019-09-19 | 2019-09-23 | 2020-09-23 | SunPower | SPR-E20-327 | Solar Panels |  | 0.327 | 17 | 188 | 20 |  | Fixed | Roof
Solar Registration Program | NJSRRE1542422668 | South Bound Brook Boro | 8880 | 5 | 5.56 | Residential | No | Behind the Meter | SunnyMac LLC | PSE&G | Accepted | 2019-09-19 | 2019-09-23 | 2020-09-23 | Enphase | IQ7XS-96-ACM-US | Inverters | 0.315 |  | 17 |  |  | 0.99 |  | Outdoor | roof
Solar Registration Program | NJSRRE1542467305 | Union Twp | 7083 | 10 | 5.56 | Residential | Yes | Behind the Meter | GenRenew, LLC | PSE&G | Final As-Built Received | 2019-10-01 | 2019-10-03 | 2020-10-03 | sunpower | SPR-E20-327-E-AC | Solar Panels |  | 0.327 | 14 | 218 | 23 |  | Fixed | Roof
Solar Registration Program | NJSRRE1542467305 | Union Twp | 7083 | 10 | 5.56 | Residential | Yes | Behind the Meter | GenRenew, LLC | PSE&G | Final As-Built Received | 2019-10-01 | 2019-10-03 | 2020-10-03 | sunpower | SPR-E20-327-E-AC | Solar Panels |  | 0.327 | 3 | 218 | 23 |  | Fixed | Roof
Solar Registration Program | NJSRRE1542467305 | Union Twp | 7083 | 10 | 5.56 | Residential | Yes | Behind the Meter | GenRenew, LLC | PSE&G | Final As-Built Received | 2019-10-01 | 2019-10-03 | 2020-10-03 | SUNPOWER | MI-C-320-US208/240-10 | Inverters | 320 |  | 17 |  |  | 0.96 |  | Outdoor | microinverter located under modules
Solar Registration Program | NJSRRE1542467305 | Union Twp | 7083 | 10 | 5.56 | Residential | Yes | Behind the Meter | GenRenew, LLC | PSE&G | Final As-Built Received | 2019-10-01 | 2019-10-03 | 2020-10-03 | sunpower | pvs6 | Meters |  |  | 1 |  |  |  | Yes | Outdoor
Solar Registration Program | NJSRRE1542521282 | South Brunswick Township | 8852 | 11 | 5.56 | Residential | No | Behind the Meter | SunnyMac LLC | PSE&G | Accepted | 2019-10-09 | 2019-10-11 | 2020-10-11 | SunPower | SPR-E20-327 | Solar Panels |  | 0.327 | 8 | 181 | 18 |  | Fixed | Roof
Solar Registration Program | NJSRRE1542521282 | South Brunswick Township | 8852 | 11 | 5.56 | Residential | No | Behind the Meter | SunnyMac LLC | PSE&G | Accepted | 2019-10-09 | 2019-10-11 | 2020-10-11 | SunPower | SPR-E20-327 | Solar Panels |  | 0.327 | 6 | 181 | 18 |  | Fixed | Roof
Solar Registration Program | NJSRRE1542521282 | South Brunswick Township | 8852 | 11 | 5.56 | Residential | No | Behind the Meter | SunnyMac LLC | PSE&G | Accepted | 2019-10-09 | 2019-10-11 | 2020-10-11 | SunPower | SPR-E20-327 | Solar Panels |  | 0.327 | 3 | 181 | 18 |  | Fixed | Roof
Solar Registration Program | NJSRRE1542521282 | South Brunswick Township | 8852 | 11 | 5.56 | Residential | No | Behind the Meter | SunnyMac LLC | PSE&G | Accepted | 2019-10-09 | 2019-10-11 | 2020-10-11 | Enphase | IQ7XS-96-ACM-US | Inverters | 0.315 |  | 17 |  |  | 0.99 |  | Outdoor | roof
Solar Registration Program | NJSRRE1542541788 | Wenonah | 8090 | 15 | 5.56 | Residential | Yes | Behind the Meter | Ad Energy | AC Electric | Accepted | 2019-10-14 | 2019-11-01 | 2020-11-01 | SunPower | SPR-E20-327-E-AC | Solar Panels |  | 0.327 | 17 | 78 | 27 |  | Fixed | Roof
Solar Registration Program | NJSRRE1542541788 | Wenonah | 8090 | 15 | 5.56 | Residential | Yes | Behind the Meter | Ad Energy | AC Electric | Accepted | 2019-10-14 | 2019-11-01 | 2020-11-01 | SunPower | SPR-E20-327-E-AC | Inverters | 315 |  | 17 |  |  | 0.975 |  | Outdoor | At each panel
Solar Registration Program | NJSRRE1542554052 | piscataway | 8854 | 11 | 5.56 | Residential | No | Behind the Meter | SunPower Capital LLC | PSE&G | Accepted | 2019-10-17 | 2019-10-21 | 2020-10-21 | sunpower | e20-327-e-ac | Solar Panels |  | 0.327 | 17 | 153 | 22 |  | Fixed | Roof
Solar Registration Program | NJSRRE1542554052 | piscataway | 8854 | 11 | 5.56 | Residential | No | Behind the Meter | SunPower Capital LLC | PSE&G | Accepted | 2019-10-17 | 2019-10-21 | 2020-10-21 | sunpower | e20-327-e-ac | Inverters | 0.32 |  | 17 |  |  | 0.96 |  | Other | behind panels
Solar Registration Program | NJSRRE1542579763 | Bellmawr | 8031 | 14 | 5.56 | Residential | No | Behind the Meter | Seabright Solar | PSE&G | Accepted | 2019-10-31 | 2019-11-01 | 2020-11-01 | Sunpower | SPR-E20-327 | Solar Panels |  | 0.327 | 17 | 173 | 26 |  | Fixed | Roof
Solar Registration Program | NJSRRE1542579763 | Bellmawr | 8031 | 14 | 5.56 | Residential | No | Behind the Meter | Seabright Solar | PSE&G | Accepted | 2019-10-31 | 2019-11-01 | 2020-11-01 | Sunpower | SPR-E20-327 | Inverters | 0.32 |  | 17 |  |  | 0.99 |  | Outside | Roof
Solar Registration Program | NJSRRE1543447279 | Manchester Township | 8759 | 18 | 5.56 | Residential | No | Behind the Meter | GenRenew, LLC | JCP&L | Accepted | 2019-11-26 | 2019-12-03 | 2020-12-03 | Sunpower | SPR-E20-327-E-AC | Solar Panels |  | 0.327 | 17 | 225 | 27 |  | Fixed | Roof
Solar Registration Program | NJSRRE1543447279 | Manchester Township | 8759 | 18 | 5.56 | Residential | No | Behind the Meter | GenRenew, LLC | JCP&L | Accepted | 2019-11-26 | 2019-12-03 | 2020-12-03 | Sunpower | MI-E-320-US208/240 | Inverters | 320 |  | 17 |  |  | 0.96 |  | Outdoor | microinverters under modules
Solar Registration Program | NJSRRE1540305170 | Westville | 8093 | 15 | 5.58 | Residential | Yes | Behind the Meter | Ad Energy LLC | PSE&G | Accepted | 2019-01-31 | 2019-05-01 | 2020-05-01 | Silfab | SLA-M-310 | Solar Panels |  | 0.31 | 6 | 172 | 11 |  | Fixed | Roof
Solar Registration Program | NJSRRE1540305170 | Westville | 8093 | 15 | 5.58 | Residential | Yes | Behind the Meter | Ad Energy LLC | PSE&G | Accepted | 2019-01-31 | 2019-05-01 | 2020-05-01 | Silfab | D036695212_HW | Solar Panels |  | 0.31 | 2 | 172 | 16 |  | Fixed | Roof
Solar Registration Program | NJSRRE1540305170 | Westville | 8093 | 15 | 5.58 | Residential | Yes | Behind the Meter | Ad Energy LLC | PSE&G | Accepted | 2019-01-31 | 2019-05-01 | 2020-05-01 | Silfab | D036695212_HW | Solar Panels |  | 0.31 | 2 | 352 | 16 |  | Fixed | Roof
Solar Registration Program | NJSRRE1540305170 | Westville | 8093 | 15 | 5.58 | Residential | Yes | Behind the Meter | Ad Energy LLC | PSE&G | Accepted | 2019-01-31 | 2019-05-01 | 2020-05-01 | Silfab | D036695212_HW | Solar Panels |  | 0.31 | 8 | 352 | 11 |  | Fixed | Roof
Solar Registration Program | NJSRRE1540305170 | Westville | 8093 | 15 | 5.58 | Residential | Yes | Behind the Meter | Ad Energy LLC | PSE&G | Accepted | 2019-01-31 | 2019-05-01 | 2020-05-01 | SolarEdge | SE5000H-US | Inverters | 5000 |  | 1 |  |  | 0.992 |  | Outdoor | Next to meter
Solar Registration Program | NJSRRE1540896770 | Little Egg Harbor Township | 8087 | 18 | 5.58 | Residential | Yes | Behind the Meter | Suntuity Solar LLC | AC Electric | Accepted | 2019-04-26 | 2019-04-29 | 2020-04-29 | Yingli Green Energy | YL310D-30b | Solar Panels |  | 0.31 | 13 | 215 | 36 |  | Fixed | Roof
Solar Registration Program | NJSRRE1540896770 | Little Egg Harbor Township | 8087 | 18 | 5.58 | Residential | Yes | Behind the Meter | Suntuity Solar LLC | AC Electric | Accepted | 2019-04-26 | 2019-04-29 | 2020-04-29 | Yingli Green Energy | YL310D-30b | Solar Panels |  | 0.31 | 5 | 215 | 36 |  | Fixed | Roof
Solar Registration Program | NJSRRE1540896770 | Little Egg Harbor Township | 8087 | 18 | 5.58 | Residential | Yes | Behind the Meter | Suntuity Solar LLC | AC Electric | Accepted | 2019-04-26 | 2019-04-29 | 2020-04-29 | Enphase Energy | IQ7-60-2-US | Inverters | 240 |  | 18 |  |  | 0.97 |  | Outdoor | Behind the PV modules
Solar Registration Program | NJSRRE1540987344 | Bellmawr | 8031 | 14 | 5.58 | Residential | Yes | Behind the Meter | Suntuity Solar LLC | PSE&G | Accepted | 2019-05-14 | 2019-05-16 | 2020-05-16 | Yingli Green Energy | YL310D-30b | Solar Panels |  | 0.31 | 13 | 86 | 38 |  | Fixed | Roof
Solar Registration Program | NJSRRE1540987344 | Bellmawr | 8031 | 14 | 5.58 | Residential | Yes | Behind the Meter | Suntuity Solar LLC | PSE&G | Accepted | 2019-05-14 | 2019-05-16 | 2020-05-16 | Yingli Green Energy | YL310D-30b | Solar Panels |  | 0.31 | 5 | 266 | 38 |  | Fixed | Roof
Solar Registration Program | NJSRRE1540987344 | Bellmawr | 8031 | 14 | 5.58 | Residential | Yes | Behind the Meter | Suntuity Solar LLC | PSE&G | Accepted | 2019-05-14 | 2019-05-16 | 2020-05-16 | Enphase Energy | IQ7-60-2-US | Inverters | 240 |  | 18 |  |  | 0.97 |  | Outdoor | Behind the PV Modules
Solar Registration Program | NJSRRE1541672120 | Union | 7083 | 10 | 5.58 | Residential | No | Behind the Meter | Suntuity Solar LLC | PSE&G | Accepted | 2019-07-16 | 2019-07-17 | 2020-07-17 | Yingli Green Energy | YL310D-30b | Solar Panels |  | 0.31 | 18 | 136 | 38 |  | Fixed | Roof
Solar Registration Program | NJSRRE1541672120 | Union | 7083 | 10 | 5.58 | Residential | No | Behind the Meter | Suntuity Solar LLC | PSE&G | Accepted | 2019-07-16 | 2019-07-17 | 2020-07-17 | Enphase Energy | IQ7-60-2-US | Inverters | 240 |  | 18 |  |  | 0.97 |  | Outdoor | Behind the PV Modules
Solar Registration Program | NJSRRE1541787785 | Toms River | 8753 | 18 | 5.58 | Residential | Yes | Behind the Meter | Suntuity Solar LLC | JCP&L | Accepted | 2019-08-05 | 2019-08-07 | 2020-08-07 | Yingli Green Energy | YL310D-30b | Solar Panels |  | 0.31 | 18 | 186 | 25 |  | Fixed | Roof
Solar Registration Program | NJSRRE1541787785 | Toms River | 8753 | 18 | 5.58 | Residential | Yes | Behind the Meter | Suntuity Solar LLC | JCP&L | Accepted | 2019-08-05 | 2019-08-07 | 2020-08-07 | Enphase Energy | IQ7-60-2-US | Inverters | 240 |  | 18 |  |  | 0.97 |  | Outdoor | Behind the PV Modules
Solar Registration Program | NJSRRE1541832866 | Toms River | 8757 | 18 | 5.58 | Residential | Yes | Behind the Meter | Suntuity Solar LLC | JCP&L | Accepted | 2019-08-14 | 2019-08-23 | 2020-08-23 | Yingli Green Energy | YL310D-30b | Solar Panels |  | 0.31 | 18 | 160 | 23 |  | Fixed | Roof
Solar Registration Program | NJSRRE1541832866 | Toms River | 8757 | 18 | 5.58 | Residential | Yes | Behind the Meter | Suntuity Solar LLC | JCP&L | Accepted | 2019-08-14 | 2019-08-23 | 2020-08-23 | Enphase Energy | IQ7-60-2-US | Inverters | 240 |  | 18 |  |  | 0.97 |  | Outdoor | Behind the PV Modules
Solar Registration Program | NJSRRE1541974438 | Manchester | 8759 | 18 | 5.58 | Residential | No | Behind the Meter | Solar Energy World | JCP&L | Accepted | 2019-08-30 | 2019-09-04 | 2020-09-04 | LONGi Green Energy Technology | LR6-60PE-310M | Solar Panels |  | 0.31 | 18 | 258 | 32 |  | Fixed | Roof
Solar Registration Program | NJSRRE1541974438 | Manchester | 8759 | 18 | 5.58 | Residential | No | Behind the Meter | Solar Energy World | JCP&L | Accepted | 2019-08-30 | 2019-09-04 | 2020-09-04 | Solar Edge | SE7600H-USRGM | Inverters | 7600 |  | 1 |  |  | 0.98 |  | Outside | near meter
Solar Registration Program | NJSRRE1542390418 | North Bergen | 7047 | 8 | 5.58 | Residential | No | Behind the Meter | Palmetto Solar LLC | PSE&G | Accepted | 2019-09-11 | 2019-10-08 | 2020-10-08 | Yingli | 310D-30B | Solar Panels |  | 0.31 | 5 | 212 | 18 |  | Fixed | Roof
Solar Registration Program | NJSRRE1542390418 | North Bergen | 7047 | 8 | 5.58 | Residential | No | Behind the Meter | Palmetto Solar LLC | PSE&G | Accepted | 2019-09-11 | 2019-10-08 | 2020-10-08 | Yingli | 310D-30B | Solar Panels |  | 0.31 | 13 | 122 | 18 |  | Fixed | Roof
Solar Registration Program | NJSRRE1542390418 | North Bergen | 7047 | 8 | 5.58 | Residential | No | Behind the Meter | Palmetto Solar LLC | PSE&G | Accepted | 2019-09-11 | 2019-10-08 | 2020-10-08 | SolarEdge | SE5000H-US | Inverters | 5000 |  | 1 |  |  | 0.98 |  | Outside | side of the house
Solar Registration Program | NJSRRE1542475992 | Willingboro | 8046 | 13 | 5.58 | Residential | Yes | Behind the Meter | All Season Solar | PSE&G | Accepted | 2019-10-01 | 2019-10-03 | 2020-10-03 | Trina | TSM DD05H 05 II 310W AUG 2019 | Solar Panels |  | 0.31 | 18 | 109 | 26 |  | Fixed | Roof
Solar Registration Program | NJSRRE1542475992 | Willingboro | 8046 | 13 | 5.58 | Residential | Yes | Behind the Meter | All Season Solar | PSE&G | Accepted | 2019-10-01 | 2019-10-03 | 2020-10-03 | Enphase | IQ7 | Inverters | 240 |  | 18 |  |  | 0.97 |  | Outdoor | Under Module
Solar Registration Program | NJSRRE1542581630 | Absecon | 8201 | 19 | 5.58 | Residential | Yes | Behind the Meter | All Season Solar | AC Electric | Accepted | 2019-10-24 | 2019-10-28 | 2020-10-28 | Trina | TSM DD05H.05II 310W AUG 2019 | Solar Panels |  | 0.31 | 2 | 200 | 11 |  | Fixed | Roof
Solar Registration Program | NJSRRE1542581630 | Absecon | 8201 | 19 | 5.58 | Residential | Yes | Behind the Meter | All Season Solar | AC Electric | Accepted | 2019-10-24 | 2019-10-28 | 2020-10-28 | Trina | TSM DD05H.05II 310W AUG 2019 | Solar Panels |  | 0.31 | 7 | 200 | 30 |  | Fixed | Roof
Solar Registration Program | NJSRRE1542581630 | Absecon | 8201 | 19 | 5.58 | Residential | Yes | Behind the Meter | All Season Solar | AC Electric | Accepted | 2019-10-24 | 2019-10-28 | 2020-10-28 | Trina | TSM DD05H.05II 310W AUG 2019 | Solar Panels |  | 0.31 | 6 | 290 | 11 |  | Fixed | Roof
Solar Registration Program | NJSRRE1542581630 | Absecon | 8201 | 19 | 5.58 | Residential | Yes | Behind the Meter | All Season Solar | AC Electric | Accepted | 2019-10-24 | 2019-10-28 | 2020-10-28 | Trina | TSM DD05H.05II 310W AUG 2019 | Solar Panels |  | 0.31 | 3 | 290 | 27 |  | Fixed | Roof
Solar Registration Program | NJSRRE1542581630 | Absecon | 8201 | 19 | 5.58 | Residential | Yes | Behind the Meter | All Season Solar | AC Electric | Accepted | 2019-10-24 | 2019-10-28 | 2020-10-28 | Enphase | IQ7 | Inverters | 240 |  | 18 |  |  | 0.97 |  | Outdoor | Under Module
Solar Registration Program | NJSRRE1542909749 | Linden | 7036 | 10 | 5.58 | Residential | No | Behind the Meter | Palmetto Solar LLC | PSE&G | Accepted | 2019-11-04 | 2019-11-06 | 2020-11-06 | Hanwha | All Black Module 310W | Solar Panels |  | 0.31 | 18 | 180 | 25 |  | Fixed | Roof
Solar Registration Program | NJSRRE1542909749 | Linden | 7036 | 10 | 5.58 | Residential | No | Behind the Meter | Palmetto Solar LLC | PSE&G | Accepted | 2019-11-04 | 2019-11-06 | 2020-11-06 | SolarEdge | SE5000H-US | Inverters | 5000 |  | 1 |  |  | 0.9 |  | Outside | side of the house
Solar Registration Program | NJSRRE1542910174 | Long Branch | 7740 | 17 | 5.58 | Residential | Yes | Behind the Meter | Solar Energy World | JCP&L | Accepted | 2019-11-04 | 2019-11-06 | 2020-11-06 | LONGi Green Energy Technology | LR6-60PE-310M | Solar Panels |  | 0.31 | 18 | 145 | 18 |  | Fixed | Roof
Solar Registration Program | NJSRRE1542910174 | Long Branch | 7740 | 17 | 5.58 | Residential | Yes | Behind the Meter | Solar Energy World | JCP&L | Accepted | 2019-11-04 | 2019-11-06 | 2020-11-06 | Solar Edge | SE5000H-USRGM | Inverters | 5000 |  | 1 |  |  | 0.983 |  | Outside | near meter
Solar Registration Program | NJSRRE1543208055 | Ringoes | 8551 | 4 | 5.58 | Residential | No | Behind the Meter | Kopp Electric Company | JCP&L | Accepted | 2019-11-13 | 2019-11-18 | 2020-11-18 | CertainTeed | CT310M11-03 | Solar Panels |  | 0.31 | 18 | 180 | 10 |  | Fixed | Roof
Solar Registration Program | NJSRRE1543208055 | Ringoes | 8551 | 4 | 5.58 | Residential | No | Behind the Meter | Kopp Electric Company | JCP&L | Accepted | 2019-11-13 | 2019-11-18 | 2020-11-18 | Solar Edge | SE5000H-US | Inverters | 5000 |  | 1 |  |  | 0.975 |  | Outdoor | Next to meter
Solar Registration Program | NJSRRE1543285192 | Indian Mills | 8088 | 13 | 5.58 | Residential | No | Behind the Meter | Powell Energy and Solar | AC Electric | Accepted | 2019-11-14 | 2019-11-19 | 2020-11-19 | Axitec | AC310M/60S | Solar Panels |  | 0.31 | 18 | 180 | 25 |  | Fixed | Ground
Solar Registration Program | NJSRRE1543285192 | Indian Mills | 8088 | 13 | 5.58 | Residential | No | Behind the Meter | Powell Energy and Solar | AC Electric | Accepted | 2019-11-14 | 2019-11-19 | 2020-11-19 | Solaredge | SE3800H | Inverters | 3800 |  | 1 |  |  | 0.98 |  | Outside | at array
Solar Registration Program | NJSRRE1543450966 | Egg Harbor Township | 8234 | 19 | 5.58 | Residential | Yes | Behind the Meter | Acos Energy, LLC | AC Electric | Accepted | 2019-11-27 | 2019-12-03 | 2020-12-03 | Trina | TSM DD05H 05II 310W | Solar Panels |  | 0.31 | 9 | 110 | 23 |  | Fixed | Roof
Solar Registration Program | NJSRRE1543450966 | Egg Harbor Township | 8234 | 19 | 5.58 | Residential | Yes | Behind the Meter | Acos Energy, LLC | AC Electric | Accepted | 2019-11-27 | 2019-12-03 | 2020-12-03 | Trina | TSM DD05H 05 II 310W | Solar Panels |  | 0.31 | 9 | 200 | 23 |  | Fixed | Roof
Solar Registration Program | NJSRRE1543450966 | Egg Harbor Township | 8234 | 19 | 5.58 | Residential | Yes | Behind the Meter | Acos Energy, LLC | AC Electric | Accepted | 2019-11-27 | 2019-12-03 | 2020-12-03 | Enphase | IQ7 | Inverters | 0.24 |  | 18 |  |  | 0.97 |  | Outside | roof
Solar Registration Program | NJSRRE1543451496 | Magnolia Boro | 8049 | 14 | 5.58 | Residential | Yes | Behind the Meter | Bright Planet Solar | PSE&G | Accepted | 2019-11-27 | 2019-12-03 | 2020-12-03 | LONGI | LR6-60PB-310M | Solar Panels |  | 0.31 | 18 | 173 | 40 |  | Fixed | Roof
Solar Registration Program | NJSRRE1543451496 | Magnolia Boro | 8049 | 14 | 5.58 | Residential | Yes | Behind the Meter | Bright Planet Solar | PSE&G | Accepted | 2019-11-27 | 2019-12-03 | 2020-12-03 | SOLAR EDGE | SE5000H-USRGM | Inverters | 5000 |  | 1 |  |  | 0.98 |  | Outdoor | NEXT TO METER
Solar Registration Program | NJSRRE1543474352 | Southampton | 8088 | 13 | 5.58 | Residential | No | Behind the Meter | Paradise Solar and Electrical LLC | JCP&L | Accepted | 2019-12-03 | 2019-12-05 | 2020-12-05 | Mission Solar | MSE310SQ8T | Solar Panels |  | 0.31 | 18 | 180 | 30 |  | Fixed | Ground | Back Yard
Solar Registration Program | NJSRRE1543474352 | Southampton | 8088 | 13 | 5.58 | Residential | No | Behind the Meter | Paradise Solar and Electrical LLC | JCP&L | Accepted | 2019-12-03 | 2019-12-05 | 2020-12-05 | Enphase | iQ7 | Inverters | 250 |  | 16 |  |  | 0.965 |  | Outdoor | Back yard
Solar Registration Program | NJSRRE1543501943 | Galloway | 8205 | 19 | 5.58 | Residential | Yes | Behind the Meter | Bright Planet Solar | AC Electric | Accepted | 2019-12-09 | 2019-12-11 | 2020-12-11 | LONGI | LR6-60PB-310M | Solar Panels |  | 0.31 | 18 | 179 | 27 |  | Fixed | Roof
Solar Registration Program | NJSRRE1543501943 | Galloway | 8205 | 19 | 5.58 | Residential | Yes | Behind the Meter | Bright Planet Solar | AC Electric | Accepted | 2019-12-09 | 2019-12-11 | 2020-12-11 | SOLAR EDGE | SE5000H-USRGM | Inverters | 5000 |  | 1 |  |  | 0.98 |  | Outdoor | NEXT TO METER
Solar Registration Program | NJSRRE1543547237 | Perth Amboy | 8861 | 11 | 5.58 | Residential | Yes | Behind the Meter | Palmetto Solar LLC | PSE&G | Accepted | 2019-12-13 | 2019-12-17 | 2020-12-17 | Yingli | YL310D-30B | Solar Panels |  | 0.31 | 18 | 180 | 25 |  | Fixed | Roof
Solar Registration Program | NJSRRE1543547237 | Perth Amboy | 8861 | 11 | 5.58 | Residential | Yes | Behind the Meter | Palmetto Solar LLC | PSE&G | Accepted | 2019-12-13 | 2019-12-17 | 2020-12-17 | SolarEdge | SE5000H-US | Inverters | 5000 |  | 1 |  |  | 0.98 |  | Outside | side of the house
Solar Registration Program | NJSRRE1543572528 | Williamstown | 8094 | 15 | 5.58 | Residential | Yes | Behind the Meter | Orbit Energy & Power, LLC | AC Electric | Accepted | 2019-12-19 | 2019-12-26 | 2020-12-26 | TRINA SOLAR | TSM-DD05A.08 (II) 310W | Solar Panels |  | 0.31 | 18 | 180 | 21 |  | Fixed | Roof
Solar Registration Program | NJSRRE1543572528 | Williamstown | 8094 | 15 | 5.58 | Residential | Yes | Behind the Meter | Orbit Energy & Power, LLC | AC Electric | Accepted | 2019-12-19 | 2019-12-26 | 2020-12-26 | ENPHASE | IQ7-60-2-US | Inverters | 0.24 |  | 18 |  |  | 0.99 |  | Outside | ROOF
Solar Registration Program | NJSRRE1540211108 | Ewing | 8638 | 12 | 5.6 | Residential | Yes | Behind the Meter | GenRenew, LLC | PSE&G | Accepted | 2019-01-05 | 2019-01-09 | 2020-01-09 | sunpower | SPR-X21-350-BLK-D-AC | Solar Panels |  | 0.35 | 16 | 216 | 30 |  | Fixed | Roof
Solar Registration Program | NJSRRE1540211108 | Ewing | 8638 | 12 | 5.6 | Residential | Yes | Behind the Meter | GenRenew, LLC | PSE&G | Accepted | 2019-01-05 | 2019-01-09 | 2020-01-09 | sunpower | MI-C-320/US208-240-10 | Inverters | 320 |  | 16 |  |  | 0.96 |  | Outdoor | microinverter located under module
Solar Registration Program | NJSRRE1540212570 | Tuckerton | 8087 | 18 | 5.6 | Residential | No | Behind the Meter | SunnyMac LLC | AC Electric | Accepted | 2019-01-07 | 2019-01-09 | 2020-01-09 | Sunpower | SPR-X21-350 | Solar Panels |  | 0.35 | 16 | 198 | 19 |  | Fixed | Roof
Solar Registration Program | NJSRRE1540212570 | Tuckerton | 8087 | 18 | 5.6 | Residential | No | Behind the Meter | SunnyMac LLC | AC Electric | Accepted | 2019-01-07 | 2019-01-09 | 2020-01-09 | Sunpower | SPR-X21-350 | Inverters | 0.32 |  | 16 |  |  | 0.99 |  | Outside | Roof
Solar Registration Program | NJSRRE1540378568 | Jersey City | 7307 | 8 | 5.6 | Residential | Yes | Behind the Meter | Pro Custom Solar dba Momentum Solar | PSE&G | Accepted | 2019-02-19 | 2019-02-21 | 2020-02-21 | TRINA SOLAR | TSM280-DD05A.05(II) | Solar Panels |  | 0.28 | 20 | 208 | 2 |  | Fixed | Roof
Solar Registration Program | NJSRRE1540378568 | Jersey City | 7307 | 8 | 5.6 | Residential | Yes | Behind the Meter | Pro Custom Solar dba Momentum Solar | PSE&G | Accepted | 2019-02-19 | 2019-02-21 | 2020-02-21 | ENPHASE | IQ6-60-2-US | Inverters | 240 |  | 20 |  |  | 0.97 |  | Outdoor | ROOF
Solar Registration Program | NJSRRE1540490023 | Brotmanville | 8302 | 20 | 5.6 | Residential | Yes | Behind the Meter | Bright Planet Solar | AC Electric | Accepted | 2019-03-15 | 2019-03-18 | 2020-03-18 | Trina Solar | TSMDD05A.05 | Solar Panels |  | 0.28 | 20 | 197 | 20 |  | Fixed | Roof
Solar Registration Program | NJSRRE1540490023 | Brotmanville | 8302 | 20 | 5.6 | Residential | Yes | Behind the Meter | Bright Planet Solar | AC Electric | Accepted | 2019-03-15 | 2019-03-18 | 2020-03-18 | Solar Edge | SE5000H-USRGM | Inverters | 5000 |  | 1 |  |  | 0.98 |  | Outside | NEXT TO METER
Solar Registration Program | NJSRRE1541723954 | TRENTON | 8610 | 12 | 5.6 | Residential | Yes | Behind the Meter | Vivint Solar Developer, LLC | PSE&G | Accepted | 2019-08-04 | 2019-08-05 | 2020-08-05 | Trina Solar | TSM-280DD05A.05(II) | Solar Panels |  | 0.28 | 8 | 78 | 22 |  | Fixed | Roof
Solar Registration Program | NJSRRE1541723954 | TRENTON | 8610 | 12 | 5.6 | Residential | Yes | Behind the Meter | Vivint Solar Developer, LLC | PSE&G | Accepted | 2019-08-04 | 2019-08-05 | 2020-08-05 | Trina Solar | TSM-280DD05A.05(II) | Solar Panels |  | 0.28 | 12 | 78 | 22 |  | Fixed | Roof
Solar Registration Program | NJSRRE1541723954 | TRENTON | 8610 | 12 | 5.6 | Residential | Yes | Behind the Meter | Vivint Solar Developer, LLC | PSE&G | Accepted | 2019-08-04 | 2019-08-05 | 2020-08-05 | Solar Edge | SE3800H-US | Inverters | 3800 |  | 1 |  |  | 0.992 |  | Other | Near the Utility Meter
Solar Registration Program | NJSRRE1541851384 | Oradell | 7649 | 7 | 5.6 | Residential | Yes | Behind the Meter | SunPower Corporation, Systems | PSE&G | Accepted | 2019-08-16 | 2019-08-23 | 2020-08-23 | SUNPOWER | SPR-A400-G-AC | Solar Panels |  | 0.4 | 14 | 109 | 14 |  | Fixed | Pole
Solar Registration Program | NJSRRE1541851384 | Oradell | 7649 | 7 | 5.6 | Residential | Yes | Behind the Meter | SunPower Corporation, Systems | PSE&G | Accepted | 2019-08-16 | 2019-08-23 | 2020-08-23 | SUNPOWER | SPR-A400-G-AC | Inverters | 320 |  | 14 |  |  | 0.97 |  | Other | under each panel
Solar Registration Program | NJSRRE1542461352 | Maplewood Twp | 7040 | 9 | 5.6 | Residential | No | Behind the Meter | SunnyMac LLC | PSE&G | Accepted | 2019-09-30 | 2019-10-08 | 2020-10-08 | SunPower | SPR-X21-350 | Solar Panels |  | 0.35 | 16 | 191 | 38 |  | Fixed | Roof
Solar Registration Program | NJSRRE1542461352 | Maplewood Twp | 7040 | 9 | 5.6 | Residential | No | Behind the Meter | SunnyMac LLC | PSE&G | Accepted | 2019-09-30 | 2019-10-08 | 2020-10-08 | Enphase | IQ7XS-96-ACM-US | Inverters | 0.315 |  | 16 |  |  | 0.99 |  | Outdoor | roof
Solar Registration Program | NJSRRE1542515016 | Bogota | 7603 | 7 | 5.6 | Residential | Yes | Behind the Meter | SunPower Corporation, Systems | PSE&G | Accepted | 2019-10-08 | 2019-10-10 | 2020-10-10 | SUNPOWER | SPR-A-400-G-AC | Solar Panels |  | 0.4 | 14 | 200 | 35 |  | Fixed | Roof
Solar Registration Program | NJSRRE1542515016 | Bogota | 7603 | 7 | 5.6 | Residential | Yes | Behind the Meter | SunPower Corporation, Systems | PSE&G | Accepted | 2019-10-08 | 2019-10-10 | 2020-10-10 | SUNPOWER | SPR-A-400-G-AC | Inverters | 320 |  | 14 |  |  | 0.97 |  | Other | under each panel
Solar Registration Program | NJSRRE1542884204 | Perth Amboy | 8861 | 11 | 5.6 | Residential | Yes | Behind the Meter | Pro Custom Solar dba Momentum Solar | PSE&G | Accepted | 2019-11-01 | 2019-11-05 | 2020-11-05 | LG ELECTRONICS | LG 350N1C-V5 | Solar Panels |  | 0.35 | 16 | 200 | 27 |  | Fixed | Roof
Solar Registration Program | NJSRRE1542884204 | Perth Amboy | 8861 | 11 | 5.6 | Residential | Yes | Behind the Meter | Pro Custom Solar dba Momentum Solar | PSE&G | Accepted | 2019-11-01 | 2019-11-05 | 2020-11-05 | Enphase Energy | IQ7Plus-72-2-US | Inverters | 295 |  | 16 |  |  | 0.97 |  | Outdoor | Roof
Solar Registration Program | NJSRRE1543821902 | Rochelle Park | 7662 | 7 | 5.6 | Residential | No | Behind the Meter | Pro Custom Solar dba Momentum Solar | PSE&G | Accepted | 2019-12-26 | 2019-12-31 | 2020-12-31 | LG ELECTRONICS | LG 350N1C-V5 | Solar Panels |  | 0.35 | 5 | 38 | 12 |  | Fixed | Roof
Solar Registration Program | NJSRRE1543821902 | Rochelle Park | 7662 | 7 | 5.6 | Residential | No | Behind the Meter | Pro Custom Solar dba Momentum Solar | PSE&G | Accepted | 2019-12-26 | 2019-12-31 | 2020-12-31 | LG ELECTRONICS | LG 350N1C-V5 | Solar Panels |  | 0.35 | 4 | 218 | 14 |  | Fixed | Roof
Solar Registration Program | NJSRRE1543821902 | Rochelle Park | 7662 | 7 | 5.6 | Residential | No | Behind the Meter | Pro Custom Solar dba Momentum Solar | PSE&G | Accepted | 2019-12-26 | 2019-12-31 | 2020-12-31 | LG ELECTRONICS | LG 350N1C-V5 | Solar Panels |  | 0.35 | 7 | 218 | 36 |  | Fixed | Roof
Solar Registration Program | NJSRRE1543821902 | Rochelle Park | 7662 | 7 | 5.6 | Residential | No | Behind the Meter | Pro Custom Solar dba Momentum Solar | PSE&G | Accepted | 2019-12-26 | 2019-12-31 | 2020-12-31 | Enphase Energy | IQ7Plus-72-2-US | Inverters | 290 |  | 16 |  |  | 0.97 |  | Outdoor | Roof
Solar Registration Program | NJSRRE1540512961 | Secaucus | 7094 | 8 | 5.61 | Residential | Yes | Behind the Meter | Pro Custom Solar dba Momentum Solar | PSE&G | Accepted | 2019-03-22 | 2019-03-25 | 2020-03-25 | HANWHA | Q-CELLS Q.PEAK BLK-G4.1 295 | Solar Panels |  | 0.295 | 19 | 218 | 40 |  | Fixed | Roof
Solar Registration Program | NJSRRE1540512961 | Secaucus | 7094 | 8 | 5.61 | Residential | Yes | Behind the Meter | Pro Custom Solar dba Momentum Solar | PSE&G | Accepted | 2019-03-22 | 2019-03-25 | 2020-03-25 | ENPHASE | IQ6 | Inverters | 230 |  | 19 |  |  | 0.97 |  | Outside | ROOF
Solar Registration Program | NJSRRE1540863900 | ORANGE | 7050 | 9 | 5.61 | Residential | No | Behind the Meter | Infinity Solar Systems | PSE&G | Accepted | 2019-04-18 | 2019-05-15 | 2020-05-15 | TRINA | TSM-295DD05A.05(II) | Solar Panels |  | 0.295 | 4 | 28 | 28 |  | Fixed | Roof
Solar Registration Program | NJSRRE1540863900 | ORANGE | 7050 | 9 | 5.61 | Residential | No | Behind the Meter | Infinity Solar Systems | PSE&G | Accepted | 2019-04-18 | 2019-05-15 | 2020-05-15 | TRINA | TSM-295DD05A.A5(II) | Solar Panels |  | 0.295 | 15 | 208 | 28 |  | Fixed | Roof
Solar Registration Program | NJSRRE1540863900 | ORANGE | 7050 | 9 | 5.61 | Residential | No | Behind the Meter | Infinity Solar Systems | PSE&G | Accepted | 2019-04-18 | 2019-05-15 | 2020-05-15 | ENPHASE | IQ7-60-X-US | Inverters | 240 |  | 19 |  |  | 0.97 |  | Outside | MICROINVERTERS
Solar Registration Program | NJSRRE1540989333 | Somers Point | 8244 | 19 | 5.61 | Residential | Yes | Behind the Meter | Bright Planet Solar | AC Electric | Accepted | 2019-05-14 | 2019-05-17 | 2020-05-17 | HANWHA Q-CELLS | Q.PEAK BLK-G4.1 | Solar Panels |  | 0.295 | 9 | 206 | 30 |  | Fixed | Roof
Solar Registration Program | NJSRRE1540989333 | Somers Point | 8244 | 19 | 5.61 | Residential | Yes | Behind the Meter | Bright Planet Solar | AC Electric | Accepted | 2019-05-14 | 2019-05-17 | 2020-05-17 | HANWHA Q-CELLS | Q.PEAK BLK-G4.1 | Solar Panels |  | 0.295 | 10 | 26 | 30 |  | Fixed | Roof
Solar Registration Program | NJSRRE1540989333 | Somers Point | 8244 | 19 | 5.61 | Residential | Yes | Behind the Meter | Bright Planet Solar | AC Electric | Accepted | 2019-05-14 | 2019-05-17 | 2020-05-17 | Solar Edge | SE5000H-USRGM | Inverters | 5000 |  | 1 |  |  | 0.98 |  | Outside | NEXT TO METER
Solar Registration Program | NJSRRE1541792360 | Franklin Twp | 8528 | 5 | 5.61 | Residential | No | Behind the Meter | Sunrun Installation Services, Inc. | PSE&G | Accepted | 2019-08-06 | 2019-08-09 | 2020-08-09 | LG Electronics | LG330N1C-A5 | Solar Panels |  | 0.33 | 1 | 59 | 34 |  | Fixed | Roof
Solar Registration Program | NJSRRE1541792360 | Franklin Twp | 8528 | 5 | 5.61 | Residential | No | Behind the Meter | Sunrun Installation Services, Inc. | PSE&G | Accepted | 2019-08-06 | 2019-08-09 | 2020-08-09 | LG Electronics | LG330N1C-A5 | Solar Panels |  | 0.33 | 16 | 239 | 34 |  | Fixed | Roof
Solar Registration Program | NJSRRE1541792360 | Franklin Twp | 8528 | 5 | 5.61 | Residential | No | Behind the Meter | Sunrun Installation Services, Inc. | PSE&G | Accepted | 2019-08-06 | 2019-08-09 | 2020-08-09 | SolarEdge Technologies | SE5000H-USRGM | Inverters | 5000 |  | 1 |  |  | 0.96 |  | Outdoor | Next To Meter
Solar Registration Program | NJSRRE1541805155 | Marmora | 8223 | 21 | 5.61 | Residential | Yes | Behind the Meter | Sunrun Installation Services, Inc. | AC Electric | Accepted | 2019-08-08 | 2019-08-23 | 2020-08-23 | LG Electronics | LG330N1C-A5 | Solar Panels |  | 0.33 | 11 | 114 | 22 |  | Fixed | Roof
Solar Registration Program | NJSRRE1541805155 | Marmora | 8223 | 21 | 5.61 | Residential | Yes | Behind the Meter | Sunrun Installation Services, Inc. | AC Electric | Accepted | 2019-08-08 | 2019-08-23 | 2020-08-23 | LG Electronics | LG330N1C-A5 | Solar Panels |  | 0.33 | 6 | 294 | 18 |  | Fixed | Roof
Solar Registration Program | NJSRRE1541805155 | Marmora | 8223 | 21 | 5.61 | Residential | Yes | Behind the Meter | Sunrun Installation Services, Inc. | AC Electric | Accepted | 2019-08-08 | 2019-08-23 | 2020-08-23 | Ningbo Ginlong Technologies | Solis-1P4.6K-4G-US | Inverters | 4600 |  | 1 |  |  | 0.96 |  | Outdoor | Next To Meter
Solar Registration Program | NJSRRE1541888763 | South Brunswick Township | 8852 | 11 | 5.61 | Residential | No | Behind the Meter | Sunrun Installation Services, Inc. | PSE&G | Accepted | 2019-08-27 | 2019-08-30 | 2020-08-30 | LG Electronics | LG330N1C-A5 | Solar Panels |  | 0.33 | 14 | 131 | 37 |  | Fixed | Roof
Solar Registration Program | NJSRRE1541888763 | South Brunswick Township | 8852 | 11 | 5.61 | Residential | No | Behind the Meter | Sunrun Installation Services, Inc. | PSE&G | Accepted | 2019-08-27 | 2019-08-30 | 2020-08-30 | LG Electronics | LG330N1C-A5 | Solar Panels |  | 0.33 | 3 | 217 | 40 |  | Fixed | Roof
Solar Registration Program | NJSRRE1541888763 | South Brunswick Township | 8852 | 11 | 5.61 | Residential | No | Behind the Meter | Sunrun Installation Services, Inc. | PSE&G | Accepted | 2019-08-27 | 2019-08-30 | 2020-08-30 | SolarEdge Technologies | SE5000H-USRGM | Inverters | 5000 |  | 1 |  |  | 0.96 |  | Outdoor | Next To Meter
Solar Registration Program | NJSRRE1542416752 | Little Egg Harbor Township | 8087 | 18 | 5.61 | Residential | Yes | Behind the Meter | Bright Planet Solar | AC Electric | Accepted | 2019-09-18 | 2019-09-20 | 2020-09-20 | HANWHA Q-CELLS Q.PEAK | BLK-G431 295W | Solar Panels |  | 0.295 | 7 | 300 | 15 |  | Fixed | Roof
Solar Registration Program | NJSRRE1542416752 | Little Egg Harbor Township | 8087 | 18 | 5.61 | Residential | Yes | Behind the Meter | Bright Planet Solar | AC Electric | Accepted | 2019-09-18 | 2019-09-20 | 2020-09-20 | HANWHA Q-CELLS Q.PEAK | BLK-G431 295W | Solar Panels |  | 0.295 | 12 | 120 | 15 |  | Fixed | Roof
Solar Registration Program | NJSRRE1542416752 | Little Egg Harbor Township | 8087 | 18 | 5.61 | Residential | Yes | Behind the Meter | Bright Planet Solar | AC Electric | Accepted | 2019-09-18 | 2019-09-20 | 2020-09-20 | SOLAR EDGE | SE5000H-USRGM | Inverters | 5000 |  | 1 |  |  | 0.98 |  | Outdoor | NEXT TO METER
Solar Registration Program | NJSRRE1542443521 | Hampton | 8827 | 4 | 5.61 | Residential | No | Behind the Meter | Green Power Energy | JCP&L | Accepted | 2019-09-26 | 2019-09-27 | 2020-09-27 | Panasonic | VBHN330SA17 | Solar Panels |  | 0.33 | 17 | 147 | 27 |  | Fixed | Roof
Solar Registration Program | NJSRRE1542443521 | Hampton | 8827 | 4 | 5.61 | Residential | No | Behind the Meter | Green Power Energy | JCP&L | Accepted | 2019-09-26 | 2019-09-27 | 2020-09-27 | Solar Edge | SE6000H-US | Inverters | 6000 |  | 1 |  |  | 0.97 |  | Outside | next to meter
Solar Registration Program | NJSRRE1542581373 | Chesterfield | 8515 | 13 | 5.61 | Residential | No | Behind the Meter | Whitman Construction, LLC | PSE&G | Accepted | 2019-10-25 | 2019-10-28 | 2020-10-28 | Panasonic | VBHN330SA16 | Solar Panels |  | 0.33 | 17 | 232 | 25 |  | Fixed | Roof
Solar Registration Program | NJSRRE1542581373 | Chesterfield | 8515 | 13 | 5.61 | Residential | No | Behind the Meter | Whitman Construction, LLC | PSE&G | Accepted | 2019-10-25 | 2019-10-28 | 2020-10-28 | Enphase Energy | IQ7X-96-2-US | Inverters | 0.315 |  | 17 |  |  | 0.975 |  | Outside | roof
Solar Registration Program | NJSRRE1542581373 | Chesterfield | 8515 | 13 | 5.61 | Residential | No | Behind the Meter | Whitman Construction, LLC | PSE&G | Accepted | 2019-10-25 | 2019-10-28 | 2020-10-28 | Enphase Energy | ENV-S-AM1-120 | Meters |  |  | 1 |  |  |  | Yes | Outdoor
Solar Registration Program | NJSRRE1543467725 | Hillsborough Township | 8821 | 5 | 5.61 | Residential | Yes | Behind the Meter | Sunrun Installation Services, Inc. | PSE&G | Accepted | 2019-12-02 | 2019-12-05 | 2020-12-05 | LG Electronics | LG330N1C-A5 | Solar Panels |  | 0.33 | 5 | 109 | 14 |  | Fixed | Roof
Solar Registration Program | NJSRRE1543467725 | Hillsborough Township | 8821 | 5 | 5.61 | Residential | Yes | Behind the Meter | Sunrun Installation Services, Inc. | PSE&G | Accepted | 2019-12-02 | 2019-12-05 | 2020-12-05 | LG Electronics | LG330N1C-A5 | Solar Panels |  | 0.33 | 8 | 290 | 23 |  | Fixed | Roof
Solar Registration Program | NJSRRE1543467725 | Hillsborough Township | 8821 | 5 | 5.61 | Residential | Yes | Behind the Meter | Sunrun Installation Services, Inc. | PSE&G | Accepted | 2019-12-02 | 2019-12-05 | 2020-12-05 | LG Electronics | LG330N1C-A5 | Solar Panels |  | 0.33 | 4 | 200 | 23 |  | Fixed | Roof
Solar Registration Program | NJSRRE1543467725 | Hillsborough Township | 8821 | 5 | 5.61 | Residential | Yes | Behind the Meter | Sunrun Installation Services, Inc. | PSE&G | Accepted | 2019-12-02 | 2019-12-05 | 2020-12-05 | Enphase Energy | IQ7-60-x-US (240V) | Inverters | 240 |  | 17 |  |  | 0.96 |  | Outdoor | Rooftop
Solar Registration Program | NJSRRE1543469410 | Franklin Township | 8873 | 5 | 5.61 | Residential | No | Behind the Meter | Sunrun Installation Services, Inc. | PSE&G | Accepted | 2019-12-03 | 2019-12-05 | 2020-12-05 | LG Electronics | LG330N1C-A5 | Solar Panels |  | 0.33 | 10 | 156 | 28 |  | Fixed | Roof
Solar Registration Program | NJSRRE1543469410 | Franklin Township | 8873 | 5 | 5.61 | Residential | No | Behind the Meter | Sunrun Installation Services, Inc. | PSE&G | Accepted | 2019-12-03 | 2019-12-05 | 2020-12-05 | LG Electronics | LG330N1C-A5 | Solar Panels |  | 0.33 | 7 | 246 | 27 |  | Fixed | Roof
Solar Registration Program | NJSRRE1543469410 | Franklin Township | 8873 | 5 | 5.61 | Residential | No | Behind the Meter | Sunrun Installation Services, Inc. | PSE&G | Accepted | 2019-12-03 | 2019-12-05 | 2020-12-05 | Enphase Energy | IQ7-60-x-US (240V) | Inverters | 240 |  | 17 |  |  | 0.96 |  | Outdoor | Rooftop
Solar Registration Program | NJSRRE1543566274 | Piscataway | 8854 | 11 | 5.61 | Residential | No | Behind the Meter | A Clear Alternative, Inc | PSE&G | Accepted | 2019-12-18 | 2019-12-23 | 2020-12-23 | Canadian Solar | CS1H 330W | Solar Panels |  | 0.33 | 17 | 153 | 20 |  | Fixed | Roof | Back of house
Solar Registration Program | NJSRRE1543566274 | Piscataway | 8854 | 11 | 5.61 | Residential | No | Behind the Meter | A Clear Alternative, Inc | PSE&G | Accepted | 2019-12-18 | 2019-12-23 | 2020-12-23 | Enphase energy | IQ7+ | Inverters | 290 |  | 17 |  |  | 0.975 |  | Outdoor | Under module
Solar Registration Program | NJSRRE1542556306 | Cedar Run | 8092 | 18 | 5.64 | Non Profit | Yes | Behind the Meter | Spectrum Energy, Inc. | AC Electric | Accepted | 2019-10-23 | 2019-10-24 | 2020-10-24 | Trina | TSM-245PA05 | Solar Panels |  | 0.245 | 23 | 203 | 33 |  | Fixed | Roof
Solar Registration Program | NJSRRE1542556306 | Cedar Run | 8092 | 18 | 5.64 | Non Profit | Yes | Behind the Meter | Spectrum Energy, Inc. | AC Electric | Accepted | 2019-10-23 | 2019-10-24 | 2020-10-24 | ENPHASE | IQ7-60-ACM-US | Inverters | 240 |  | 23 |  |  | 0.97 |  | Outside | UNDER EACH PANEL
Solar Registration Program | NJSRRE1540205327 | Camden | 8105 | 14 | 5.67 | Residential | Yes | Behind the Meter | Pro Custom Solar dba Momentum Solar | PSE&G | Accepted | 2019-01-04 | 2019-01-08 | 2020-01-08 | HANWHA | Q.PEAK DUO BLK-G5 315 | Solar Panels |  | 0.315 | 18 | 58 | 20 |  | Fixed | Roof
Solar Registration Program | NJSRRE1540212175 | Piscataway | 8854 | 11 | 5.67 | Residential | Yes | Behind the Meter | Pro Custom Solar dba Momentum Solar | PSE&G | Accepted | 2019-01-07 | 2019-01-09 | 2020-01-09 | HANWHA | Q.PEAK DUO BLK-G5 315 | Solar Panels |  | 0.315 | 3 | 76 | 29 |  | Fixed | Roof
Solar Registration Program | NJSRRE1540212175 | Piscataway | 8854 | 11 | 5.67 | Residential | Yes | Behind the Meter | Pro Custom Solar dba Momentum Solar | PSE&G | Accepted | 2019-01-07 | 2019-01-09 | 2020-01-09 | HANWHA | Q.PEAK DUO BLK-G5 315 | Solar Panels |  | 0.315 | 3 | 166 | 36 |  | Fixed | Roof
Solar Registration Program | NJSRRE1540212175 | Piscataway | 8854 | 11 | 5.67 | Residential | Yes | Behind the Meter | Pro Custom Solar dba Momentum Solar | PSE&G | Accepted | 2019-01-07 | 2019-01-09 | 2020-01-09 | HANWHA | Q.PEAK DUO BLK-G5 315 | Solar Panels |  | 0.315 | 12 | 166 | 28 |  | Fixed | Roof
Solar Registration Program | NJSRRE1540212175 | Piscataway | 8854 | 11 | 5.67 | Residential | Yes | Behind the Meter | Pro Custom Solar dba Momentum Solar | PSE&G | Accepted | 2019-01-07 | 2019-01-09 | 2020-01-09 | ENPHASE | IQ7-60-2-US | Inverters | 250 |  | 18 |  |  | 0.97 |  | Outdoor | ROOF
Solar Registration Program | NJSRRE1540216330 | CAMDEN | 8103 | 14 | 5.67 | Residential | No | Behind the Meter | Pro Custom Solar dba Momentum Solar | PSE&G | Accepted | 2019-01-08 | 2019-01-11 | 2020-01-11 | HANWHA | Q.PEAK DUO BLK-G5 315 | Solar Panels |  | 0.315 | 9 | 354 | 9 |  | Fixed | Roof
Solar Registration Program | NJSRRE1540216330 | CAMDEN | 8103 | 14 | 5.67 | Residential | No | Behind the Meter | Pro Custom Solar dba Momentum Solar | PSE&G | Accepted | 2019-01-08 | 2019-01-11 | 2020-01-11 | HANWHA | Q.PEAK DUO BLK-G5 315 | Solar Panels |  | 0.315 | 9 | 174 | 10 |  | Fixed | Roof
Solar Registration Program | NJSRRE1540216330 | CAMDEN | 8103 | 14 | 5.67 | Residential | No | Behind the Meter | Pro Custom Solar dba Momentum Solar | PSE&G | Accepted | 2019-01-08 | 2019-01-11 | 2020-01-11 | ENPHASE | IQ7-60-2-US | Inverters | 250 |  | 18 |  |  | 0.97 |  | Outdoor | ROOF
Solar Registration Program | NJSRRE1540216859 | Edison | 8817 | 11 | 5.67 | Residential | Yes | Behind the Meter | Vivint Solar Developer, LLC | PSE&G | Accepted | 2019-01-09 | 2019-01-11 | 2020-01-11 | Hanwha Solar | Q.Peak BLK-G5 315 | Solar Panels |  | 0.315 | 18 | 320 | 14 |  | Fixed | Roof
Solar Registration Program | NJSRRE1540216859 | Edison | 8817 | 11 | 5.67 | Residential | Yes | Behind the Meter | Vivint Solar Developer, LLC | PSE&G | Accepted | 2019-01-09 | 2019-01-11 | 2020-01-11 | Solar Edge | SE3800H-US | Inverters | 3800 |  | 1 |  |  | 0.992 |  | Outdoor | Near the Utility Meter.
Solar Registration Program | NJSRRE1540239898 | CAMDEN | 8105 | 14 | 5.67 | Residential | Yes | Behind the Meter | Vivint Solar Developer, LLC | PSE&G | Accepted | 2019-01-15 | 2019-01-17 | 2020-01-17 | Hanwha Solar | Q.PEAK BLK-G5 315 | Solar Panels |  | 0.315 | 7 | 329 | 11.1 |  | Fixed | Roof
Solar Registration Program | NJSRRE1540239898 | CAMDEN | 8105 | 14 | 5.67 | Residential | Yes | Behind the Meter | Vivint Solar Developer, LLC | PSE&G | Accepted | 2019-01-15 | 2019-01-17 | 2020-01-17 | Hanwha Solar | Q.PEAK BLK-G5 315 | Solar Panels |  | 0.315 | 11 | 149 | 16 |  | Fixed | Roof
Solar Registration Program | NJSRRE1540239898 | CAMDEN | 8105 | 14 | 5.67 | Residential | Yes | Behind the Meter | Vivint Solar Developer, LLC | PSE&G | Accepted | 2019-01-15 | 2019-01-17 | 2020-01-17 | SolarEdge Technologies | SE3800H-US000NNC2 | Inverters | 3800 |  | 1 |  |  | 0.992 |  | Outdoor | Near Utility Meter
Solar Registration Program | NJSRRE1540257389 | Cliffwood | 7721 | 17 | 5.67 | Residential | Yes | Behind the Meter | Vivint Solar Developer, LLC | JCP&L | Accepted | 2019-01-21 | 2019-01-22 | 2020-01-22 | Hanwha Solar | Q.PEAK DUO BLK-G5 315 | Solar Panels |  | 0.315 | 18 | 220 | 22 |  | Fixed | Roof
Solar Registration Program | NJSRRE1540257389 | Cliffwood | 7721 | 17 | 5.67 | Residential | Yes | Behind the Meter | Vivint Solar Developer, LLC | JCP&L | Accepted | 2019-01-21 | 2019-01-22 | 2020-01-22 | Solar Edge | SE3800H-US | Inverters | 3800 |  | 1 |  |  | 0.992 |  | Outdoor | Near the Utility Meter
Solar Registration Program | NJSRRE1540270694 | Wayne | 7470 | 6 | 5.67 | Residential | Yes | Behind the Meter | Trinity Solar | PSE&G | Accepted | 2019-01-23 | 2019-01-28 | 2020-01-28 | HANWHA | Q.PEAK DUO BLK-G5 315 | Solar Panels |  | 0.315 | 18 | 88 | 30 |  | Fixed | Roof
Solar Registration Program | NJSRRE1540270694 | Wayne | 7470 | 6 | 5.67 | Residential | Yes | Behind the Meter | Trinity Solar | PSE&G | Accepted | 2019-01-23 | 2019-01-28 | 2020-01-28 | Solar Edge | SE5000 | Inverters | 5000 |  | 1 |  |  | 0.97 |  | Outside | Side of home
Solar Registration Program | NJSRRE1540285649 | Absecon | 8201 | 19 | 5.67 | Residential | No | Behind the Meter | Vivint Solar Developer, LLC | AC Electric | Accepted | 2019-01-28 | 2019-01-28 | 2020-01-28 | Hanwha Solar | Q.Peak BLK-G5 315 | Solar Panels |  | 0.315 | 18 | 132 | 23 |  | Fixed | Roof
Solar Registration Program | NJSRRE1540285649 | Absecon | 8201 | 19 | 5.67 | Residential | No | Behind the Meter | Vivint Solar Developer, LLC | AC Electric | Accepted | 2019-01-28 | 2019-01-28 | 2020-01-28 | Solar Edge | SE3800H-US | Inverters | 3800 |  | 1 |  |  | 0.992 |  | Outdoor | Near the Utility Meter.
Solar Registration Program | NJSRRE1540301137 | Fort Lee | 7024 | 7 | 5.67 | Residential | Yes | Behind the Meter | Pro Custom Solar dba Momentum Solar | PSE&G | Accepted | 2019-01-30 | 2019-01-31 | 2020-01-31 | HANWHA | Q.PEAK DUO BLK-G5 315 | Solar Panels |  | 0.315 | 8 | 305 | 35 |  | Fixed | Roof
Solar Registration Program | NJSRRE1540301137 | Fort Lee | 7024 | 7 | 5.67 | Residential | Yes | Behind the Meter | Pro Custom Solar dba Momentum Solar | PSE&G | Accepted | 2019-01-30 | 2019-01-31 | 2020-01-31 | HANWHA | Q.PEAK DUO BLK-G5 315 | Solar Panels |  | 0.315 | 10 | 125 | 35 |  | Fixed | Roof
Solar Registration Program | NJSRRE1540301137 | Fort Lee | 7024 | 7 | 5.67 | Residential | Yes | Behind the Meter | Pro Custom Solar dba Momentum Solar | PSE&G | Accepted | 2019-01-30 | 2019-01-31 | 2020-01-31 | ENPHASE | IQ7-60-2-US | Inverters | 250 |  | 18 |  |  | 0.97 |  | Outdoor | ROOF
Solar Registration Program | NJSRRE1540363163 | Fairlawn | 7410 | 7 | 5.67 | Residential | Yes | Behind the Meter | Trinity Solar | PSE&G | Accepted | 2019-02-14 | 2019-02-18 | 2020-02-18 | Hanwha | Q.PEAK DUO BLK-G5 315) | Solar Panels |  | 0.315 | 14 | 160 | 28 |  | Fixed | Roof
Solar Registration Program | NJSRRE1540363163 | Fairlawn | 7410 | 7 | 5.67 | Residential | Yes | Behind the Meter | Trinity Solar | PSE&G | Accepted | 2019-02-14 | 2019-02-18 | 2020-02-18 | Hanwha | Q.PEAK DUO BLK-G5 315) | Solar Panels |  | 0.315 | 2 | 160 | 37 |  | Fixed | Roof
Solar Registration Program | NJSRRE1540363163 | Fairlawn | 7410 | 7 | 5.67 | Residential | Yes | Behind the Meter | Trinity Solar | PSE&G | Accepted | 2019-02-14 | 2019-02-18 | 2020-02-18 | Hanwha | Q.PEAK DUO BLK-G5 315) | Solar Panels |  | 0.315 | 2 | 160 | 36 |  | Fixed | Roof
Solar Registration Program | NJSRRE1540363163 | Fairlawn | 7410 | 7 | 5.67 | Residential | Yes | Behind the Meter | Trinity Solar | PSE&G | Accepted | 2019-02-14 | 2019-02-18 | 2020-02-18 | Solar Edge | SE5000 | Inverters | 5000 |  | 1 |  |  | 0.97 |  | Outdoor | side of home
Solar Registration Program | NJSRRE1540396481 | Toms River | 8753 | 18 | 5.67 | Residential | Yes | Behind the Meter | Trinity Solar | JCP&L | Accepted | 2019-02-26 | 2019-02-27 | 2020-02-27 | Hanwha | Q.PEAK DUO BLK-G5 315 | Solar Panels |  | 0.315 | 18 | 158 | 34 |  | Fixed | Roof
Solar Registration Program | NJSRRE1540396481 | Toms River | 8753 | 18 | 5.67 | Residential | Yes | Behind the Meter | Trinity Solar | JCP&L | Accepted | 2019-02-26 | 2019-02-27 | 2020-02-27 | Solar Edge | SE5000 | Inverters | 5000 |  | 1 |  |  | 0.97 |  | Outside | side of home
Solar Registration Program | NJSRRE1540452664 | Piscataway Township | 8854 | 11 | 5.67 | Residential | No | Behind the Meter | Suntuity Solar LLC | PSE&G | Accepted | 2019-03-05 | 2019-03-06 | 2020-03-06 | Hanwha Solar | Q-Cells 315 Mono | Solar Panels |  | 0.315 | 5 | 236 | 30 |  | Fixed | Roof
Solar Registration Program | NJSRRE1540452664 | Piscataway Township | 8854 | 11 | 5.67 | Residential | No | Behind the Meter | Suntuity Solar LLC | PSE&G | Accepted | 2019-03-05 | 2019-03-06 | 2020-03-06 | Hanwha Solar | Q-Cells 315 Mono | Solar Panels |  | 0.315 | 10 | 236 | 32 |  | Fixed | Roof
Solar Registration Program | NJSRRE1540452664 | Piscataway Township | 8854 | 11 | 5.67 | Residential | No | Behind the Meter | Suntuity Solar LLC | PSE&G | Accepted | 2019-03-05 | 2019-03-06 | 2020-03-06 | Hanwha Solar | Q-Cells 315 Mono | Solar Panels |  | 0.315 | 3 | 56 | 30 |  | Fixed | Roof
Solar Registration Program | NJSRRE1540452664 | Piscataway Township | 8854 | 11 | 5.67 | Residential | No | Behind the Meter | Suntuity Solar LLC | PSE&G | Accepted | 2019-03-05 | 2019-03-06 | 2020-03-06 | Enphase Energy | IQ7-60-2-US | Inverters | 240 |  | 18 |  |  | 0.97 |  | Outdoor | Behind the PV Modules
Solar Registration Program | NJSRRE1540452871 | Edison | 8817 | 11 | 5.67 | Residential | No | Behind the Meter | Trinity Solar | PSE&G | Accepted | 2019-03-05 | 2019-03-06 | 2020-03-06 | HANWHA | Q.PEAK DUO BLK-G5 315 | Solar Panels |  | 0.315 | 18 | 78 | 40 |  | Fixed | Roof
Solar Registration Program | NJSRRE1540452871 | Edison | 8817 | 11 | 5.67 | Residential | No | Behind the Meter | Trinity Solar | PSE&G | Accepted | 2019-03-05 | 2019-03-06 | 2020-03-06 | Solar Edge | SE5000H-US000NNC2 | Inverters | 5000 |  | 1 |  |  | 0.97 |  | Outdoor | side of home
Solar Registration Program | NJSRRE1540480513 | Wallington | 7057 | 7 | 5.67 | Residential | Yes | Behind the Meter | Trinity Solar | PSE&G | Accepted | 2019-03-13 | 2019-03-14 | 2020-03-14 | Hanwha 315 | Q.PEAK DUO BLK-G5 315 | Solar Panels |  | 0.315 | 6 | 259 | 23 |  | Fixed | Roof
Solar Registration Program | NJSRRE1540480513 | Wallington | 7057 | 7 | 5.67 | Residential | Yes | Behind the Meter | Trinity Solar | PSE&G | Accepted | 2019-03-13 | 2019-03-14 | 2020-03-14 | Hanwha 315 | Q.PEAK DUO BLK-G5 315 | Solar Panels |  | 0.315 | 4 | 169 | 23 |  | Fixed | Roof
Solar Registration Program | NJSRRE1540480513 | Wallington | 7057 | 7 | 5.67 | Residential | Yes | Behind the Meter | Trinity Solar | PSE&G | Accepted | 2019-03-13 | 2019-03-14 | 2020-03-14 | Hanwha 315 | Q.PEAK DUO BLK-G5 315 | Solar Panels |  | 0.315 | 8 | 169 | 23 |  | Fixed | Roof
Solar Registration Program | NJSRRE1540480513 | Wallington | 7057 | 7 | 5.67 | Residential | Yes | Behind the Meter | Trinity Solar | PSE&G | Accepted | 2019-03-13 | 2019-03-14 | 2020-03-14 | Solar Edge | SE5000H-US | Inverters | 5000 |  | 1 |  |  | 0.97 |  | Outside | Side of home
Solar Registration Program | NJSRRE1540485415 | Woodbury | 8096 | 15 | 5.67 | Residential | Yes | Behind the Meter | Trinity Solar | PSE&G | Accepted | 2019-03-14 | 2019-03-15 | 2020-03-15 | HANWHA | Q.PEAK DUO BLK-G5 315 | Solar Panels |  | 0.315 | 18 | 250 | 37 |  | Fixed | Roof
Solar Registration Program | NJSRRE1540485415 | Woodbury | 8096 | 15 | 5.67 | Residential | Yes | Behind the Meter | Trinity Solar | PSE&G | Accepted | 2019-03-14 | 2019-03-15 | 2020-03-15 | Solar Edge | SE5000 | Inverters | 5000 |  | 1 |  |  | 0.97 |  | Outside | Side of home
Solar Registration Program | NJSRRE1540501928 | LANDING | 7850 | 3 | 5.67 | Residential | Yes | Behind the Meter | Vivint Solar Developer, LLC | JCP&L | Accepted | 2019-03-20 | 2019-05-01 | 2020-05-01 | Hanwha Solar | Q.PEAK DUO BLK-G5 315 | Solar Panels |  | 0.315 | 4 | 323 | 34 |  | Fixed | Roof
Solar Registration Program | NJSRRE1540501928 | LANDING | 7850 | 3 | 5.67 | Residential | Yes | Behind the Meter | Vivint Solar Developer, LLC | JCP&L | Accepted | 2019-03-20 | 2019-05-01 | 2020-05-01 | Hanwha Solar | Q.PEAK DUO BLK-G5 315 | Solar Panels |  | 0.315 | 12 | 53 | 34 |  | Fixed | Roof
Solar Registration Program | NJSRRE1540501928 | LANDING | 7850 | 3 | 5.67 | Residential | Yes | Behind the Meter | Vivint Solar Developer, LLC | JCP&L | Accepted | 2019-03-20 | 2019-05-01 | 2020-05-01 | Hanwha Solar | Q.PEAK DUO BLK-G5 315 | Solar Panels |  | 0.315 | 2 | 233 | 34 |  | Fixed | Roof
Solar Registration Program | NJSRRE1540501928 | LANDING | 7850 | 3 | 5.67 | Residential | Yes | Behind the Meter | Vivint Solar Developer, LLC | JCP&L | Accepted | 2019-03-20 | 2019-05-01 | 2020-05-01 | Solar Edge | SE3800H-US | Inverters | 3800 |  | 1 |  |  | 0.992 |  | Outdoor | Near the Utility Meter
Solar Registration Program | NJSRRE1540746346 | Sayreville | 8872 | 11 | 5.67 | Residential | Yes | Behind the Meter | Vivint Solar Developer, LLC | JCP&L | Accepted | 2019-04-02 | 2019-05-01 | 2020-05-01 | Hanwha Solar | Q.Peak BLK-G5 315 | Solar Panels |  | 0.315 | 18 | 346 | 18 |  | Fixed | Roof
Solar Registration Program | NJSRRE1540746346 | Sayreville | 8872 | 11 | 5.67 | Residential | Yes | Behind the Meter | Vivint Solar Developer, LLC | JCP&L | Accepted | 2019-04-02 | 2019-05-01 | 2020-05-01 | Solar Edge | SE3800H-US | Inverters | 3800 |  | 1 |  |  | 0.992 |  | Outdoor | Near the Utility Meter.
Solar Registration Program | NJSRRE1540836226 | New Milford | 7646 | 7 | 5.67 | Residential | Yes | Behind the Meter | Pro Custom Solar dba Momentum Solar | PSE&G | Accepted | 2019-04-10 | 2019-04-15 | 2020-04-15 | HANWHA | Q.PEAK DUO BLK-G5 315 | Solar Panels |  | 0.315 | 18 | 278 | 35 |  | Fixed | Roof
Solar Registration Program | NJSRRE1540836226 | New Milford | 7646 | 7 | 5.67 | Residential | Yes | Behind the Meter | Pro Custom Solar dba Momentum Solar | PSE&G | Accepted | 2019-04-10 | 2019-04-15 | 2020-04-15 | ENPHASE | IQ6-60-2-US | Inverters | 240 |  | 18 |  |  | 0.97 |  | Outdoor | ROOF
Solar Registration Program | NJSRRE1540853467 | Little Egg Harbor Township | 8087 | 18 | 5.67 | Residential | Yes | Behind the Meter | Trinity Solar | AC Electric | Accepted | 2019-04-15 | 2019-05-01 | 2020-05-01 | HANWHA | Q.PEAK DUO BLK-G5 315 | Solar Panels |  | 0.315 | 18 | 64 | 18 |  | Fixed | Roof
Solar Registration Program | NJSRRE1540853467 | Little Egg Harbor Township | 8087 | 18 | 5.67 | Residential | Yes | Behind the Meter | Trinity Solar | AC Electric | Accepted | 2019-04-15 | 2019-05-01 | 2020-05-01 | Solar Edge | SE5000 | Inverters | 5000 |  | 1 |  |  | 0.97 |  | Outside | Side of home
Solar Registration Program | NJSRRE1540858008 | MANAHAWKIN | 8050 | 18 | 5.67 | Residential | Yes | Behind the Meter | Vivint Solar Developer, LLC | AC Electric | Accepted | 2019-04-17 | 2019-04-18 | 2020-04-18 | Hanwha Solar | Q.PEAK BLK-G5 315 | Solar Panels |  | 0.315 | 3 | 212 | 12 |  | Fixed | Roof
Solar Registration Program | NJSRRE1540858008 | MANAHAWKIN | 8050 | 18 | 5.67 | Residential | Yes | Behind the Meter | Vivint Solar Developer, LLC | AC Electric | Accepted | 2019-04-17 | 2019-04-18 | 2020-04-18 | Hanwha Solar | Q.PEAK BLK-G5 315 | Solar Panels |  | 0.315 | 12 | 32 | 39 |  | Fixed | Roof
Solar Registration Program | NJSRRE1540858008 | MANAHAWKIN | 8050 | 18 | 5.67 | Residential | Yes | Behind the Meter | Vivint Solar Developer, LLC | AC Electric | Accepted | 2019-04-17 | 2019-04-18 | 2020-04-18 | Hanwha Solar | Q.PEAK BLK-G5 315 | Solar Panels |  | 0.315 | 3 | 32 | 12 |  | Fixed | Roof
Solar Registration Program | NJSRRE1540858008 | MANAHAWKIN | 8050 | 18 | 5.67 | Residential | Yes | Behind the Meter | Vivint Solar Developer, LLC | AC Electric | Accepted | 2019-04-17 | 2019-04-18 | 2020-04-18 | Solar Edge | SE3800H-US | Inverters | 3800 |  | 1 |  |  | 0.992 |  | Outdoor | Near the Utility Meter
Solar Registration Program | NJSRRE1540866268 | Blackwood | 8012 | 14 | 5.67 | Residential | Yes | Behind the Meter | Trinity Solar | AC Electric | Accepted | 2019-04-19 | 2019-04-22 | 2020-04-22 | Hanwha 315 | Q.PEAK DUO BLK-G5 315 | Solar Panels |  | 0.315 | 18 | 222 | 23 |  | Fixed | Roof
Solar Registration Program | NJSRRE1540866268 | Blackwood | 8012 | 14 | 5.67 | Residential | Yes | Behind the Meter | Trinity Solar | AC Electric | Accepted | 2019-04-19 | 2019-04-22 | 2020-04-22 | Solar Edge | SE5000H-US | Inverters | 5000 |  | 1 |  |  | 0.97 |  | Outside | Side of home
Solar Registration Program | NJSRRE1540870856 | Spotswood | 8884 | 11 | 5.67 | Residential | Yes | Behind the Meter | Vivint Solar Developer, LLC | JCP&L | Accepted | 2019-04-22 | 2019-04-23 | 2020-04-23 | Hanwha Solar | Q.Peak BLK-G5 315 | Solar Panels |  | 0.315 | 6 | 1 | 24 |  | Fixed | Roof
Solar Registration Program | NJSRRE1540870856 | Spotswood | 8884 | 11 | 5.67 | Residential | Yes | Behind the Meter | Vivint Solar Developer, LLC | JCP&L | Accepted | 2019-04-22 | 2019-04-23 | 2020-04-23 | Hanwha Solar | Q.Peak BLK-G5 315 | Solar Panels |  | 0.315 | 6 | 181 | 24 |  | Fixed | Roof
Solar Registration Program | NJSRRE1540870856 | Spotswood | 8884 | 11 | 5.67 | Residential | Yes | Behind the Meter | Vivint Solar Developer, LLC | JCP&L | Accepted | 2019-04-22 | 2019-04-23 | 2020-04-23 | Hanwha Solar | Q.Peak BLK-G5 315 | Solar Panels |  | 0.315 | 3 | 1 | 24 |  | Fixed | Roof
Solar Registration Program | NJSRRE1540870856 | Spotswood | 8884 | 11 | 5.67 | Residential | Yes | Behind the Meter | Vivint Solar Developer, LLC | JCP&L | Accepted | 2019-04-22 | 2019-04-23 | 2020-04-23 | Hanwha Solar | Q.Peak BLK-G5 315 | Solar Panels |  | 0.315 | 3 | 181 | 24 |  | Fixed | Roof
Solar Registration Program | NJSRRE1540870856 | Spotswood | 8884 | 11 | 5.67 | Residential | Yes | Behind the Meter | Vivint Solar Developer, LLC | JCP&L | Accepted | 2019-04-22 | 2019-04-23 | 2020-04-23 | Solar Edge | SE3800H-US | Inverters | 3800 |  | 1 |  |  | 0.992 |  | Outdoor | Near the Utility Meter.
Solar Registration Program | NJSRRE1540921107 | Point Pleasant | 8742 | 18 | 5.67 | Residential | Yes | Behind the Meter | Trinity Solar | JCP&L | Accepted | 2019-05-02 | 2019-05-07 | 2020-05-07 | HANWHA | Q.PEAK DUO BLK-G5 315 | Solar Panels |  | 0.315 | 18 | 165 | 18 |  | Fixed | Roof
Solar Registration Program | NJSRRE1540921107 | Point Pleasant | 8742 | 18 | 5.67 | Residential | Yes | Behind the Meter | Trinity Solar | JCP&L | Accepted | 2019-05-02 | 2019-05-07 | 2020-05-07 | Solar Edge | SE5000 | Inverters | 5000 |  | 1 |  |  | 0.97 |  | Outside | Side of home
Solar Registration Program | NJSRRE1540962231 | Cape May Court House | 8210 | 21 | 5.67 | Residential | Yes | Behind the Meter | Trinity Solar | AC Electric | Accepted | 2019-05-06 | 2019-05-09 | 2020-05-09 | HANWHA | Q.PEAK DUO BLK-G5 315 | Solar Panels |  | 0.315 | 18 | 204 | 12 |  | Fixed | Roof
Solar Registration Program | NJSRRE1540962231 | Cape May Court House | 8210 | 21 | 5.67 | Residential | Yes | Behind the Meter | Trinity Solar | AC Electric | Accepted | 2019-05-06 | 2019-05-09 | 2020-05-09 | Solar Edge | SE5000H-US000NNC2 | Inverters | 5000 |  | 1 |  |  | 0.97 |  | Outdoor | side of home
Solar Registration Program | NJSRRE1540967440 | West Milford | 7480 | 6 | 5.67 | Residential | Yes | Behind the Meter | Pro Custom Solar dba Momentum Solar | Orange Rockland Electric | Accepted | 2019-05-07 | 2019-05-10 | 2020-05-10 | Hanwha | Q.PEAK DUO BLK-G5 315 | Solar Panels |  | 0.315 | 6 | 212 | 41 |  | Fixed | Roof
Solar Registration Program | NJSRRE1540967440 | West Milford | 7480 | 6 | 5.67 | Residential | Yes | Behind the Meter | Pro Custom Solar dba Momentum Solar | Orange Rockland Electric | Accepted | 2019-05-07 | 2019-05-10 | 2020-05-10 | Hanwha | Q.PEAK DUO BLK-G5 315 | Solar Panels |  | 0.315 | 2 | 122 | 40 |  | Fixed | Roof
Solar Registration Program | NJSRRE1540967440 | West Milford | 7480 | 6 | 5.67 | Residential | Yes | Behind the Meter | Pro Custom Solar dba Momentum Solar | Orange Rockland Electric | Accepted | 2019-05-07 | 2019-05-10 | 2020-05-10 | Hanwha | Q.PEAK DUO BLK-G5 315 | Solar Panels |  | 0.315 | 6 | 123 | 10 |  | Fixed | Roof
Solar Registration Program | NJSRRE1540967440 | West Milford | 7480 | 6 | 5.67 | Residential | Yes | Behind the Meter | Pro Custom Solar dba Momentum Solar | Orange Rockland Electric | Accepted | 2019-05-07 | 2019-05-10 | 2020-05-10 | Hanwha | Q.PEAK DUO BLK-G5 315 | Solar Panels |  | 0.315 | 4 | 213 | 12 |  | Fixed | Roof
Solar Registration Program | NJSRRE1540967440 | West Milford | 7480 | 6 | 5.67 | Residential | Yes | Behind the Meter | Pro Custom Solar dba Momentum Solar | Orange Rockland Electric | Accepted | 2019-05-07 | 2019-05-10 | 2020-05-10 | Enphase | IQ7-60-2-US | Inverters | 250 |  | 18 |  |  | 0.97 |  | Outdoor | roof
Solar Registration Program | NJSRRE1540970730 | Browns Mills | 8015 | 13 | 5.67 | Residential | Yes | Behind the Meter | Pro Custom Solar dba Momentum Solar | JCP&L | Accepted | 2019-05-08 | 2019-05-13 | 2020-05-13 | HANWHA | Q.PEAK DUO BLK-G5 315 | Solar Panels |  | 0.315 | 18 | 196 | 17 |  | Fixed | Roof
Solar Registration Program | NJSRRE1540970730 | Browns Mills | 8015 | 13 | 5.67 | Residential | Yes | Behind the Meter | Pro Custom Solar dba Momentum Solar | JCP&L | Accepted | 2019-05-08 | 2019-05-13 | 2020-05-13 | ENPHASE | IQ7-60-2-US | Inverters | 250 |  | 18 |  |  | 0.97 |  | Outside | ROOF
Solar Registration Program | NJSRRE1540991059 | Newark | 7105 | 9 | 5.67 | Residential | No | Behind the Meter | Suntuity Solar LLC | PSE&G | Accepted | 2019-05-15 | 2019-05-17 | 2020-05-17 | Yingli Green Energy | YL310D-30b | Solar Panels |  | 0.315 | 18 | 158 | 5 |  | Fixed | Roof
Solar Registration Program | NJSRRE1540991059 | Newark | 7105 | 9 | 5.67 | Residential | No | Behind the Meter | Suntuity Solar LLC | PSE&G | Accepted | 2019-05-15 | 2019-05-17 | 2020-05-17 | Enphase Energy | IQ7-60-2-US | Inverters | 240 |  | 18 |  |  | 0.97 |  | Outdoor | Behind the PV Modules
Solar Registration Program | NJSRRE1540991587 | Merchantville | 8109 | 14 | 5.67 | Residential | Yes | Behind the Meter | Vivint Solar Developer, LLC | PSE&G | Accepted | 2019-05-16 | 2019-05-20 | 2020-05-20 | Hanwha Solar | Q.PEAK BLK G5 315 | Solar Panels |  | 0.315 | 10 | 296 | 17 |  | Fixed | Roof
Solar Registration Program | NJSRRE1540991587 | Merchantville | 8109 | 14 | 5.67 | Residential | Yes | Behind the Meter | Vivint Solar Developer, LLC | PSE&G | Accepted | 2019-05-16 | 2019-05-20 | 2020-05-20 | Hanwha Soar | Q.PEAK BLK G5 315 | Solar Panels |  | 0.315 | 8 | 116 | 43 |  | Fixed | Roof
Solar Registration Program | NJSRRE1540991587 | Merchantville | 8109 | 14 | 5.67 | Residential | Yes | Behind the Meter | Vivint Solar Developer, LLC | PSE&G | Accepted | 2019-05-16 | 2019-05-20 | 2020-05-20 | Solar Edge | SE3800H-US | Inverters | 3800 |  | 1 |  |  | 0.992 |  | Outdoor | Near the Utility Meter
Solar Registration Program | NJSRRE1541025560 | Barnegat | 8005 | 18 | 5.67 | Residential | Yes | Behind the Meter | Vivint Solar Developer, LLC | JCP&L | Accepted | 2019-05-20 | 2019-05-22 | 2020-05-22 | HANWHA SOLAR | Q.PEAK BLK-G5 315 | Solar Panels |  | 0.315 | 8 | 118 | 25 |  | Fixed | Roof
Solar Registration Program | NJSRRE1541025560 | Barnegat | 8005 | 18 | 5.67 | Residential | Yes | Behind the Meter | Vivint Solar Developer, LLC | JCP&L | Accepted | 2019-05-20 | 2019-05-22 | 2020-05-22 | HANWHA SOLAR | Q.PEAK BLK-G5 315 | Solar Panels |  | 0.315 | 5 | 118 | 25 |  | Fixed | Roof
Solar Registration Program | NJSRRE1541025560 | Barnegat | 8005 | 18 | 5.67 | Residential | Yes | Behind the Meter | Vivint Solar Developer, LLC | JCP&L | Accepted | 2019-05-20 | 2019-05-22 | 2020-05-22 | HANWHA SOLAR | Q.PEAK BLK-G5 315 | Solar Panels |  | 0.315 | 5 | 208 | 25 |  | Fixed | Roof
Solar Registration Program | NJSRRE1541025560 | Barnegat | 8005 | 18 | 5.67 | Residential | Yes | Behind the Meter | Vivint Solar Developer, LLC | JCP&L | Accepted | 2019-05-20 | 2019-05-22 | 2020-05-22 | SOLAR EDGE | SE3800H-US | Inverters | 3800 |  | 1 |  |  | 0.992 |  | Outdoor | Near the Utility meter
Solar Registration Program | NJSRRE1541073908 | Elmwood Park | 7407 | 7 | 5.67 | Residential | Yes | Behind the Meter | Pro Custom Solar dba Momentum Solar | PSE&G | Accepted | 2019-06-04 | 2019-06-06 | 2020-06-06 | HANWHA | Q.PEAK DUO BLK-G5 315 | Solar Panels |  | 0.315 | 12 | 161 | 22 |  | Fixed | Roof
Solar Registration Program | NJSRRE1541073908 | Elmwood Park | 7407 | 7 | 5.67 | Residential | Yes | Behind the Meter | Pro Custom Solar dba Momentum Solar | PSE&G | Accepted | 2019-06-04 | 2019-06-06 | 2020-06-06 | HANWHA | Q.PEAK DUO BLK-G5 315 | Solar Panels |  | 0.315 | 6 | 161 | 22 |  | Fixed | Roof
Solar Registration Program | NJSRRE1541073908 | Elmwood Park | 7407 | 7 | 5.67 | Residential | Yes | Behind the Meter | Pro Custom Solar dba Momentum Solar | PSE&G | Accepted | 2019-06-04 | 2019-06-06 | 2020-06-06 | ENPHASE | IQ7-60-2-US | Inverters | 250 |  | 21 |  |  | 0.97 |  | Outdoor | ROOF
Solar Registration Program | NJSRRE1541131419 | DUMONT BORO | 7628 | 7 | 5.67 | Residential | Yes | Behind the Meter | Vivint Solar Developer, LLC | PSE&G | Accepted | 2019-06-11 | 2019-06-14 | 2020-06-14 | Hanwha Solar | Q.PEAK BLK-G5 315 | Solar Panels |  | 0.315 | 3 | 266 | 22 |  | Fixed | Roof
Solar Registration Program | NJSRRE1541131419 | DUMONT BORO | 7628 | 7 | 5.67 | Residential | Yes | Behind the Meter | Vivint Solar Developer, LLC | PSE&G | Accepted | 2019-06-11 | 2019-06-14 | 2020-06-14 | Hanwha Solar | Q.PEAK BLK-G5 315 | Solar Panels |  | 0.315 | 9 | 86 | 22 |  | Fixed | Roof
Solar Registration Program | NJSRRE1541131419 | DUMONT BORO | 7628 | 7 | 5.67 | Residential | Yes | Behind the Meter | Vivint Solar Developer, LLC | PSE&G | Accepted | 2019-06-11 | 2019-06-14 | 2020-06-14 | Hanwha Solar | Q.PEAK BLK-G5 315 | Solar Panels |  | 0.315 | 6 | 176 | 23 |  | Fixed | Roof
Solar Registration Program | NJSRRE1541131419 | DUMONT BORO | 7628 | 7 | 5.67 | Residential | Yes | Behind the Meter | Vivint Solar Developer, LLC | PSE&G | Accepted | 2019-06-11 | 2019-06-14 | 2020-06-14 | SolarEdge | SE3800H-US | Inverters | 3800 |  | 1 |  |  | 0.992 |  | Outdoor | Near The Utility Meter
Solar Registration Program | NJSRRE1541319685 | Plainfield | 7060 | 10 | 5.67 | Residential | Yes | Behind the Meter | Vivint Solar Developer, LLC | PSE&G | Accepted | 2019-06-14 | 2019-06-18 | 2020-06-18 | Hanwha Solar | Q.PEAK BLK-G5 315 | Solar Panels |  | 0.315 | 8 | 126 | 26 |  | Fixed | Roof
Solar Registration Program | NJSRRE1541319685 | Plainfield | 7060 | 10 | 5.67 | Residential | Yes | Behind the Meter | Vivint Solar Developer, LLC | PSE&G | Accepted | 2019-06-14 | 2019-06-18 | 2020-06-18 | Hanwha Solar | Q.PEAK BLK-G5 315 | Solar Panels |  | 0.315 | 10 | 126 | 26 |  | Fixed | Roof
Solar Registration Program | NJSRRE1541319685 | Plainfield | 7060 | 10 | 5.67 | Residential | Yes | Behind the Meter | Vivint Solar Developer, LLC | PSE&G | Accepted | 2019-06-14 | 2019-06-18 | 2020-06-18 | Solar Edge | SE3800H-US | Inverters | 3800 |  | 1 |  |  | 0.992 |  | Outdoor | Near the Utility Meter
Solar Registration Program | NJSRRE1541615139 | Sicklerville | 8081 | 14 | 5.67 | Residential | Yes | Behind the Meter | Trinity Solar | AC Electric | Accepted | 2019-07-05 | 2019-07-09 | 2020-07-09 | HANWHA | Q.PEAK DUO BLK-G5 315 | Solar Panels |  | 0.315 | 18 | 130 | 18 |  | Fixed | Roof
Solar Registration Program | NJSRRE1541615139 | Sicklerville | 8081 | 14 | 5.67 | Residential | Yes | Behind the Meter | Trinity Solar | AC Electric | Accepted | 2019-07-05 | 2019-07-09 | 2020-07-09 | Solar Edge | SE5000H-US000BNC4 | Inverters | 5000 |  | 1 |  |  | 0.97 |  | Outdoor | side of home
Solar Registration Program | NJSRRE1541632654 | Egg Harbor Twp | 8234 | 19 | 5.67 | Residential | No | Behind the Meter | Trinity Solar | AC Electric | Accepted | 2019-07-11 | 2019-07-15 | 2020-07-15 | Hanwha | Q.PEAK DUO BLK-G5 315 | Solar Panels |  | 0.315 | 18 | 111 | 34 |  | Fixed | Roof
Solar Registration Program | NJSRRE1541632654 | Egg Harbor Twp | 8234 | 19 | 5.67 | Residential | No | Behind the Meter | Trinity Solar | AC Electric | Accepted | 2019-07-11 | 2019-07-15 | 2020-07-15 | Solar Edge | SE5000 | Inverters | 5000 |  | 1 |  |  | 0.97 |  | Outside | side of home
Solar Registration Program | NJSRRE1541654335 | COLUMBUS | 8022 | 13 | 5.67 | Residential | Yes | Behind the Meter | Vivint Solar Developer, LLC | PSE&G | Accepted | 2019-07-16 | 2019-07-22 | 2020-07-22 | HANWHA SOLAR | Q.PEAK BLK-G5 315 | Solar Panels |  | 0.315 | 16 | 161 | 30 |  | Fixed | Roof
Solar Registration Program | NJSRRE1541654335 | COLUMBUS | 8022 | 13 | 5.67 | Residential | Yes | Behind the Meter | Vivint Solar Developer, LLC | PSE&G | Accepted | 2019-07-16 | 2019-07-22 | 2020-07-22 | HANWHA SOLAR | Q.PEAK BLK-G5 315 | Solar Panels |  | 0.315 | 2 | 341 | 30 |  | Fixed | Roof
Solar Registration Program | NJSRRE1541654335 | COLUMBUS | 8022 | 13 | 5.67 | Residential | Yes | Behind the Meter | Vivint Solar Developer, LLC | PSE&G | Accepted | 2019-07-16 | 2019-07-22 | 2020-07-22 | SOLAREDGE | SE3800H-US | Inverters | 3800 |  | 1 |  |  | 0.992 |  | Outdoor | Near The Utility Meter
Solar Registration Program | NJSRRE1541676050 | Hackensack | 7601 | 7 | 5.67 | Residential | No | Behind the Meter | Trinity Solar | PSE&G | Accepted | 2019-07-17 | 2019-07-18 | 2020-07-18 | Hanwha | Q.PEAK DUO BLK-G5 315 | Solar Panels |  | 0.315 | 10 | 196 | 18 |  | Fixed | Roof
Solar Registration Program | NJSRRE1541676050 | Hackensack | 7601 | 7 | 5.67 | Residential | No | Behind the Meter | Trinity Solar | PSE&G | Accepted | 2019-07-17 | 2019-07-18 | 2020-07-18 | Hanwha | Q.PEAK DUO BLK-G5 315 | Solar Panels |  | 0.315 | 8 | 286 | 5 |  | Fixed | Roof
Solar Registration Program | NJSRRE1541676050 | Hackensack | 7601 | 7 | 5.67 | Residential | No | Behind the Meter | Trinity Solar | PSE&G | Accepted | 2019-07-17 | 2019-07-18 | 2020-07-18 | Solar Edge | SE5000 | Inverters | 5000 |  | 1 |  |  | 0.97 |  | Outside | side of home
Solar Registration Program | NJSRRE1541677749 | POMPTON PLAINS | 7444 | 3 | 5.67 | Residential | Yes | Behind the Meter | Vivint Solar Developer, LLC | JCP&L | Accepted | 2019-07-18 | 2019-07-22 | 2020-07-22 | HANWHA SOLAR | Q.PEAK BLK-G5 315 | Solar Panels |  | 0.315 | 8 | 78 | 26 |  | Fixed | Roof
Solar Registration Program | NJSRRE1541677749 | POMPTON PLAINS | 7444 | 3 | 5.67 | Residential | Yes | Behind the Meter | Vivint Solar Developer, LLC | JCP&L | Accepted | 2019-07-18 | 2019-07-22 | 2020-07-22 | HANWHA SOLAR | Q.PEAK BLK-G5 315 | Solar Panels |  | 0.315 | 10 | 168 | 26 |  | Fixed | Roof
Solar Registration Program | NJSRRE1541677749 | POMPTON PLAINS | 7444 | 3 | 5.67 | Residential | Yes | Behind the Meter | Vivint Solar Developer, LLC | JCP&L | Accepted | 2019-07-18 | 2019-07-22 | 2020-07-22 | SOLAREDGE | SE3800H-US | Inverters | 3800 |  | 1 |  |  | 0.992 |  | Outdoor | Near The utility Meter
Solar Registration Program | NJSRRE1541688386 | FAIR LAWN | 7410 | 7 | 5.67 | Residential | Yes | Behind the Meter | Vivint Solar Developer, LLC | PSE&G | Accepted | 2019-07-23 | 2019-07-23 | 2020-07-23 | Hanwha Solar | Q.PEAK BLK-G5 315 | Solar Panels |  | 0.315 | 14 | 161 | 27 |  | Fixed | Roof
Solar Registration Program | NJSRRE1541688386 | FAIR LAWN | 7410 | 7 | 5.67 | Residential | Yes | Behind the Meter | Vivint Solar Developer, LLC | PSE&G | Accepted | 2019-07-23 | 2019-07-23 | 2020-07-23 | Hanwha Solar | Q.PEAK BLK-G5 315 | Solar Panels |  | 0.315 | 4 | 251 | 15 |  | Fixed | Roof
Solar Registration Program | NJSRRE1541688386 | FAIR LAWN | 7410 | 7 | 5.67 | Residential | Yes | Behind the Meter | Vivint Solar Developer, LLC | PSE&G | Accepted | 2019-07-23 | 2019-07-23 | 2020-07-23 | SolarEdge | SE3800H-US | Inverters | 3800 |  | 1 |  |  | 0.992 |  | Outdoor | Near The Utility Meter
Solar Registration Program | NJSRRE1541699729 | Plainfield | 7063 | 10 | 5.67 | Residential | Yes | Behind the Meter | Vivint Solar Developer, LLC | PSE&G | Accepted | 2019-08-02 | 2019-08-05 | 2020-08-05 | Hanwha Solar | Q PEak BLK-G5 315 | Solar Panels |  | 0.315 | 12 | 320 | 26 |  | Fixed | Roof
Solar Registration Program | NJSRRE1541699729 | Plainfield | 7063 | 10 | 5.67 | Residential | Yes | Behind the Meter | Vivint Solar Developer, LLC | PSE&G | Accepted | 2019-08-02 | 2019-08-05 | 2020-08-05 | Hanwha Solar | Q PEak BLK-G5 315 | Solar Panels |  | 0.315 | 6 | 320 | 5 |  | Fixed | Roof
Solar Registration Program | NJSRRE1541699729 | Plainfield | 7063 | 10 | 5.67 | Residential | Yes | Behind the Meter | Vivint Solar Developer, LLC | PSE&G | Accepted | 2019-08-02 | 2019-08-05 | 2020-08-05 | solarEdge | SE3800H-US | Inverters | 3800 |  | 1 |  |  | 0.992 |  | Outdoor | Near the Utility Meter
Solar Registration Program | NJSRRE1541702270 | Elmwood Park Boro | 7407 | 7 | 5.67 | Residential | No | Behind the Meter | Maier Solar Engineering dba Solar Me | PSE&G | Accepted | 2019-07-25 | 2019-08-05 | 2020-08-05 | Hanwha | Q Peak BLK-G3 315 | Solar Panels |  | 0.315 | 2 | 340 | 22 |  | Fixed | Roof
Solar Registration Program | NJSRRE1541702270 | Elmwood Park Boro | 7407 | 7 | 5.67 | Residential | No | Behind the Meter | Maier Solar Engineering dba Solar Me | PSE&G | Accepted | 2019-07-25 | 2019-08-05 | 2020-08-05 | Hanwha | Q Peak BLK-G3 315 | Solar Panels |  | 0.315 | 16 | 160 | 22 |  | Fixed | Roof
Solar Registration Program | NJSRRE1541702270 | Elmwood Park Boro | 7407 | 7 | 5.67 | Residential | No | Behind the Meter | Maier Solar Engineering dba Solar Me | PSE&G | Accepted | 2019-07-25 | 2019-08-05 | 2020-08-05 | Solar Edge | SE5000H-US | Inverters | 5000 |  | 1 |  |  | 0.97 |  | Outdoor | Next to meter
Solar Registration Program | NJSRRE1541702316 | Villas | 8251 | 21 | 5.67 | Residential | Yes | Behind the Meter | Trinity Solar | AC Electric | Accepted | 2019-07-25 | 2019-07-30 | 2020-07-30 | Hanwha | Q.PEAK DUO BLK-G5 315 | Solar Panels |  | 0.315 | 14 | 213 | 27 |  | Fixed | Roof
Solar Registration Program | NJSRRE1541702316 | Villas | 8251 | 21 | 5.67 | Residential | Yes | Behind the Meter | Trinity Solar | AC Electric | Accepted | 2019-07-25 | 2019-07-30 | 2020-07-30 | Hanwha | Q.PEAK DUO BLK-G5 315 | Solar Panels |  | 0.315 | 4 | 123 | 14 |  | Fixed | Roof
Solar Registration Program | NJSRRE1541702316 | Villas | 8251 | 21 | 5.67 | Residential | Yes | Behind the Meter | Trinity Solar | AC Electric | Accepted | 2019-07-25 | 2019-07-30 | 2020-07-30 | Solar Edge | SE5000 | Inverters | 5000 |  | 1 |  |  | 0.97 |  | Outside | side of home
Solar Registration Program | NJSRRE1541724047 | BAYONNE | 7002 | 8 | 5.67 | Residential | Yes | Behind the Meter | Pro Custom Solar dba Momentum Solar | PSE&G | Accepted | 2019-07-31 | 2019-08-05 | 2020-08-05 | HANWHA | Q.PEAK DUO BLK-G5 315 | Solar Panels |  | 0.315 | 10 | 213 | 37 |  | Fixed | Roof
Solar Registration Program | NJSRRE1541724047 | BAYONNE | 7002 | 8 | 5.67 | Residential | Yes | Behind the Meter | Pro Custom Solar dba Momentum Solar | PSE&G | Accepted | 2019-07-31 | 2019-08-05 | 2020-08-05 | HANWHA | Q.PEAK DUO BLK-G5 315 | Solar Panels |  | 0.315 | 8 | 8 | 33 |  | Fixed | Roof
Solar Registration Program | NJSRRE1541724047 | BAYONNE | 7002 | 8 | 5.67 | Residential | Yes | Behind the Meter | Pro Custom Solar dba Momentum Solar | PSE&G | Accepted | 2019-07-31 | 2019-08-05 | 2020-08-05 | ENPHASE ENERGY | IQ7-60-2-US | Inverters | 250 |  | 18 |  |  | 0.97 |  | Outdoor | Roof
Solar Registration Program | NJSRRE1541725648 | HIGH BRIDGE | 8829 | 4 | 5.67 | Residential | Yes | Behind the Meter | Vivint Solar Developer, LLC | JCP&L | Accepted | 2019-08-02 | 2019-08-05 | 2020-08-05 | HANWHA SOLAR | Q.PEAK BLK-G5 315 | Solar Panels |  | 0.315 | 8 | 347 | 27 |  | Fixed | Roof
Solar Registration Program | NJSRRE1541725648 | HIGH BRIDGE | 8829 | 4 | 5.67 | Residential | Yes | Behind the Meter | Vivint Solar Developer, LLC | JCP&L | Accepted | 2019-08-02 | 2019-08-05 | 2020-08-05 | HANWHA SOLAR | Q.PEAK BLK-G5 315 | Solar Panels |  | 0.315 | 10 | 257 | 15 |  | Fixed | Roof
Solar Registration Program | NJSRRE1541725648 | HIGH BRIDGE | 8829 | 4 | 5.67 | Residential | Yes | Behind the Meter | Vivint Solar Developer, LLC | JCP&L | Accepted | 2019-08-02 | 2019-08-05 | 2020-08-05 | SOLAREDGE | SE3800H-US | Inverters | 3800 |  | 1 |  |  | 0.992 |  | Outdoor | Near The Utility Meter
Solar Registration Program | NJSRRE1541788570 | Jersey City, | 7305 | 8 | 5.67 | Residential | Yes | Behind the Meter | Pro Custom Solar dba Momentum Solar | PSE&G | Accepted | 2019-08-05 | 2019-08-08 | 2020-08-08 | HANWHA | Q.PEAK DUO BLK-G5 315 | Solar Panels |  | 0.315 | 9 | 42 | 30 |  | Fixed | Roof
Solar Registration Program | NJSRRE1541788570 | Jersey City, | 7305 | 8 | 5.67 | Residential | Yes | Behind the Meter | Pro Custom Solar dba Momentum Solar | PSE&G | Accepted | 2019-08-05 | 2019-08-08 | 2020-08-08 | HANWHA | Q.PEAK DUO BLK-G5 315 | Solar Panels |  | 0.315 | 9 | 221 | 30 |  | Fixed | Roof
Solar Registration Program | NJSRRE1541788570 | Jersey City, | 7305 | 8 | 5.67 | Residential | Yes | Behind the Meter | Pro Custom Solar dba Momentum Solar | PSE&G | Accepted | 2019-08-05 | 2019-08-08 | 2020-08-08 | Enphase Energy | IQ7-60-2-US | Inverters | 250 |  | 18 |  |  | 0.97 |  | Outdoor | Roof
Solar Registration Program | NJSRRE1541791268 | UNION BEACH | 7735 | 17 | 5.67 | Residential | Yes | Behind the Meter | Vivint Solar Developer, LLC | JCP&L | Accepted | 2019-08-08 | 2019-08-23 | 2020-08-23 | Hanwha Solar | Q.Peak BLk-G5 315 | Solar Panels |  | 0.315 | 18 | 133 | 27 |  | Fixed | Roof
Solar Registration Program | NJSRRE1541791268 | UNION BEACH | 7735 | 17 | 5.67 | Residential | Yes | Behind the Meter | Vivint Solar Developer, LLC | JCP&L | Accepted | 2019-08-08 | 2019-08-23 | 2020-08-23 | Solar Edge | SE3800H-US | Inverters | 3800 |  | 1 |  |  | 0.992 |  | Outdoor | Near the Utility Meter
Solar Registration Program | NJSRRE1541804103 | New Monmouth | 7748 | 17 | 5.67 | Residential | No | Behind the Meter | Suntuity Solar LLC | JCP&L | Accepted | 2019-08-08 | 2019-08-23 | 2020-08-23 | Hanwha Solar | Q-Cells 315 Mono | Solar Panels |  | 0.315 | 18 | 151 | 23 |  | Fixed | Roof
Solar Registration Program | NJSRRE1541804103 | New Monmouth | 7748 | 17 | 5.67 | Residential | No | Behind the Meter | Suntuity Solar LLC | JCP&L | Accepted | 2019-08-08 | 2019-08-23 | 2020-08-23 | Enphase Energy | IQ7-60-2-US | Inverters | 240 |  | 18 |  |  | 0.97 |  | Outdoor | Behind the PV modules
Solar Registration Program | NJSRRE1541804387 | BROWNS MILLS | 8015 | 13 | 5.67 | Residential | Yes | Behind the Meter | Pro Custom Solar dba Momentum Solar | JCP&L | Accepted | 2019-08-08 | 2019-08-23 | 2020-08-23 | HANWHA | Q.PEAK DUO BLK-G5 315 | Solar Panels |  | 0.315 | 18 | 253 | 22 |  | Fixed | Roof
Solar Registration Program | NJSRRE1541804387 | BROWNS MILLS | 8015 | 13 | 5.67 | Residential | Yes | Behind the Meter | Pro Custom Solar dba Momentum Solar | JCP&L | Accepted | 2019-08-08 | 2019-08-23 | 2020-08-23 | Enphase Energy | IQ7-60-2-US | Inverters | 250 |  | 18 |  |  | 0.97 |  | Outdoor | Roof
Solar Registration Program | NJSRRE1541804808 | SWEDESBORO | 8085 | 15 | 5.67 | Residential | Yes | Behind the Meter | Vivint Solar Developer, LLC | AC Electric | Accepted | 2019-08-13 | 2019-08-23 | 2020-08-23 | HANWHA SOLAR | Q.PEAK BLK-G5 315 | Solar Panels |  | 0.315 | 7 | 290 | 18 |  | Fixed | Roof
Solar Registration Program | NJSRRE1541804808 | SWEDESBORO | 8085 | 15 | 5.67 | Residential | Yes | Behind the Meter | Vivint Solar Developer, LLC | AC Electric | Accepted | 2019-08-13 | 2019-08-23 | 2020-08-23 | HANWHA SOLAR | Q.PEAK BLK-G5 315 | Solar Panels |  | 0.315 | 11 | 110 | 18 |  | Fixed | Roof
Solar Registration Program | NJSRRE1541804808 | SWEDESBORO | 8085 | 15 | 5.67 | Residential | Yes | Behind the Meter | Vivint Solar Developer, LLC | AC Electric | Accepted | 2019-08-13 | 2019-08-23 | 2020-08-23 | SOLAREDGE | SE3800H-US000BNC4 | Inverters | 3800 |  | 1 |  |  | 0.992 |  | Outdoor | Near the Utility Meter
Solar Registration Program | NJSRRE1541809780 | Colonia | 7067 | 10 | 5.67 | Residential | Yes | Behind the Meter | Pro Custom Solar dba Momentum Solar | PSE&G | Accepted | 2019-08-09 | 2019-08-23 | 2020-08-23 | HANWHA | Q.PEAK DUO BLK-G5 315 | Solar Panels |  | 0.315 | 6 | 81 | 16 |  | Fixed | Roof
Solar Registration Program | NJSRRE1541809780 | Colonia | 7067 | 10 | 5.67 | Residential | Yes | Behind the Meter | Pro Custom Solar dba Momentum Solar | PSE&G | Accepted | 2019-08-09 | 2019-08-23 | 2020-08-23 | HANWHA | Q.PEAK DUO BLK-G5 315 | Solar Panels |  | 0.315 | 12 | 261 | 15 |  | Fixed | Roof
Solar Registration Program | NJSRRE1541809780 | Colonia | 7067 | 10 | 5.67 | Residential | Yes | Behind the Meter | Pro Custom Solar dba Momentum Solar | PSE&G | Accepted | 2019-08-09 | 2019-08-23 | 2020-08-23 | Enphase Energy | IQ7-60-2-US | Inverters | 250 |  | 18 |  |  | 0.97 |  | Outdoor | Roof
Solar Registration Program | NJSRRE1541817765 | Nutley | 7110 | 9 | 5.67 | Residential | Yes | Behind the Meter | Vivint Solar Developer, LLC | PSE&G | Accepted | 2019-08-13 | 2019-08-23 | 2020-08-23 | Hanwha Solar | Q.PEAK BLK-G5 315 | Solar Panels |  | 0.315 | 18 | 120 | 18 |  | Fixed | Roof
Solar Registration Program | NJSRRE1541817765 | Nutley | 7110 | 9 | 5.67 | Residential | Yes | Behind the Meter | Vivint Solar Developer, LLC | PSE&G | Accepted | 2019-08-13 | 2019-08-23 | 2020-08-23 | Solar Edge | SE3800H-US | Inverters | 3800 |  | 1 |  |  | 0.992 |  | Outdoor | Near the Utility Meter
Solar Registration Program | NJSRRE1541850898 | Englewood | 7631 | 7 | 5.67 | Residential | Yes | Behind the Meter | Trinity Solar | PSE&G | Accepted | 2019-08-16 | 2019-08-23 | 2020-08-23 | Hanwha | Q.PEAK DUO BLK-G5 315 | Solar Panels |  | 0.315 | 18 | 264 | 34 |  | Fixed | Roof
Solar Registration Program | NJSRRE1541850898 | Englewood | 7631 | 7 | 5.67 | Residential | Yes | Behind the Meter | Trinity Solar | PSE&G | Accepted | 2019-08-16 | 2019-08-23 | 2020-08-23 | Solar Edge | SE5000 | Inverters | 5000 |  | 1 |  |  | 0.97 |  | Outside | side of home
Solar Registration Program | NJSRRE1541861792 | Union | 7083 | 10 | 5.67 | Residential | Yes | Behind the Meter | Pro Custom Solar dba Momentum Solar | PSE&G | Accepted | 2019-08-20 | 2019-08-23 | 2020-08-23 | HANWHA | Q.PEAK DUO BLK-G5 315 | Solar Panels |  | 0.315 | 18 | 212 | 18 |  | Fixed | Roof
Solar Registration Program | NJSRRE1541861792 | Union | 7083 | 10 | 5.67 | Residential | Yes | Behind the Meter | Pro Custom Solar dba Momentum Solar | PSE&G | Accepted | 2019-08-20 | 2019-08-23 | 2020-08-23 | Enphase Energy | IQ7-60-2-US | Inverters | 250 |  | 18 |  |  | 0.97 |  | Outdoor | Roof
Solar Registration Program | NJSRRE1541862169 | Linden City | 7036 | 10 | 5.67 | Residential | No | Behind the Meter | Solar Spectrum LLC | PSE&G | Accepted | 2019-08-20 | 2019-08-26 | 2020-08-26 | Q Cells | Q.PEAK-DUO-BLK-G5-315 | Solar Panels |  | 0.315 | 9 | 128 | 23 |  | Fixed | Roof
Solar Registration Program | NJSRRE1541862169 | Linden City | 7036 | 10 | 5.67 | Residential | No | Behind the Meter | Solar Spectrum LLC | PSE&G | Accepted | 2019-08-20 | 2019-08-26 | 2020-08-26 | Q Cells | Q.PEAK-DUO-BLK-G5-315 | Solar Panels |  | 0.315 | 9 | 308 | 23 |  | Fixed | Roof
Solar Registration Program | NJSRRE1541862169 | Linden City | 7036 | 10 | 5.67 | Residential | No | Behind the Meter | Solar Spectrum LLC | PSE&G | Accepted | 2019-08-20 | 2019-08-26 | 2020-08-26 | SolarEdge Technologies | SE5000H-US | Inverters | 21 |  | 1 |  |  | 0.99 |  | Outdoor | near meter
Solar Registration Program | NJSRRE1541862360 | Pittsgrove | 8318 | 16 | 5.67 | Residential | No | Behind the Meter | Solar Spectrum LLC | AC Electric | Accepted | 2019-08-20 | 2019-08-26 | 2020-08-26 | Q Cells | Q.PEAK-DUO-BLK-G5-315 | Solar Panels |  | 0.315 | 18 | 136 | 32 |  | Fixed | Roof
Solar Registration Program | NJSRRE1541862360 | Pittsgrove | 8318 | 16 | 5.67 | Residential | No | Behind the Meter | Solar Spectrum LLC | AC Electric | Accepted | 2019-08-20 | 2019-08-26 | 2020-08-26 | SolarEdge Technologies | SE5000H-US | Inverters | 21 |  | 1 |  |  | 0.99 |  | Outdoor | near meter
Solar Registration Program | NJSRRE1541873932 | Little Egg Harbor Township | 8087 | 18 | 5.67 | Residential | Yes | Behind the Meter | Trinity Solar | AC Electric | Accepted | 2019-08-22 | 2019-08-27 | 2020-08-27 | HANWHA | Q.PEAK DUO BLK-G5 315 | Solar Panels |  | 0.315 | 18 | 81 | 18 |  | Fixed | Roof
Solar Registration Program | NJSRRE1541873932 | Little Egg Harbor Township | 8087 | 18 | 5.67 | Residential | Yes | Behind the Meter | Trinity Solar | AC Electric | Accepted | 2019-08-22 | 2019-08-27 | 2020-08-27 | Solar Edge | SE5000H-US000BNC4 | Inverters | 5000 |  | 1 |  |  | 0.97 |  | Outdoor | side of home
Solar Registration Program | NJSRRE1541880200 | Vineland | 8360 | 20 | 5.67 | Residential | Yes | Behind the Meter | Suntuity Solar LLC | Vineland Muni Electric | Accepted | 2019-08-23 | 2019-11-07 | 2020-11-07 | Hanwha Solar | Q-Cells 315 Mono | Solar Panels |  | 0.315 | 11 | 94 | 32 |  | Fixed | Roof
Solar Registration Program | NJSRRE1541880200 | Vineland | 8360 | 20 | 5.67 | Residential | Yes | Behind the Meter | Suntuity Solar LLC | Vineland Muni Electric | Accepted | 2019-08-23 | 2019-11-07 | 2020-11-07 | Hanwha Solar | Q-Cells 315 Mono | Solar Panels |  | 0.315 | 7 | 94 | 9 |  | Fixed | Roof
Solar Registration Program | NJSRRE1541880200 | Vineland | 8360 | 20 | 5.67 | Residential | Yes | Behind the Meter | Suntuity Solar LLC | Vineland Muni Electric | Accepted | 2019-08-23 | 2019-11-07 | 2020-11-07 | Enphase Energy | IQ7-60-2-US | Inverters | 240 |  | 18 |  |  | 0.97 |  | Outdoor | Behind the PV Modules
Solar Registration Program | NJSRRE1541880978 | Keansburg | 7734 | 17 | 5.67 | Residential | Yes | Behind the Meter | Vivint Solar Developer, LLC | JCP&L | Accepted | 2019-09-05 | 2019-09-05 | 2020-09-05 | HANWHA SOLAR | Q.PEAK BLK-G5 315 | Solar Panels |  | 0.315 | 8 | 356 | 45 |  | Fixed | Roof
Solar Registration Program | NJSRRE1541880978 | Keansburg | 7734 | 17 | 5.67 | Residential | Yes | Behind the Meter | Vivint Solar Developer, LLC | JCP&L | Accepted | 2019-09-05 | 2019-09-05 | 2020-09-05 | HANWHA SOLAR | Q.PEAK BLK-G5 315 | Solar Panels |  | 0.315 | 10 | 176 | 45 |  | Fixed | Roof
Solar Registration Program | NJSRRE1541880978 | Keansburg | 7734 | 17 | 5.67 | Residential | Yes | Behind the Meter | Vivint Solar Developer, LLC | JCP&L | Accepted | 2019-09-05 | 2019-09-05 | 2020-09-05 | Solar Edge | SE3800H-US000BNC4 | Inverters | 3800 |  | 1 |  |  | 0.992 |  | Outdoor | Near the Utility Meter
Solar Registration Program | NJSRRE1541881087 | Tuckerton | 8087 | 18 | 5.67 | Residential | Yes | Behind the Meter | Vivint Solar Developer, LLC | AC Electric | Accepted | 2019-08-29 | 2019-09-04 | 2020-09-04 | HANWHA SOLAR | Q.PEAK BLK-G5 315 | Solar Panels |  | 0.315 | 3 | 297.11 | 33 |  | Fixed | Roof
Solar Registration Program | NJSRRE1541881087 | Tuckerton | 8087 | 18 | 5.67 | Residential | Yes | Behind the Meter | Vivint Solar Developer, LLC | AC Electric | Accepted | 2019-08-29 | 2019-09-04 | 2020-09-04 | HANWHA SOLAR | Q.PEAK BLK-G5 315 | Solar Panels |  | 0.315 | 15 | 297.11 | 33 |  | Fixed | Roof
Solar Registration Program | NJSRRE1541881087 | Tuckerton | 8087 | 18 | 5.67 | Residential | Yes | Behind the Meter | Vivint Solar Developer, LLC | AC Electric | Accepted | 2019-08-29 | 2019-09-04 | 2020-09-04 | SOLAREDGE TECHNOLOGIES | SE3800H-US000BNC4 | Inverters | 3800 |  | 1 |  |  | 0.992 |  | Outdoor | Near the Utility Meter
Solar Registration Program | NJSRRE1541883660 | Keyport | 7735 | 17 | 5.67 | Residential | Yes | Behind the Meter | Vivint Solar Developer, LLC | JCP&L | Accepted | 2019-08-29 | 2019-09-03 | 2020-09-03 | HANWHA SOLAR | Q.PEAK BLK-G5 315 | Solar Panels |  | 0.315 | 18 | 229 | 16 |  | Fixed | Roof
Solar Registration Program | NJSRRE1541883660 | Keyport | 7735 | 17 | 5.67 | Residential | Yes | Behind the Meter | Vivint Solar Developer, LLC | JCP&L | Accepted | 2019-08-29 | 2019-09-03 | 2020-09-03 | Solar Edge | SE3800H-US000BNC4 | Inverters | 3800 |  | 1 |  |  | 0.992 |  | Outdoor | Near the Utility Meter
Solar Registration Program | NJSRRE1541883955 | Pennsauken | 8109 | 14 | 5.67 | Residential | Yes | Behind the Meter | Vivint Solar Developer, LLC | PSE&G | Accepted | 2019-09-03 | 2019-09-03 | 2020-09-03 | Hanwha Solar | Q.PEAK BLK-G5 315 | Solar Panels |  | 0.315 | 12 | 232 | 34 |  | Fixed | Roof
Solar Registration Program | NJSRRE1541883955 | Pennsauken | 8109 | 14 | 5.67 | Residential | Yes | Behind the Meter | Vivint Solar Developer, LLC | PSE&G | Accepted | 2019-09-03 | 2019-09-03 | 2020-09-03 | Hanwha Solar | Q.PEAK BLK-G5 315 | Solar Panels |  | 0.315 | 6 | 232 | 12 |  | Fixed | Roof
Solar Registration Program | NJSRRE1541883955 | Pennsauken | 8109 | 14 | 5.67 | Residential | Yes | Behind the Meter | Vivint Solar Developer, LLC | PSE&G | Accepted | 2019-09-03 | 2019-09-03 | 2020-09-03 | Solar Edge | SE3800H-US | Inverters | 3800 |  | 1 |  |  | 0.992 |  | Outdoor | Near the Utility Meter
Solar Registration Program | NJSRRE1541884554 | NORTH PLAINFIELD | 7060 | 10 | 5.67 | Residential | Yes | Behind the Meter | Vivint Solar Developer, LLC | PSE&G | Accepted | 2019-09-04 | 2019-09-04 | 2020-09-04 | Hanwha Solar | Q.PEAK BLK-G5 315 | Solar Panels |  | 0.315 | 7 | 220 | 27 |  | Fixed | Roof
Solar Registration Program | NJSRRE1541884554 | NORTH PLAINFIELD | 7060 | 10 | 5.67 | Residential | Yes | Behind the Meter | Vivint Solar Developer, LLC | PSE&G | Accepted | 2019-09-04 | 2019-09-04 | 2020-09-04 | Hanwha Solar | Q.PEAK BLK-G5 315 | Solar Panels |  | 0.315 | 3 | 310 | 12 |  | Fixed | Roof
Solar Registration Program | NJSRRE1541884554 | NORTH PLAINFIELD | 7060 | 10 | 5.67 | Residential | Yes | Behind the Meter | Vivint Solar Developer, LLC | PSE&G | Accepted | 2019-09-04 | 2019-09-04 | 2020-09-04 | Hanwha Solar | Q.PEAK BLK-G5 315 | Solar Panels |  | 0.315 | 8 | 310 | 14 |  | Fixed | Roof
Solar Registration Program | NJSRRE1541884554 | NORTH PLAINFIELD | 7060 | 10 | 5.67 | Residential | Yes | Behind the Meter | Vivint Solar Developer, LLC | PSE&G | Accepted | 2019-09-04 | 2019-09-04 | 2020-09-04 | Solar Edge | SE3800H-US | Inverters | 3800 |  | 1 |  |  | 0.992 |  | Outdoor | Near the Utility Meter
Solar Registration Program | NJSRRE1541894844 | South Toms River | 8757 | 18 | 5.67 | Residential | Yes | Behind the Meter | Vivint Solar Developer, LLC | JCP&L | Accepted | 2019-08-28 | 2019-09-03 | 2020-09-03 | HANWHA SOLAR | Q.PEAK BLK-G5 315 | Solar Panels |  | 0.315 | 15 | 247 | 21 |  | Fixed | Roof
Solar Registration Program | NJSRRE1541894844 | South Toms River | 8757 | 18 | 5.67 | Residential | Yes | Behind the Meter | Vivint Solar Developer, LLC | JCP&L | Accepted | 2019-08-28 | 2019-09-03 | 2020-09-03 | Hanwha Solar | Q.PEAK BLK-G5 315 | Solar Panels |  | 0.315 | 3 | 67 | 21 |  | Fixed | Roof
Solar Registration Program | NJSRRE1541894844 | South Toms River | 8757 | 18 | 5.67 | Residential | Yes | Behind the Meter | Vivint Solar Developer, LLC | JCP&L | Accepted | 2019-08-28 | 2019-09-03 | 2020-09-03 | Solar Edge | SE3800H | Inverters | 3800 |  | 1 |  |  | 0.992 |  | Outdoor | Near the Utility Meter
Solar Registration Program | NJSRRE1541988852 | Toms River | 8757 | 18 | 5.67 | Residential | Yes | Behind the Meter | Suntuity Solar LLC | JCP&L | Accepted | 2019-08-31 | 2019-09-05 | 2020-09-05 | Yingli Green Energy | YL315D-30b | Solar Panels |  | 0.315 | 5 | 259 | 22 |  | Fixed | Roof
Solar Registration Program | NJSRRE1541988852 | Toms River | 8757 | 18 | 5.67 | Residential | Yes | Behind the Meter | Suntuity Solar LLC | JCP&L | Accepted | 2019-08-31 | 2019-09-05 | 2020-09-05 | Yingli Green Energy | YL315D-30b | Solar Panels |  | 0.315 | 6 | 169 | 23 |  | Fixed | Roof
Solar Registration Program | NJSRRE1541988852 | Toms River | 8757 | 18 | 5.67 | Residential | Yes | Behind the Meter | Suntuity Solar LLC | JCP&L | Accepted | 2019-08-31 | 2019-09-05 | 2020-09-05 | Yingli Green Energy YL315D-30b | YL315D-30b | Solar Panels |  | 0.315 | 7 | 169 | 21 |  | Fixed | Roof
Solar Registration Program | NJSRRE1541988852 | Toms River | 8757 | 18 | 5.67 | Residential | Yes | Behind the Meter | Suntuity Solar LLC | JCP&L | Accepted | 2019-08-31 | 2019-09-05 | 2020-09-05 | Enphase Energy | IQ7-60-2-US | Inverters | 240 |  | 18 |  |  | 0.97 |  | Outdoor | Behind the PV Modules
Solar Registration Program | NJSRRE1541989804 | Brick | 8724 | 18 | 5.67 | Residential | Yes | Behind the Meter | Vivint Solar Developer, LLC | JCP&L | Accepted | 2019-09-05 | 2019-09-05 | 2020-09-05 | HANWHA SOLAR | Q.PEAK BLK-G5 315 | Solar Panels |  | 0.315 | 18 | 209 | 19 |  | Fixed | Roof
Solar Registration Program | NJSRRE1541989804 | Brick | 8724 | 18 | 5.67 | Residential | Yes | Behind the Meter | Vivint Solar Developer, LLC | JCP&L | Accepted | 2019-09-05 | 2019-09-05 | 2020-09-05 | SOLAREDGE TECHNOLOGIES | SE3800H-US000BNC4 | Inverters | 3800 |  | 1 |  |  | 0.992 |  | Outdoor | Near the Utility Meter
Solar Registration Program | NJSRRE1542269571 | Plainfield | 7060 | 10 | 5.67 | Residential | Yes | Behind the Meter | Vivint Solar Developer, LLC | PSE&G | Accepted | 2019-09-05 | 2019-09-10 | 2020-09-10 | Hanwha Solar | Q.PEAK BLK-G5 315 | Solar Panels |  | 0.315 | 12 | 228 | 30 |  | Fixed | Roof
Solar Registration Program | NJSRRE1542269571 | Plainfield | 7060 | 10 | 5.67 | Residential | Yes | Behind the Meter | Vivint Solar Developer, LLC | PSE&G | Accepted | 2019-09-05 | 2019-09-10 | 2020-09-10 | Hanwha Solar | Q.PEAK BLK-G5 315 | Solar Panels |  | 0.315 | 6 | 228 | 30 |  | Fixed | Roof
Solar Registration Program | NJSRRE1542269571 | Plainfield | 7060 | 10 | 5.67 | Residential | Yes | Behind the Meter | Vivint Solar Developer, LLC | PSE&G | Accepted | 2019-09-05 | 2019-09-10 | 2020-09-10 | Solar Edge | SE3800H-US000BNC4 | Inverters | 3800 |  | 1 |  |  | 0.992 |  | Outdoor | near the utility meter
Solar Registration Program | NJSRRE1542381830 | Newfield | 8344 | 15 | 5.67 | Residential | Yes | Behind the Meter | Suntuity Solar LLC | Vineland Muni Electric | Accepted | 2019-09-11 | 2019-09-12 | 2020-09-12 | Yingli Green Energy | YL315D-30b | Solar Panels |  | 0.315 | 18 | 209 | 25 |  | Fixed | Roof
Solar Registration Program | NJSRRE1542381830 | Newfield | 8344 | 15 | 5.67 | Residential | Yes | Behind the Meter | Suntuity Solar LLC | Vineland Muni Electric | Accepted | 2019-09-11 | 2019-09-12 | 2020-09-12 | Enphase Energy | IQ7-60-2-US | Inverters | 240 |  | 18 |  |  | 0.97 |  | Outdoor | Behind the PV Modules
Solar Registration Program | NJSRRE1542381924 | Totowa | 7512 | 6 | 5.67 | Residential | No | Behind the Meter | Trinity Solar | PSE&G | Accepted | 2019-09-11 | 2019-09-12 | 2020-09-12 | HANWHA | Q.PEAK DUO BLK-G5 315 | Solar Panels |  | 0.315 | 9 | 316 | 18 |  | Fixed | Roof
Solar Registration Program | NJSRRE1542381924 | Totowa | 7512 | 6 | 5.67 | Residential | No | Behind the Meter | Trinity Solar | PSE&G | Accepted | 2019-09-11 | 2019-09-12 | 2020-09-12 | HANWHA | Q.PEAK DUO BLK-G5 315 | Solar Panels |  | 0.315 | 9 | 136 | 45 |  | Fixed | Roof
Solar Registration Program | NJSRRE1542381924 | Totowa | 7512 | 6 | 5.67 | Residential | No | Behind the Meter | Trinity Solar | PSE&G | Accepted | 2019-09-11 | 2019-09-12 | 2020-09-12 | SOLAR EDGE | SE5000H-US | Inverters | 5000 |  | 1 |  |  | 0.97 |  | Outdoor | SIDE OF HOME
Solar Registration Program | NJSRRE1542390894 | OCEAN VIEW | 8230 | 21 | 5.67 | Residential | Yes | Behind the Meter | Vivint Solar Developer, LLC | AC Electric | Accepted | 2019-09-18 | 2019-09-19 | 2020-09-19 | HANWHA SOLAR | Q.PEAK BLK-G5 315 | Solar Panels |  | 0.315 | 4 | 127 | 27 |  | Fixed | Roof
Solar Registration Program | NJSRRE1542390894 | OCEAN VIEW | 8230 | 21 | 5.67 | Residential | Yes | Behind the Meter | Vivint Solar Developer, LLC | AC Electric | Accepted | 2019-09-18 | 2019-09-19 | 2020-09-19 | HANWHA SOLAR | Q.PEAK BLK-G5 315 | Solar Panels |  | 0.315 | 5 | 37 | 27 |  | Fixed | Roof
Solar Registration Program | NJSRRE1542390894 | OCEAN VIEW | 8230 | 21 | 5.67 | Residential | Yes | Behind the Meter | Vivint Solar Developer, LLC | AC Electric | Accepted | 2019-09-18 | 2019-09-19 | 2020-09-19 | HANWHA SOLAR | Q.PEAK BLK-G5 315 | Solar Panels |  | 0.315 | 9 | 307 | 27 |  | Fixed | Roof
Solar Registration Program | NJSRRE1542390894 | OCEAN VIEW | 8230 | 21 | 5.67 | Residential | Yes | Behind the Meter | Vivint Solar Developer, LLC | AC Electric | Accepted | 2019-09-18 | 2019-09-19 | 2020-09-19 | SOLAREDGE TECHNOLOGIES | SE3800H-US000BNC4 | Inverters | 3800 |  | 1 |  |  | 0.992 |  | Outdoor | Near The Utility Meter
Solar Registration Program | NJSRRE1542393793 | North Brunswick | 8902 | 11 | 5.67 | Residential | No | Behind the Meter | Maier Solar Engineering dba Solar Me | PSE&G | Final As-Built Received | 2019-09-16 | 2019-09-16 | 2020-09-16 | Hanwha | Q.Cells | Solar Panels |  | 0.315 | 6 | 307 | 18 |  | Fixed | Roof
Solar Registration Program | NJSRRE1542393793 | North Brunswick | 8902 | 11 | 5.67 | Residential | No | Behind the Meter | Maier Solar Engineering dba Solar Me | PSE&G | Final As-Built Received | 2019-09-16 | 2019-09-16 | 2020-09-16 | Hanwha | Q.Cells | Solar Panels |  | 0.315 | 12 | 127 | 18 |  | Fixed | Roof
Solar Registration Program | NJSRRE1542393793 | North Brunswick | 8902 | 11 | 5.67 | Residential | No | Behind the Meter | Maier Solar Engineering dba Solar Me | PSE&G | Final As-Built Received | 2019-09-16 | 2019-09-16 | 2020-09-16 | Solar Edge | SE5000H-US-EV | Inverters | 5000 |  | 1 |  |  | 0.97 |  | Outdoor | next to meter
Solar Registration Program | NJSRRE1542407178 | Riverside | 8075 | 13 | 5.67 | Residential | Yes | Behind the Meter | Vivint Solar Developer, LLC | PSE&G | Accepted | 2019-09-18 | 2019-09-18 | 2020-09-18 | Hanwha | Q.PEAK DUO BLK-G5 315w | Solar Panels |  | 0.315 | 9 | 148 | 34 |  | Fixed | Roof
Solar Registration Program | NJSRRE1542407178 | Riverside | 8075 | 13 | 5.67 | Residential | Yes | Behind the Meter | Vivint Solar Developer, LLC | PSE&G | Accepted | 2019-09-18 | 2019-09-18 | 2020-09-18 | Hanwha | Q.PEAK DUO BLK-G5 315w | Solar Panels |  | 0.315 | 9 | 238 | 34 |  | Fixed | Roof
Solar Registration Program | NJSRRE1542407178 | Riverside | 8075 | 13 | 5.67 | Residential | Yes | Behind the Meter | Vivint Solar Developer, LLC | PSE&G | Accepted | 2019-09-18 | 2019-09-18 | 2020-09-18 | Solar Edge | SE3800H-US000BNC4 | Inverters | 3800 |  | 1 |  |  | 0.992 |  | Other | Near the Utility Meter
Solar Registration Program | NJSRRE1542408729 | Pennsville | 8070 | 16 | 5.67 | Residential | Yes | Behind the Meter | Suntuity Solar LLC | AC Electric | Accepted | 2019-09-16 | 2019-09-18 | 2020-09-18 | Yingli Green Energy | YL315D-30b | Solar Panels |  | 0.315 | 18 | 129 | 19 |  | Fixed | Roof
Solar Registration Program | NJSRRE1542408729 | Pennsville | 8070 | 16 | 5.67 | Residential | Yes | Behind the Meter | Suntuity Solar LLC | AC Electric | Accepted | 2019-09-16 | 2019-09-18 | 2020-09-18 | Enphase Energy | IQ7-60-2-US | Inverters | 240 |  | 18 |  |  | 0.97 |  | Outdoor | Behind the PV Modules
Solar Registration Program | NJSRRE1542422660 | Bergenfield | 7621 | 7 | 5.67 | Residential | Yes | Behind the Meter | Vivint Solar Developer, LLC | PSE&G | Accepted | 2019-09-19 | 2019-09-23 | 2020-09-23 | HANWHA SOLAR | Q.PEAK BLK-G5 315 | Solar Panels |  | 0.315 | 8 | 181 | 25 |  | Fixed | Roof
Solar Registration Program | NJSRRE1542422660 | Bergenfield | 7621 | 7 | 5.67 | Residential | Yes | Behind the Meter | Vivint Solar Developer, LLC | PSE&G | Accepted | 2019-09-19 | 2019-09-23 | 2020-09-23 | HANWHA SOLAR | Q.PEAK BLK-G5 315 | Solar Panels |  | 0.315 | 7 | 1 | 25 |  | Fixed | Roof
Solar Registration Program | NJSRRE1542422660 | Bergenfield | 7621 | 7 | 5.67 | Residential | Yes | Behind the Meter | Vivint Solar Developer, LLC | PSE&G | Accepted | 2019-09-19 | 2019-09-23 | 2020-09-23 | HANWHA SOLAR | Q.PEAK BLK-G5 315 | Solar Panels |  | 0.315 | 3 | 91 | 10 |  | Fixed | Roof
Solar Registration Program | NJSRRE1542422660 | Bergenfield | 7621 | 7 | 5.67 | Residential | Yes | Behind the Meter | Vivint Solar Developer, LLC | PSE&G | Accepted | 2019-09-19 | 2019-09-23 | 2020-09-23 | SOLAREDGE | SE3800H-US000BNC4 | Inverters | 3800 |  | 1 |  |  | 0.992 |  | Outdoor | Near The Utility Meter
Solar Registration Program | NJSRRE1542422732 | KEYPORT | 7735 | 17 | 5.67 | Residential | Yes | Behind the Meter | Vivint Solar Developer, LLC | JCP&L | Accepted | 2019-09-19 | 2019-09-23 | 2020-09-23 | HANWHA SOLAR | Q.PEAK BLK-G5 315 | Solar Panels |  | 0.315 | 18 | 326 | 28 |  | Fixed | Roof
Solar Registration Program | NJSRRE1542422732 | KEYPORT | 7735 | 17 | 5.67 | Residential | Yes | Behind the Meter | Vivint Solar Developer, LLC | JCP&L | Accepted | 2019-09-19 | 2019-09-23 | 2020-09-23 | SOLAR EDGE | SE3800H-US | Inverters | 3800 |  | 1 |  |  | 0.992 |  | Outdoor | NEAR UTILITY METER
Solar Registration Program | NJSRRE1542424731 | Trenton | 8619 | 12 | 5.67 | Residential | Yes | Behind the Meter | Trinity Solar | PSE&G | Accepted | 2019-09-20 | 2019-09-24 | 2020-09-24 | HANWHA | Q.PEAK DUO BLK-G5 315 | Solar Panels |  | 0.315 | 18 | 179 | 37 |  | Fixed | Roof
Solar Registration Program | NJSRRE1542424731 | Trenton | 8619 | 12 | 5.67 | Residential | Yes | Behind the Meter | Trinity Solar | PSE&G | Accepted | 2019-09-20 | 2019-09-24 | 2020-09-24 | Solar Edge | SE5000H-US | Inverters | 5000 |  | 1 |  |  | 0.97 |  | Outdoor | side of home
Solar Registration Program | NJSRRE1542425017 | MOUNT EPHRAIM | 8059 | 14 | 5.67 | Residential | Yes | Behind the Meter | Vivint Solar Developer, LLC | PSE&G | Accepted | 2019-09-20 | 2019-09-24 | 2020-09-24 | Hanwha | Q.PEAK BLK-G5 315 | Solar Panels |  | 0.315 | 11 | 162 | 37 |  | Fixed | Roof
Solar Registration Program | NJSRRE1542425017 | MOUNT EPHRAIM | 8059 | 14 | 5.67 | Residential | Yes | Behind the Meter | Vivint Solar Developer, LLC | PSE&G | Accepted | 2019-09-20 | 2019-09-24 | 2020-09-24 | Hanwha | Q.PEAK BLK-G5 315 | Solar Panels |  | 0.315 | 4 | 252 | 37 |  | Fixed | Roof
Solar Registration Program | NJSRRE1542425017 | MOUNT EPHRAIM | 8059 | 14 | 5.67 | Residential | Yes | Behind the Meter | Vivint Solar Developer, LLC | PSE&G | Accepted | 2019-09-20 | 2019-09-24 | 2020-09-24 | Hanwha | Q.PEAK BLK-G5 315 | Solar Panels |  | 0.315 | 3 | 162 | 37 |  | Fixed | Roof
Solar Registration Program | NJSRRE1542425017 | MOUNT EPHRAIM | 8059 | 14 | 5.67 | Residential | Yes | Behind the Meter | Vivint Solar Developer, LLC | PSE&G | Accepted | 2019-09-20 | 2019-09-24 | 2020-09-24 | SolarEdge | SE3800H-US | Inverters | 3800 |  | 1 |  |  | 0.992 |  | Outdoor | Near the Utility Meter
Solar Registration Program | NJSRRE1542428288 | Willingboro | 8046 | 13 | 5.67 | Residential | Yes | Behind the Meter | Trinity Solar | PSE&G | Accepted | 2019-09-23 | 2019-09-24 | 2020-09-24 | HANWHA | Q.PEAK DUO BLK-G5 315 | Solar Panels |  | 0.315 | 14 | 159 | 23 |  | Fixed | Roof
Solar Registration Program | NJSRRE1542428288 | Willingboro | 8046 | 13 | 5.67 | Residential | Yes | Behind the Meter | Trinity Solar | PSE&G | Accepted | 2019-09-23 | 2019-09-24 | 2020-09-24 | HANWHA | Q.PEAK DUO BLK-G5 315 | Solar Panels |  | 0.315 | 4 | 249 | 23 |  | Fixed | Roof
Solar Registration Program | NJSRRE1542428288 | Willingboro | 8046 | 13 | 5.67 | Residential | Yes | Behind the Meter | Trinity Solar | PSE&G | Accepted | 2019-09-23 | 2019-09-24 | 2020-09-24 | Solar Edge | SE5000H-US | Inverters | 5000 |  | 1 |  |  | 0.97 |  | Outdoor | side of home
Solar Registration Program | NJSRRE1542428838 | Perth Amboy | 8861 | 11 | 5.67 | Residential | No | Behind the Meter | Pro Custom Solar dba Momentum Solar | PSE&G | Accepted | 2019-09-23 | 2019-09-25 | 2020-09-25 | HANWHA | Q.PEAK DUO BLK-G5 315 | Solar Panels |  | 0.315 | 8 | 220 | 21 |  | Fixed | Roof
Solar Registration Program | NJSRRE1542428838 | Perth Amboy | 8861 | 11 | 5.67 | Residential | No | Behind the Meter | Pro Custom Solar dba Momentum Solar | PSE&G | Accepted | 2019-09-23 | 2019-09-25 | 2020-09-25 | HANWHA | Q.PEAK DUO BLK-G5 315 | Solar Panels |  | 0.315 | 10 | 130 | 21 |  | Fixed | Roof
Solar Registration Program | NJSRRE1542428838 | Perth Amboy | 8861 | 11 | 5.67 | Residential | No | Behind the Meter | Pro Custom Solar dba Momentum Solar | PSE&G | Accepted | 2019-09-23 | 2019-09-25 | 2020-09-25 | Enphase Energy | IQ6-60-2-US | Inverters | 240 |  | 18 |  |  | 0.97 |  | Outdoor | Roof
Solar Registration Program | NJSRRE1542430976 | CHERRY HILL | 8002 | 14 | 5.67 | Residential | No | Behind the Meter | Vivint Solar Developer, LLC | PSE&G | Accepted | 2019-09-24 | 2019-09-26 | 2020-09-26 | JINKO SOLAR | JKM315M-60HBL | Solar Panels |  | 0.315 | 18 | 114 | 18 |  | Fixed | Roof
Solar Registration Program | NJSRRE1542430976 | CHERRY HILL | 8002 | 14 | 5.67 | Residential | No | Behind the Meter | Vivint Solar Developer, LLC | PSE&G | Accepted | 2019-09-24 | 2019-09-26 | 2020-09-26 | SolarEdge | SE3800H-US | Inverters | 3800 |  | 1 |  |  | 0.992 |  | Outdoor | Near the Utility Meter
Solar Registration Program | NJSRRE1542433833 | Tuckerton | 8087 | 18 | 5.67 | Residential | Yes | Behind the Meter | Suntuity Solar LLC | AC Electric | Accepted | 2019-09-25 | 2019-09-27 | 2020-09-27 | Yingli Green Energy | YL315D-30b | Solar Panels |  | 0.315 | 15 | 155 | 30 |  | Fixed | Roof
Solar Registration Program | NJSRRE1542433833 | Tuckerton | 8087 | 18 | 5.67 | Residential | Yes | Behind the Meter | Suntuity Solar LLC | AC Electric | Accepted | 2019-09-25 | 2019-09-27 | 2020-09-27 | Yingli Green Energy | YL315D-30b | Solar Panels |  | 0.315 | 3 | 155 | 23 |  | Fixed | Roof
Solar Registration Program | NJSRRE1542433833 | Tuckerton | 8087 | 18 | 5.67 | Residential | Yes | Behind the Meter | Suntuity Solar LLC | AC Electric | Accepted | 2019-09-25 | 2019-09-27 | 2020-09-27 | Enphase Energy | IQ7-60-2-US | Inverters | 240 |  | 18 |  |  | 0.97 |  | Outdoor | Behind the PV Modules
Solar Registration Program | NJSRRE1542441586 | HACKENSACK | 7601 | 7 | 5.67 | Residential | Yes | Behind the Meter | Vivint Solar Developer, LLC | PSE&G | Accepted | 2019-09-25 | 2019-09-27 | 2020-09-27 | Hanwha | Q.PEAK BLK-G5 315 | Solar Panels |  | 0.315 | 12 | 219 | 19 |  | Fixed | Roof
Solar Registration Program | NJSRRE1542441586 | HACKENSACK | 7601 | 7 | 5.67 | Residential | Yes | Behind the Meter | Vivint Solar Developer, LLC | PSE&G | Accepted | 2019-09-25 | 2019-09-27 | 2020-09-27 | Hanwha | Q.PEAK BLK-G5 315 | Solar Panels |  | 0.315 | 3 | 309 | 19 |  | Fixed | Roof
Solar Registration Program | NJSRRE1542441586 | HACKENSACK | 7601 | 7 | 5.67 | Residential | Yes | Behind the Meter | Vivint Solar Developer, LLC | PSE&G | Accepted | 2019-09-25 | 2019-09-27 | 2020-09-27 | Hanwha | Q.PEAK BLK-G5 315 | Solar Panels |  | 0.315 | 3 | 129 | 19 |  | Fixed | Roof
Solar Registration Program | NJSRRE1542441586 | HACKENSACK | 7601 | 7 | 5.67 | Residential | Yes | Behind the Meter | Vivint Solar Developer, LLC | PSE&G | Accepted | 2019-09-25 | 2019-09-27 | 2020-09-27 | Solar Edge | SE3800H-US000BNC4 | Inverters | 3800 |  | 1 |  |  | 0.992 |  | Outdoor | Near the Utility Meter
Solar Registration Program | NJSRRE1542443655 | Camden | 8104 | 14 | 5.67 | Residential | Yes | Behind the Meter | Castle Energy, LLC | PSE&G | Accepted | 2019-09-26 | 2019-09-30 | 2020-09-30 | Hanwha Q-Cells | Q.Peak DUO-BLK-G5 315 | Solar Panels |  | 0.315 | 18 | 180 | 2 |  | Fixed | Roof
Solar Registration Program | NJSRRE1542443655 | Camden | 8104 | 14 | 5.67 | Residential | Yes | Behind the Meter | Castle Energy, LLC | PSE&G | Accepted | 2019-09-26 | 2019-09-30 | 2020-09-30 | Enphase Energy | IQ7-60-2-US | Inverters | 240 |  | 18 |  |  | 0.967 |  | Outside | on the rooftop under each solar panel
Solar Registration Program | NJSRRE1542478490 | North Bergen | 7047 | 8 | 5.67 | Residential | No | Behind the Meter | Trinity Solar | PSE&G | Accepted | 2019-10-01 | 2019-10-03 | 2020-10-03 | Hanwha 315 | Q.PEAK DUO BLK-G5 315 | Solar Panels |  | 0.315 | 10 | 303 | 9 |  | Fixed | Roof
Solar Registration Program | NJSRRE1542478490 | North Bergen | 7047 | 8 | 5.67 | Residential | No | Behind the Meter | Trinity Solar | PSE&G | Accepted | 2019-10-01 | 2019-10-03 | 2020-10-03 | Hanwha 315 | Q.PEAK DUO BLK-G5 315 | Solar Panels |  | 0.315 | 8 | 123 | 37 |  | Fixed | Roof
Solar Registration Program | NJSRRE1542478490 | North Bergen | 7047 | 8 | 5.67 | Residential | No | Behind the Meter | Trinity Solar | PSE&G | Accepted | 2019-10-01 | 2019-10-03 | 2020-10-03 | Solar Edge | SE5000 | Inverters | 5000 |  | 1 |  |  | 0.97 |  | Outside | side of home
Solar Registration Program | NJSRRE1542494040 | Matawan | 7747 | 17 | 5.67 | Residential | Yes | Behind the Meter | Vivint Solar Developer, LLC | JCP&L | Accepted | 2019-10-02 | 2019-10-04 | 2020-10-04 | Hanwha Solar | Q.PEAK BLK-G5 315 | Solar Panels |  | 0.315 | 2 | 127 | 13 |  | Fixed | Roof
Solar Registration Program | NJSRRE1542494040 | Matawan | 7747 | 17 | 5.67 | Residential | Yes | Behind the Meter | Vivint Solar Developer, LLC | JCP&L | Accepted | 2019-10-02 | 2019-10-04 | 2020-10-04 | Hanwha Solar | Q.PEAK BLK-G5 315 | Solar Panels |  | 0.315 | 16 | 217 | 37 |  | Fixed | Roof
Solar Registration Program | NJSRRE1542494040 | Matawan | 7747 | 17 | 5.67 | Residential | Yes | Behind the Meter | Vivint Solar Developer, LLC | JCP&L | Accepted | 2019-10-02 | 2019-10-04 | 2020-10-04 | SolarEdge Technologies | SE3800H-US | Inverters | 3800 |  | 1 |  |  | 0.992 |  | Outdoor | Near the Utility Meter
Solar Registration Program | NJSRRE1542500924 | Yardville | 8620 | 12 | 5.67 | Residential | Yes | Behind the Meter | Trinity Solar | PSE&G | Accepted | 2019-10-03 | 2019-10-08 | 2020-10-08 | Hanwha | Q.PEAK DUO BLK-G5 315 | Solar Panels |  | 0.315 | 9 | 90 | 23 |  | Fixed | Roof
Solar Registration Program | NJSRRE1542500924 | Yardville | 8620 | 12 | 5.67 | Residential | Yes | Behind the Meter | Trinity Solar | PSE&G | Accepted | 2019-10-03 | 2019-10-08 | 2020-10-08 | Hanwha | Q.PEAK DUO BLK-G5 315 | Solar Panels |  | 0.315 | 9 | 270 | 23 |  | Fixed | Roof
Solar Registration Program | NJSRRE1542500924 | Yardville | 8620 | 12 | 5.67 | Residential | Yes | Behind the Meter | Trinity Solar | PSE&G | Accepted | 2019-10-03 | 2019-10-08 | 2020-10-08 | Solar Edge | SE5000 | Inverters | 5000 |  | 1 |  |  | 0.97 |  | Outside | side of home
Solar Registration Program | NJSRRE1542515823 | Plainfield | 7060 | 10 | 5.67 | Residential | Yes | Behind the Meter | Vivint Solar Developer, LLC | PSE&G | Accepted | 2019-10-08 | 2019-10-11 | 2020-10-11 | HANWHA SOLAR | Q.PEAK BLK-G5 315 | Solar Panels |  | 0.315 | 9 | 308 | 15 |  | Fixed | Roof
Solar Registration Program | NJSRRE1542515823 | Plainfield | 7060 | 10 | 5.67 | Residential | Yes | Behind the Meter | Vivint Solar Developer, LLC | PSE&G | Accepted | 2019-10-08 | 2019-10-11 | 2020-10-11 | HANWHA SOLAR | Q.PEAK BLK-G5 315 | Solar Panels |  | 0.315 | 9 | 218 | 26 |  | Fixed | Roof
Solar Registration Program | NJSRRE1542515823 | Plainfield | 7060 | 10 | 5.67 | Residential | Yes | Behind the Meter | Vivint Solar Developer, LLC | PSE&G | Accepted | 2019-10-08 | 2019-10-11 | 2020-10-11 | SOLAR EDGE | SE3800H-US000BNC4 | Inverters | 3800 |  | 1 |  |  | 0.992 |  | Outdoor | Near the Utility Meter
Solar Registration Program | NJSRRE1542519394 | West Orange, | 7052 | 9 | 5.67 | Residential | Yes | Behind the Meter | Trinity Solar | PSE&G | Accepted | 2019-10-09 | 2019-10-11 | 2020-10-11 | HANWHA | Q.PEAK DUO BLK-G5 315 | Solar Panels |  | 0.315 | 18 | 113 | 40 |  | Fixed | Roof
Solar Registration Program | NJSRRE1542519394 | West Orange, | 7052 | 9 | 5.67 | Residential | Yes | Behind the Meter | Trinity Solar | PSE&G | Accepted | 2019-10-09 | 2019-10-11 | 2020-10-11 | Solar Edge | SE5000H-US000BNC4 | Inverters | 5000 |  | 1 |  |  | 0.97 |  | Outdoor | side of home
Solar Registration Program | NJSRRE1542521387 | Oceanport | 7757 | 17 | 5.67 | Residential | No | Behind the Meter | Trinity Solar | JCP&L | Accepted | 2019-10-09 | 2019-10-11 | 2020-10-11 | Hanwha | Q.PEAK DUO BLK-G5 315 | Solar Panels |  | 0.315 | 18 | 130 | 23 |  | Fixed | Roof
Solar Registration Program | NJSRRE1542521387 | Oceanport | 7757 | 17 | 5.67 | Residential | No | Behind the Meter | Trinity Solar | JCP&L | Accepted | 2019-10-09 | 2019-10-11 | 2020-10-11 | Solar Edge | SE5000 | Inverters | 5000 |  | 1 |  |  | 0.97 |  | Outside | side of home
Solar Registration Program | NJSRRE1542521659 | Union | 7083 | 10 | 5.67 | Residential | No | Behind the Meter | Trinity Solar | PSE&G | Accepted | 2019-10-09 | 2019-10-11 | 2020-10-11 | Hanwha 315 | Q.PEAK DUO BLK-G5 315 | Solar Panels |  | 0.315 | 15 | 171 | 30 |  | Fixed | Roof
Solar Registration Program | NJSRRE1542521659 | Union | 7083 | 10 | 5.67 | Residential | No | Behind the Meter | Trinity Solar | PSE&G | Accepted | 2019-10-09 | 2019-10-11 | 2020-10-11 | Hanwha 315 | Q.PEAK DUO BLK-G5 315 | Solar Panels |  | 0.315 | 3 | 171 | 18 |  | Fixed | Roof
Solar Registration Program | NJSRRE1542521659 | Union | 7083 | 10 | 5.67 | Residential | No | Behind the Meter | Trinity Solar | PSE&G | Accepted | 2019-10-09 | 2019-10-11 | 2020-10-11 | Solar Edge | SE5000H-US | Inverters | 5000 |  | 1 |  |  | 0.97 |  | Outside | side of home
Solar Registration Program | NJSRRE1542525274 | SEWELL | 8080 | 15 | 5.67 | Residential | Yes | Behind the Meter | Vivint Solar Developer, LLC | AC Electric | Accepted | 2019-10-10 | 2019-10-14 | 2020-10-14 | HANWHA SOLAR | Q.PEAK BLK-G5 315 | Solar Panels |  | 0.315 | 6 | 117 | 20 |  | Fixed | Roof
Solar Registration Program | NJSRRE1542525274 | SEWELL | 8080 | 15 | 5.67 | Residential | Yes | Behind the Meter | Vivint Solar Developer, LLC | AC Electric | Accepted | 2019-10-10 | 2019-10-14 | 2020-10-14 | HANWHA SOLAR | Q.PEAK BLK-G5 315 | Solar Panels |  | 0.315 | 3 | 207 | 20 |  | Fixed | Roof
Solar Registration Program | NJSRRE1542525274 | SEWELL | 8080 | 15 | 5.67 | Residential | Yes | Behind the Meter | Vivint Solar Developer, LLC | AC Electric | Accepted | 2019-10-10 | 2019-10-14 | 2020-10-14 | HANWHA SOLAR | Q.PEAK BLK-G5 315 | Solar Panels |  | 0.315 | 3 | 117 | 20 |  | Fixed | Roof
Solar Registration Program | NJSRRE1542525274 | SEWELL | 8080 | 15 | 5.67 | Residential | Yes | Behind the Meter | Vivint Solar Developer, LLC | AC Electric | Accepted | 2019-10-10 | 2019-10-14 | 2020-10-14 | HANWHA SOLAR | Q.PEAK BLK-G5 315 | Solar Panels |  | 0.315 | 6 | 27 | 20 |  | Fixed | Roof
Solar Registration Program | NJSRRE1542525274 | SEWELL | 8080 | 15 | 5.67 | Residential | Yes | Behind the Meter | Vivint Solar Developer, LLC | AC Electric | Accepted | 2019-10-10 | 2019-10-14 | 2020-10-14 | SOLAREDGE | SE3800H-US000BNC4 | Inverters | 3800 |  | 1 |  |  | 0.992 |  | Outdoor | Near The Utility Meter
Solar Registration Program | NJSRRE1542528202 | BRIDGETON | 8302 | 20 | 5.67 | Residential | Yes | Behind the Meter | Vivint Solar Developer, LLC | AC Electric | Accepted | 2019-10-11 | 2019-10-15 | 2020-10-15 | Hanwha | Q.PEAK BLK-G5 315 | Solar Panels |  | 0.315 | 12 | 84 | 39 |  | Fixed | Roof
Solar Registration Program | NJSRRE1542528202 | BRIDGETON | 8302 | 20 | 5.67 | Residential | Yes | Behind the Meter | Vivint Solar Developer, LLC | AC Electric | Accepted | 2019-10-11 | 2019-10-15 | 2020-10-15 | Hanwha | Q.PEAK BLK-G5 315 | Solar Panels |  | 0.315 | 6 | 264 | 39 |  | Fixed | Roof
Solar Registration Program | NJSRRE1542528202 | BRIDGETON | 8302 | 20 | 5.67 | Residential | Yes | Behind the Meter | Vivint Solar Developer, LLC | AC Electric | Accepted | 2019-10-11 | 2019-10-15 | 2020-10-15 | SOLAREDGE | SE3800H-US | Inverters | 3800 |  | 1 |  |  | 0.992 |  | Outdoor | Near the Utility Meter
Solar Registration Program | NJSRRE1542540225 | Toms River | 8753 | 18 | 5.67 | Residential | Yes | Behind the Meter | Trinity Solar | JCP&L | Accepted | 2019-10-14 | 2019-10-16 | 2020-10-16 | Hanwha | Q.PEAK DUO BLK-G5 315 | Solar Panels |  | 0.315 | 18 | 236 | 27 |  | Fixed | Roof
Solar Registration Program | NJSRRE1542540225 | Toms River | 8753 | 18 | 5.67 | Residential | Yes | Behind the Meter | Trinity Solar | JCP&L | Accepted | 2019-10-14 | 2019-10-16 | 2020-10-16 | Solar Edge | SE5000 | Inverters | 5000 |  | 1 |  |  | 0.97 |  | Outside | side of home
Solar Registration Program | NJSRRE1542540247 | Williamstown | 8094 | 15 | 5.67 | Residential | Yes | Behind the Meter | Pro Custom Solar dba Momentum Solar | AC Electric | Accepted | 2019-10-14 | 2019-10-16 | 2020-10-16 | Hanwha | Q.Peak DUO BLK-G5 315 | Solar Panels |  | 0.315 | 4 | 227 | 27 |  | Fixed | Roof
Solar Registration Program | NJSRRE1542540247 | Williamstown | 8094 | 15 | 5.67 | Residential | Yes | Behind the Meter | Pro Custom Solar dba Momentum Solar | AC Electric | Accepted | 2019-10-14 | 2019-10-16 | 2020-10-16 | Hanwha | Q.Peak DUO BLK-G5 315 | Solar Panels |  | 0.315 | 14 | 136 | 28 |  | Fixed | Roof
Solar Registration Program | NJSRRE1542540247 | Williamstown | 8094 | 15 | 5.67 | Residential | Yes | Behind the Meter | Pro Custom Solar dba Momentum Solar | AC Electric | Accepted | 2019-10-14 | 2019-10-16 | 2020-10-16 | Enphase Energy | IQ6-60-2-US | Inverters | 240 |  | 18 |  |  | 0.97 |  | Outdoor | Roof
Solar Registration Program | NJSRRE1542541481 | Clifton | 7011 | 6 | 5.67 | Residential | Yes | Behind the Meter | Pro Custom Solar dba Momentum Solar | PSE&G | Accepted | 2019-10-14 | 2019-10-16 | 2020-10-16 | Hanwha | Q.Peak DUO BLK-G5 315 | Solar Panels |  | 0.315 | 18 | 167 | 11 |  | Fixed | Roof
Solar Registration Program | NJSRRE1542541481 | Clifton | 7011 | 6 | 5.67 | Residential | Yes | Behind the Meter | Pro Custom Solar dba Momentum Solar | PSE&G | Accepted | 2019-10-14 | 2019-10-16 | 2020-10-16 | Enphase Energy | IQ6-60-2-US | Inverters | 240 |  | 18 |  |  | 0.97 |  | Outdoor | Roof
Solar Registration Program | NJSRRE1542543705 | Sicklerville | 8081 | 14 | 5.67 | Residential | Yes | Behind the Meter | Suntuity Solar LLC | AC Electric | Accepted | 2019-10-15 | 2019-10-17 | 2020-10-17 | Yingli Green Energy | YL315D-30b | Solar Panels |  | 0.315 | 18 | 211 | 27 |  | Fixed | Roof
Solar Registration Program | NJSRRE1542543705 | Sicklerville | 8081 | 14 | 5.67 | Residential | Yes | Behind the Meter | Suntuity Solar LLC | AC Electric | Accepted | 2019-10-15 | 2019-10-17 | 2020-10-17 | Enphase Energy | IQ7-60-2-US | Inverters | 240 |  | 18 |  |  | 0.97 |  | Outdoor | Behind the PV Modules
Solar Registration Program | NJSRRE1542543707 | Galloway | 8205 | 19 | 5.67 | Residential | Yes | Behind the Meter | Suntuity Solar LLC | AC Electric | Accepted | 2019-10-15 | 2019-10-17 | 2020-10-17 | Yingli Green Energy | YL315D-30b | Solar Panels |  | 0.315 | 13 | 244 | 30 |  | Fixed | Roof
Solar Registration Program | NJSRRE1542543707 | Galloway | 8205 | 19 | 5.67 | Residential | Yes | Behind the Meter | Suntuity Solar LLC | AC Electric | Accepted | 2019-10-15 | 2019-10-17 | 2020-10-17 | Yingli Green Energy | YL315D-30b | Solar Panels |  | 0.315 | 5 | 64 | 30 |  | Fixed | Roof
Solar Registration Program | NJSRRE1542543707 | Galloway | 8205 | 19 | 5.67 | Residential | Yes | Behind the Meter | Suntuity Solar LLC | AC Electric | Accepted | 2019-10-15 | 2019-10-17 | 2020-10-17 | Enphase Energy | IQ7-60-2-US | Inverters | 240 |  | 18 |  |  | 0.97 |  | Outdoor | Behind the PV Modules
Solar Registration Program | NJSRRE1542543936 | KEYPORT | 7735 | 17 | 5.67 | Residential | Yes | Behind the Meter | Vivint Solar Developer, LLC | JCP&L | Accepted | 2019-10-15 | 2019-10-17 | 2020-10-17 | HANWHA SOLAR | Q.PEAK BLK-G5 315 | Solar Panels |  | 0.315 | 10 | 258 | 23 |  | Fixed | Roof
Solar Registration Program | NJSRRE1542543936 | KEYPORT | 7735 | 17 | 5.67 | Residential | Yes | Behind the Meter | Vivint Solar Developer, LLC | JCP&L | Accepted | 2019-10-15 | 2019-10-17 | 2020-10-17 | HANWHA SOLAR | Q.PEAK BLK-G5 315 | Solar Panels |  | 0.315 | 8 | 78 | 23 |  | Fixed | Roof
Solar Registration Program | NJSRRE1542543936 | KEYPORT | 7735 | 17 | 5.67 | Residential | Yes | Behind the Meter | Vivint Solar Developer, LLC | JCP&L | Accepted | 2019-10-15 | 2019-10-17 | 2020-10-17 | SOLAREDGE | SE3800H-US | Inverters | 3800 |  | 1 |  |  | 0.992 |  | Outdoor | Near the Utility Meter
Solar Registration Program | NJSRRE1542547560 | Clifton | 7011 | 6 | 5.67 | Residential | Yes | Behind the Meter | Trinity Solar | PSE&G | Accepted | 2019-10-16 | 2019-10-18 | 2020-10-18 | Hanwha 315 | Q.PEAK DUO BLK-G5 315 | Solar Panels |  | 0.315 | 18 | 167 | 18 |  | Fixed | Roof
Solar Registration Program | NJSRRE1542547560 | Clifton | 7011 | 6 | 5.67 | Residential | Yes | Behind the Meter | Trinity Solar | PSE&G | Accepted | 2019-10-16 | 2019-10-18 | 2020-10-18 | Solar Edge | SE5000H-US | Inverters | 5000 |  | 1 |  |  | 0.97 |  | Outside | side of home
Solar Registration Program | NJSRRE1542548433 | Plainfield | 7060 | 10 | 5.67 | Residential | Yes | Behind the Meter | Pro Custom Solar dba Momentum Solar | PSE&G | Accepted | 2019-10-16 | 2019-10-18 | 2020-10-18 | HANWHA | Q.PEAK DUO BLK-G5 315 | Solar Panels |  | 0.315 | 18 | 85 | 17 |  | Fixed | Roof
Solar Registration Program | NJSRRE1542548433 | Plainfield | 7060 | 10 | 5.67 | Residential | Yes | Behind the Meter | Pro Custom Solar dba Momentum Solar | PSE&G | Accepted | 2019-10-16 | 2019-10-18 | 2020-10-18 | Enphase Energy | IQ7-60-2-US | Inverters | 250 |  | 18 |  |  | 0.97 |  | Outdoor | Roof
Solar Registration Program | NJSRRE1542556287 | Mays Landing | 8330 | 19 | 5.67 | Residential | Yes | Behind the Meter | Vivint Solar Developer, LLC | AC Electric | Accepted | 2019-10-18 | 2019-10-22 | 2020-10-22 | Hanwha | Q.PEAK BLK-G5 315 | Solar Panels |  | 0.315 | 14 | 156 | 21 |  | Fixed | Roof
Solar Registration Program | NJSRRE1542556287 | Mays Landing | 8330 | 19 | 5.67 | Residential | Yes | Behind the Meter | Vivint Solar Developer, LLC | AC Electric | Accepted | 2019-10-18 | 2019-10-22 | 2020-10-22 | Hanwha | Q.PEAK BLK-G5 315 | Solar Panels |  | 0.315 | 4 | 246 | 15 |  | Fixed | Roof
Solar Registration Program | NJSRRE1542556287 | Mays Landing | 8330 | 19 | 5.67 | Residential | Yes | Behind the Meter | Vivint Solar Developer, LLC | AC Electric | Accepted | 2019-10-18 | 2019-10-22 | 2020-10-22 | Solar Edge | SE3800H-US000BNC4 | Inverters | 3800 |  | 1 |  |  | 0.992 |  | Outdoor | Near the Utility Meter
Solar Registration Program | NJSRRE1542556969 | TOMS RIVER | 8757 | 18 | 5.67 | Residential | Yes | Behind the Meter | Vivint Solar Developer, LLC | JCP&L | Accepted | 2019-10-18 | 2019-10-22 | 2020-10-22 | HANWHA SOLAR | Q.PEAK DUO BLK-G5 315 | Solar Panels |  | 0.315 | 18 | 135 | 19 |  | Fixed | Roof
Solar Registration Program | NJSRRE1542556969 | TOMS RIVER | 8757 | 18 | 5.67 | Residential | Yes | Behind the Meter | Vivint Solar Developer, LLC | JCP&L | Accepted | 2019-10-18 | 2019-10-22 | 2020-10-22 | solar edge | SE3800H-US | Inverters | 3800 |  | 1 |  |  | 0.992 |  | Outdoor | near utility meter
Solar Registration Program | NJSRRE1542561812 | East Orange | 7018 | 9 | 5.67 | Residential | No | Behind the Meter | Trinity Solar | PSE&G | Accepted | 2019-10-21 | 2019-10-23 | 2020-10-23 | Hanwha 315 | Q.PEAK DUO BLK-G5 315 | Solar Panels |  | 0.315 | 4 | 107 | 14 |  | Fixed | Roof
Solar Registration Program | NJSRRE1542561812 | East Orange | 7018 | 9 | 5.67 | Residential | No | Behind the Meter | Trinity Solar | PSE&G | Accepted | 2019-10-21 | 2019-10-23 | 2020-10-23 | Hanwha 315 | Q.PEAK DUO BLK-G5 315 | Solar Panels |  | 0.315 | 3 | 197 | 14 |  | Fixed | Roof
Solar Registration Program | NJSRRE1542561812 | East Orange | 7018 | 9 | 5.67 | Residential | No | Behind the Meter | Trinity Solar | PSE&G | Accepted | 2019-10-21 | 2019-10-23 | 2020-10-23 | Hanwha 315 | Q.PEAK DUO BLK-G5 315 | Solar Panels |  | 0.315 | 11 | 197 | 45 |  | Fixed | Roof
Solar Registration Program | NJSRRE1542561812 | East Orange | 7018 | 9 | 5.67 | Residential | No | Behind the Meter | Trinity Solar | PSE&G | Accepted | 2019-10-21 | 2019-10-23 | 2020-10-23 | Solar Edge | SE5000H-US | Inverters | 5000 |  | 1 |  |  | 0.97 |  | Outside | Side of home
Solar Registration Program | NJSRRE1542568719 | Lincoln Park | 7035 | 3 | 5.67 | Residential | Yes | Behind the Meter | Trinity Solar | JCP&L | Accepted | 2019-10-21 | 2019-10-23 | 2020-10-23 | Hanwha | Q.PEAK DUO BLK-G5 315 | Solar Panels |  | 0.315 | 14 | 94 | 14 |  | Fixed | Roof
Solar Registration Program | NJSRRE1542568719 | Lincoln Park | 7035 | 3 | 5.67 | Residential | Yes | Behind the Meter | Trinity Solar | JCP&L | Accepted | 2019-10-21 | 2019-10-23 | 2020-10-23 | Hanhwa | Q.PEAK DUO BLK-G5 315 | Solar Panels |  | 0.315 | 4 | 94 | 23 |  | Fixed | Roof
Solar Registration Program | NJSRRE1542568719 | Lincoln Park | 7035 | 3 | 5.67 | Residential | Yes | Behind the Meter | Trinity Solar | JCP&L | Accepted | 2019-10-21 | 2019-10-23 | 2020-10-23 | Solar Edge | SE5000 | Inverters | 5000 |  | 1 |  |  | 0.97 |  | Outside | side of home
Solar Registration Program | NJSRRE1542574881 | Bloomfield | 7003 | 9 | 5.67 | Residential | Yes | Behind the Meter | Trinity Solar | PSE&G | Accepted | 2019-10-22 | 2019-10-24 | 2020-10-24 | Hanwha 315 | Q.PEAK DUO BLK-G5 315 | Solar Panels |  | 0.315 | 9 | 85 | 33 |  | Fixed | Roof
Solar Registration Program | NJSRRE1542574881 | Bloomfield | 7003 | 9 | 5.67 | Residential | Yes | Behind the Meter | Trinity Solar | PSE&G | Accepted | 2019-10-22 | 2019-10-24 | 2020-10-24 | Hanwha 315 | Q.PEAK DUO BLK-G5 315 | Solar Panels |  | 0.315 | 9 | 265 | 34 |  | Fixed | Roof
Solar Registration Program | NJSRRE1542574881 | Bloomfield | 7003 | 9 | 5.67 | Residential | Yes | Behind the Meter | Trinity Solar | PSE&G | Accepted | 2019-10-22 | 2019-10-24 | 2020-10-24 | Solar Edge | SE5000H-US | Inverters | 5000 |  | 1 |  |  | 0.97 |  | Outside | side of home
Solar Registration Program | NJSRRE1542576382 | Toms River | 8753 | 18 | 5.67 | Residential | Yes | Behind the Meter | Vivint Solar Developer, LLC | JCP&L | Accepted | 2019-10-23 | 2019-10-24 | 2020-10-24 | Hanwha | Q.PEAK BLK-G5 315 | Solar Panels |  | 0.315 | 12 | 165 | 23 |  | Fixed | Roof
Solar Registration Program | NJSRRE1542576382 | Toms River | 8753 | 18 | 5.67 | Residential | Yes | Behind the Meter | Vivint Solar Developer, LLC | JCP&L | Accepted | 2019-10-23 | 2019-10-24 | 2020-10-24 | Hanwha | Q.PEAK BLK-G5 315 | Solar Panels |  | 0.315 | 6 | 165 | 23 |  | Fixed | Roof
Solar Registration Program | NJSRRE1542576382 | Toms River | 8753 | 18 | 5.67 | Residential | Yes | Behind the Meter | Vivint Solar Developer, LLC | JCP&L | Accepted | 2019-10-23 | 2019-10-24 | 2020-10-24 | Solar Edge | SE3800H-US | Inverters | 3800 |  | 1 |  |  | 0.992 |  | Outdoor | Near the Utility Meter
Solar Registration Program | NJSRRE1542581337 | Wenonah | 8090 | 15 | 5.67 | Residential | No | Behind the Meter | Trinity Solar | PSE&G | Accepted | 2019-10-24 | 2019-10-28 | 2020-10-28 | Hanwha | Q.PEAK DUO BLK-G5 315 | Solar Panels |  | 0.315 | 8 | 102 | 23 |  | Fixed | Roof
Solar Registration Program | NJSRRE1542581337 | Wenonah | 8090 | 15 | 5.67 | Residential | No | Behind the Meter | Trinity Solar | PSE&G | Accepted | 2019-10-24 | 2019-10-28 | 2020-10-28 | Hanwha | Q.PEAK DUO BLK-G5 315 | Solar Panels |  | 0.315 | 10 | 102 | 23 |  | Fixed | Roof
Solar Registration Program | NJSRRE1542581337 | Wenonah | 8090 | 15 | 5.67 | Residential | No | Behind the Meter | Trinity Solar | PSE&G | Accepted | 2019-10-24 | 2019-10-28 | 2020-10-28 | Solar Edge | SE5000 | Inverters | 5000 |  | 1 |  |  | 0.97 |  | Outside | side of home
Solar Registration Program | NJSRRE1542581402 | Freehold | 7728 | 17 | 5.67 | Residential | Yes | Behind the Meter | Pro Custom Solar dba Momentum Solar | JCP&L | Accepted | 2019-10-24 | 2019-10-28 | 2020-10-28 | Hanwha | Q.Peak DUO BLK-G5 315 | Solar Panels |  | 0.315 | 18 | 224 | 30 |  | Fixed | Roof
Solar Registration Program | NJSRRE1542581402 | Freehold | 7728 | 17 | 5.67 | Residential | Yes | Behind the Meter | Pro Custom Solar dba Momentum Solar | JCP&L | Accepted | 2019-10-24 | 2019-10-28 | 2020-10-28 | Enphase Energy | IQ6-60-2-US | Inverters | 240 |  | 18 |  |  | 0.97 |  | Outdoor | Roof
Solar Registration Program | NJSRRE1542582509 | Irvington | 7111 | 9 | 5.67 | Residential | Yes | Behind the Meter | Trinity Solar | PSE&G | Accepted | 2019-10-24 | 2019-10-28 | 2020-10-28 | HANWHA | Q.PEAK DUO BLK-G5 315 | Solar Panels |  | 0.315 | 4 | 99 | 37 |  | Fixed | Roof
Solar Registration Program | NJSRRE1542582509 | Irvington | 7111 | 9 | 5.67 | Residential | Yes | Behind the Meter | Trinity Solar | PSE&G | Accepted | 2019-10-24 | 2019-10-28 | 2020-10-28 | HANWHA | Q.PEAK DUO BLK-G5 315 | Solar Panels |  | 0.315 | 14 | 189 | 36 |  | Fixed | Roof
Solar Registration Program | NJSRRE1542582509 | Irvington | 7111 | 9 | 5.67 | Residential | Yes | Behind the Meter | Trinity Solar | PSE&G | Accepted | 2019-10-24 | 2019-10-28 | 2020-10-28 | Solar Edge | SE5000H-US000BNC4 | Inverters | 5000 |  | 1 |  |  | 0.97 |  | Outdoor | side of home
Solar Registration Program | NJSRRE1542584412 | Dunellen | 8812 | 11 | 5.67 | Residential | Yes | Behind the Meter | Pro Custom Solar dba Momentum Solar | PSE&G | Accepted | 2019-10-25 | 2019-10-28 | 2020-10-28 | Hanwha | Q.Peak DUO BLK-G5 315 | Solar Panels |  | 0.315 | 18 | 230 | 45 |  | Fixed | Roof
Solar Registration Program | NJSRRE1542584412 | Dunellen | 8812 | 11 | 5.67 | Residential | Yes | Behind the Meter | Pro Custom Solar dba Momentum Solar | PSE&G | Accepted | 2019-10-25 | 2019-10-28 | 2020-10-28 | Enphase Energy | IQ6-60-2-US | Inverters | 240 |  | 18 |  |  | 0.97 |  | Outdoor | Roof
Solar Registration Program | NJSRRE1542611567 | Somerset | 8873 | 5 | 5.67 | Residential | Yes | Behind the Meter | Pro Custom Solar dba Momentum Solar | PSE&G | Accepted | 2019-10-25 | 2019-10-29 | 2020-10-29 | Hanwha | Q.Peak DUO BLK-G5 315 | Solar Panels |  | 0.315 | 18 | 218 | 23 |  | Fixed | Roof
Solar Registration Program | NJSRRE1542611567 | Somerset | 8873 | 5 | 5.67 | Residential | Yes | Behind the Meter | Pro Custom Solar dba Momentum Solar | PSE&G | Accepted | 2019-10-25 | 2019-10-29 | 2020-10-29 | Enphase Energy | IQ6-60-2-US | Inverters | 240 |  | 18 |  |  | 0.97 |  | Outdoor | Roof
Solar Registration Program | NJSRRE1542684368 | Brick | 8724 | 18 | 5.67 | Residential | Yes | Behind the Meter | Vivint Solar Developer, LLC | JCP&L | Accepted | 2019-10-28 | 2019-10-30 | 2020-10-30 | Hanwha Solar | Q.PEAK BLK-G5 315 | Solar Panels |  | 0.315 | 18 | 219 | 20 |  | Fixed | Roof
Solar Registration Program | NJSRRE1542684368 | Brick | 8724 | 18 | 5.67 | Residential | Yes | Behind the Meter | Vivint Solar Developer, LLC | JCP&L | Accepted | 2019-10-28 | 2019-10-30 | 2020-10-30 | Solar Edge | SE3800H-US000BNC4 | Inverters | 3800 |  | 1 |  |  | 0.992 |  | Outdoor | Near the utility meter
Solar Registration Program | NJSRRE1542684889 | Keyport | 7735 | 17 | 5.67 | Residential | Yes | Behind the Meter | Trinity Solar | JCP&L | Accepted | 2019-10-28 | 2019-10-30 | 2020-10-30 | Yingli 315 | YL315D-30b | Solar Panels |  | 0.315 | 16 | 257 | 23 |  | Fixed | Roof
Solar Registration Program | NJSRRE1542684889 | Keyport | 7735 | 17 | 5.67 | Residential | Yes | Behind the Meter | Trinity Solar | JCP&L | Accepted | 2019-10-28 | 2019-10-30 | 2020-10-30 | Yingli 315 | YL315D-30b | Solar Panels |  | 0.315 | 2 | 77 | 23 |  | Fixed | Roof
Solar Registration Program | NJSRRE1542684889 | Keyport | 7735 | 17 | 5.67 | Residential | Yes | Behind the Meter | Trinity Solar | JCP&L | Accepted | 2019-10-28 | 2019-10-30 | 2020-10-30 | Solar Edge | SE5000H-US | Inverters | 5000 |  | 1 |  |  | 0.97 |  | Outside | side of home
Solar Registration Program | NJSRRE1542687282 | Bloomfield | 7003 | 9 | 5.67 | Residential | Yes | Behind the Meter | Trinity Solar | PSE&G | Accepted | 2019-10-29 | 2019-10-31 | 2020-10-31 | HANWHA | Q.PEAK DUO BLK-G5 315 | Solar Panels |  | 0.315 | 18 | 206 | 27 |  | Fixed | Roof
Solar Registration Program | NJSRRE1542687282 | Bloomfield | 7003 | 9 | 5.67 | Residential | Yes | Behind the Meter | Trinity Solar | PSE&G | Accepted | 2019-10-29 | 2019-10-31 | 2020-10-31 | Solar Edge | SE5000H-US000BNC4 | Inverters | 5000 |  | 1 |  |  | 0.97 |  | Outdoor | side of home
Solar Registration Program | NJSRRE1542738197 | Neptune City | 7753 | 17 | 5.67 | Residential | Yes | Behind the Meter | Trinity Solar | JCP&L | Accepted | 2019-10-29 | 2019-10-31 | 2020-10-31 | Yingli | YL315D-30b | Solar Panels |  | 0.315 | 18 | 103 | 18 |  | Fixed | Roof
Solar Registration Program | NJSRRE1542738197 | Neptune City | 7753 | 17 | 5.67 | Residential | Yes | Behind the Meter | Trinity Solar | JCP&L | Accepted | 2019-10-29 | 2019-10-31 | 2020-10-31 | Solar Edge | SE5000 | Inverters | 5000 |  | 1 |  |  | 0.97 |  | Outside | side of home
Solar Registration Program | NJSRRE1542765467 | Toms River | 8757 | 18 | 5.67 | Residential | Yes | Behind the Meter | Trinity Solar | JCP&L | Accepted | 2019-10-30 | 2019-11-01 | 2020-11-01 | HANWHA | Q.PEAK DUO BLK-G5 315 | Solar Panels |  | 0.315 | 18 | 167 | 18 |  | Fixed | Roof
Solar Registration Program | NJSRRE1542765467 | Toms River | 8757 | 18 | 5.67 | Residential | Yes | Behind the Meter | Trinity Solar | JCP&L | Accepted | 2019-10-30 | 2019-11-01 | 2020-11-01 | SOLAR EDGE | SE5000H-US | Inverters | 5000 |  | 1 |  |  | 0.97 |  | Outdoor | SIDE OF HOME
Solar Registration Program | NJSRRE1542781909 | Union | 7083 | 10 | 5.67 | Residential | Yes | Behind the Meter | Vivint Solar Developer, LLC | PSE&G | Accepted | 2019-10-30 | 2019-11-01 | 2020-11-01 | HANWHA SOLAR | Q.PEAK BLK-G5 315 | Solar Panels |  | 0.315 | 18 | 128 | 23 |  | Fixed | Roof
Solar Registration Program | NJSRRE1542781909 | Union | 7083 | 10 | 5.67 | Residential | Yes | Behind the Meter | Vivint Solar Developer, LLC | PSE&G | Accepted | 2019-10-30 | 2019-11-01 | 2020-11-01 | SOLAREDGE | SE3800H-US000BNC4 | Inverters | 3800 |  | 1 |  |  | 0.992 |  | Outdoor | Near The Utility Meter
Solar Registration Program | NJSRRE1542790736 | RAHWAY | 7065 | 10 | 5.67 | Residential | Yes | Behind the Meter | Vivint Solar Developer, LLC | PSE&G | Accepted | 2019-10-30 | 2019-11-01 | 2020-11-01 | HANWHA SOLAR | Q.PEAK BLK-G5 315 | Solar Panels |  | 0.315 | 18 | 311 | 31 |  | Fixed | Roof
Solar Registration Program | NJSRRE1542790736 | RAHWAY | 7065 | 10 | 5.67 | Residential | Yes | Behind the Meter | Vivint Solar Developer, LLC | PSE&G | Accepted | 2019-10-30 | 2019-11-01 | 2020-11-01 | SOLAREDGE | SE3800H-US000BNC4 | Inverters | 3800 |  | 1 |  |  | 0.992 |  | Outdoor | Near the Utility Meter
Solar Registration Program | NJSRRE1542832682 | Florence | 8518 | 13 | 5.67 | Residential | Yes | Behind the Meter | Vivint Solar Developer, LLC | PSE&G | Accepted | 2019-10-30 | 2019-11-01 | 2020-11-01 | HANWHA SOLAR | Q.PEAK BLK-G5 315 | Solar Panels |  | 0.315 | 2 | 138 | 17 |  | Fixed | Roof
Solar Registration Program | NJSRRE1542832682 | Florence | 8518 | 13 | 5.67 | Residential | Yes | Behind the Meter | Vivint Solar Developer, LLC | PSE&G | Accepted | 2019-10-30 | 2019-11-01 | 2020-11-01 | HANWHA SOLAR | Q.PEAK BLK-G5 315 | Solar Panels |  | 0.315 | 2 | 318 | 17 |  | Fixed | Roof
Solar Registration Program | NJSRRE1542832682 | Florence | 8518 | 13 | 5.67 | Residential | Yes | Behind the Meter | Vivint Solar Developer, LLC | PSE&G | Accepted | 2019-10-30 | 2019-11-01 | 2020-11-01 | HANWHA SOLAR | Q.PEAK BLK-G5 315 | Solar Panels |  | 0.315 | 14 | 228 | 13 |  | Fixed | Roof
Solar Registration Program | NJSRRE1542832682 | Florence | 8518 | 13 | 5.67 | Residential | Yes | Behind the Meter | Vivint Solar Developer, LLC | PSE&G | Accepted | 2019-10-30 | 2019-11-01 | 2020-11-01 | solar edge | SE3800H-US | Inverters | 3800 |  | 1 |  |  | 0.992 |  | Outdoor | near the utility meter
Solar Registration Program | NJSRRE1542839728 | Wildwood | 8260 | 21 | 5.67 | Residential | Yes | Behind the Meter | Trinity Solar | AC Electric | Accepted | 2019-10-31 | 2019-11-04 | 2020-11-04 | HANWHA | Q.PEAK DUO BLK-G5 315 | Solar Panels |  | 0.315 | 18 | 133 | 30 |  | Fixed | Roof
Solar Registration Program | NJSRRE1542839728 | Wildwood | 8260 | 21 | 5.67 | Residential | Yes | Behind the Meter | Trinity Solar | AC Electric | Accepted | 2019-10-31 | 2019-11-04 | 2020-11-04 | Solar Edge | SE5000H-US000BNC4 | Inverters | 5000 |  | 1 |  |  | 0.97 |  | Outdoor | side of home
Solar Registration Program | NJSRRE1542839991 | TEANECK | 7666 | 7 | 5.67 | Residential | Yes | Behind the Meter | Vivint Solar Developer, LLC | PSE&G | Accepted | 2019-10-31 | 2019-11-04 | 2020-11-04 | Hanwha | Q.PEAK BLK-G5 315 | Solar Panels |  | 0.315 | 2 | 77 | 33 |  | Fixed | Roof
Solar Registration Program | NJSRRE1542839991 | TEANECK | 7666 | 7 | 5.67 | Residential | Yes | Behind the Meter | Vivint Solar Developer, LLC | PSE&G | Accepted | 2019-10-31 | 2019-11-04 | 2020-11-04 | Hanwha | Q.PEAK BLK-G5 315 | Solar Panels |  | 0.315 | 16 | 347 | 44 |  | Fixed | Roof
Solar Registration Program | NJSRRE1542839991 | TEANECK | 7666 | 7 | 5.67 | Residential | Yes | Behind the Meter | Vivint Solar Developer, LLC | PSE&G | Accepted | 2019-10-31 | 2019-11-04 | 2020-11-04 | Solar Edge | SE3800H-US000BNC4 | Inverters | 3800 |  | 1 |  |  | 0.992 |  | Outdoor | Near the Utility Meter
Solar Registration Program | NJSRRE1542850423 | Moorestown | 8057 | 13 | 5.67 | Residential | Yes | Behind the Meter | Vivint Solar Developer, LLC | PSE&G | Accepted | 2019-10-31 | 2019-11-04 | 2020-11-04 | Hanwha Solar | Q.PEAK BLK-G5 315 | Solar Panels |  | 0.315 | 18 | 261 | 29 |  | Fixed | Roof
Solar Registration Program | NJSRRE1542850423 | Moorestown | 8057 | 13 | 5.67 | Residential | Yes | Behind the Meter | Vivint Solar Developer, LLC | PSE&G | Accepted | 2019-10-31 | 2019-11-04 | 2020-11-04 | Solar Edge | SE3800H-US000BNC4 | Inverters | 3800 |  | 1 |  |  | 0.992 |  | Outdoor | Near the Utility Meter
Solar Registration Program | NJSRRE1542850427 | NEWFOUNDLAND | 7435 | 6 | 5.67 | Residential | Yes | Behind the Meter | Vivint Solar Developer, LLC | JCP&L | Accepted | 2019-10-31 | 2019-11-04 | 2020-11-04 | HANWHA SOLAR | Q.PEAK BLK-G5 315 | Solar Panels |  | 0.315 | 18 | 224 | 36 |  | Fixed | Roof
Solar Registration Program | NJSRRE1542850427 | NEWFOUNDLAND | 7435 | 6 | 5.67 | Residential | Yes | Behind the Meter | Vivint Solar Developer, LLC | JCP&L | Accepted | 2019-10-31 | 2019-11-04 | 2020-11-04 | SOLAREDGE | SE3800H-US000BNC4 | Inverters | 3800 |  | 1 |  |  | 0.992 |  | Outdoor | Near the Utility Meter
Solar Registration Program | NJSRRE1542851325 | Union | 7083 | 10 | 5.67 | Residential | Yes | Behind the Meter | Pro Custom Solar dba Momentum Solar | PSE&G | Accepted | 2019-10-31 | 2019-11-04 | 2020-11-04 | HANWHA | Q.PEAK DUO BLK-G5 315 | Solar Panels |  | 0.315 | 18 | 136 | 33 |  | Fixed | Roof
Solar Registration Program | NJSRRE1542851325 | Union | 7083 | 10 | 5.67 | Residential | Yes | Behind the Meter | Pro Custom Solar dba Momentum Solar | PSE&G | Accepted | 2019-10-31 | 2019-11-04 | 2020-11-04 | Enphase Energy | IQ6-60-2-US | Inverters | 240 |  | 18 |  |  | 0.97 |  | Outdoor | Roof
Solar Registration Program | NJSRRE1542883164 | Manahawkin | 8050 | 18 | 5.67 | Residential | Yes | Behind the Meter | Vivint Solar Developer, LLC | AC Electric | Accepted | 2019-11-01 | 2019-11-05 | 2020-11-05 | Hanwha | Q.PEAK BLK-G5 315 | Solar Panels |  | 0.315 | 18 | 138 | 21 |  | Fixed | Roof
Solar Registration Program | NJSRRE1542883164 | Manahawkin | 8050 | 18 | 5.67 | Residential | Yes | Behind the Meter | Vivint Solar Developer, LLC | AC Electric | Accepted | 2019-11-01 | 2019-11-05 | 2020-11-05 | Solar Edge | SE3800H-US000BNC4 | Inverters | 3800 |  | 1 |  |  | 0.992 |  | Outdoor | Near the utility meter
Solar Registration Program | NJSRRE1542909136 | Wildwood | 8260 | 21 | 5.67 | Residential | Yes | Behind the Meter | Trinity Solar | AC Electric | Accepted | 2019-11-04 | 2019-11-06 | 2020-11-06 | Hanwha | Q.PEAK DUO BLK-G5 315 | Solar Panels |  | 0.315 | 6 | 133 | 17 |  | Fixed | Roof
Solar Registration Program | NJSRRE1542909136 | Wildwood | 8260 | 21 | 5.67 | Residential | Yes | Behind the Meter | Trinity Solar | AC Electric | Accepted | 2019-11-04 | 2019-11-06 | 2020-11-06 | Hanwha | Q.PEAK DUO BLK-G5 315 | Solar Panels |  | 0.315 | 2 | 313 | 30 |  | Fixed | Roof
Solar Registration Program | NJSRRE1542909136 | Wildwood | 8260 | 21 | 5.67 | Residential | Yes | Behind the Meter | Trinity Solar | AC Electric | Accepted | 2019-11-04 | 2019-11-06 | 2020-11-06 | Hanwha | Q.PEAK DUO BLK-G5 315 | Solar Panels |  | 0.315 | 3 | 133 | 37 |  | Fixed | Roof
Solar Registration Program | NJSRRE1542909136 | Wildwood | 8260 | 21 | 5.67 | Residential | Yes | Behind the Meter | Trinity Solar | AC Electric | Accepted | 2019-11-04 | 2019-11-06 | 2020-11-06 | Hanwha | Q.PEAK DUO BLK-G5 315 | Solar Panels |  | 0.315 | 5 | 313 | 17 |  | Fixed | Roof
Solar Registration Program | NJSRRE1542909136 | Wildwood | 8260 | 21 | 5.67 | Residential | Yes | Behind the Meter | Trinity Solar | AC Electric | Accepted | 2019-11-04 | 2019-11-06 | 2020-11-06 | Hanwha | Q.PEAK DUO BLK-G5 315 | Solar Panels |  | 0.315 | 2 | 133 | 30 |  | Fixed | Roof
Solar Registration Program | NJSRRE1542909136 | Wildwood | 8260 | 21 | 5.67 | Residential | Yes | Behind the Meter | Trinity Solar | AC Electric | Accepted | 2019-11-04 | 2019-11-06 | 2020-11-06 | Solar Edge | SE5000 | Inverters | 5000 |  | 1 |  |  | 0.97 |  | Outside | side of home
Solar Registration Program | NJSRRE1542909161 | Berlin | 8009 | 14 | 5.67 | Residential | Yes | Behind the Meter | Trinity Solar | AC Electric | Accepted | 2019-11-04 | 2019-11-06 | 2020-11-06 | Hanwha | Q.PEAK DUO BLK-G5 315 | Solar Panels |  | 0.315 | 18 | 118 | 27 |  | Fixed | Roof
Solar Registration Program | NJSRRE1542909161 | Berlin | 8009 | 14 | 5.67 | Residential | Yes | Behind the Meter | Trinity Solar | AC Electric | Accepted | 2019-11-04 | 2019-11-06 | 2020-11-06 | Solar Edge | SE5000 | Inverters | 5000 |  | 1 |  |  | 0.97 |  | Outside | side of home
Solar Registration Program | NJSRRE1542909197 | North Bergen | 7047 | 8 | 5.67 | Residential | Yes | Behind the Meter | Pro Custom Solar dba Momentum Solar | PSE&G | Accepted | 2019-11-04 | 2019-11-06 | 2020-11-06 | Hanwha | Q.Peak DUO BLK-G5 315 | Solar Panels |  | 0.315 | 13 | 121 | 41 |  | Fixed | Roof
Solar Registration Program | NJSRRE1542909197 | North Bergen | 7047 | 8 | 5.67 | Residential | Yes | Behind the Meter | Pro Custom Solar dba Momentum Solar | PSE&G | Accepted | 2019-11-04 | 2019-11-06 | 2020-11-06 | Hanwha | Q.Peak DUO BLK-G5 315 | Solar Panels |  | 0.315 | 5 | 211 | 41 |  | Fixed | Roof
Solar Registration Program | NJSRRE1542909197 | North Bergen | 7047 | 8 | 5.67 | Residential | Yes | Behind the Meter | Pro Custom Solar dba Momentum Solar | PSE&G | Accepted | 2019-11-04 | 2019-11-06 | 2020-11-06 | Enphase Energy | IQ7-60-2-US | Inverters | 250 |  | 18 |  |  | 0.97 |  | Outdoor | Roof
Solar Registration Program | NJSRRE1542967084 | North Bergen | 7047 | 8 | 5.67 | Residential | Yes | Behind the Meter | Trinity Solar | PSE&G | Accepted | 2019-11-05 | 2019-11-07 | 2020-11-07 | HANWHA | Q.PEAK DUO BLK-G5 315 | Solar Panels |  | 0.315 | 6 | 210 | 9 |  | Fixed | Roof
Solar Registration Program | NJSRRE1542967084 | North Bergen | 7047 | 8 | 5.67 | Residential | Yes | Behind the Meter | Trinity Solar | PSE&G | Accepted | 2019-11-05 | 2019-11-07 | 2020-11-07 | HANWHA | Q.PEAK DUO BLK-G5 315 | Solar Panels |  | 0.315 | 12 | 120 | 45 |  | Fixed | Roof
Solar Registration Program | NJSRRE1542967084 | North Bergen | 7047 | 8 | 5.67 | Residential | Yes | Behind the Meter | Trinity Solar | PSE&G | Accepted | 2019-11-05 | 2019-11-07 | 2020-11-07 | Solar Edge | SE5000H-US000BNC4 | Inverters | 5000 |  | 1 |  |  | 0.97 |  | Outdoor | side of home
Solar Registration Program | NJSRRE1543040929 | Bound Brook | 8805 | 5 | 5.67 | Residential | No | Behind the Meter | Trinity Solar | PSE&G | Accepted | 2019-11-06 | 2019-11-08 | 2020-11-08 | HANWHA | Q.PEAK DUO BLK-G5 315 | Solar Panels |  | 0.315 | 18 | 195 | 34 |  | Fixed | Roof
Solar Registration Program | NJSRRE1543040929 | Bound Brook | 8805 | 5 | 5.67 | Residential | No | Behind the Meter | Trinity Solar | PSE&G | Accepted | 2019-11-06 | 2019-11-08 | 2020-11-08 | Solar Edge | SE5000H-US000BNC4 | Inverters | 5000 |  | 1 |  |  | 0.97 |  | Outdoor | side of home
Solar Registration Program | NJSRRE1543041607 | Paterson | 7504 | 6 | 5.67 | Residential | No | Behind the Meter | Trinity Solar | PSE&G | Accepted | 2019-11-06 | 2019-11-11 | 2020-11-11 | HANWHA | Q.PEAK DUO BLK-G5 315 | Solar Panels |  | 0.315 | 12 | 97 | 19 |  | Fixed | Roof
Solar Registration Program | NJSRRE1543041607 | Paterson | 7504 | 6 | 5.67 | Residential | No | Behind the Meter | Trinity Solar | PSE&G | Accepted | 2019-11-06 | 2019-11-11 | 2020-11-11 | HANWHA | Q.PEAK DUO BLK-G5 315 | Solar Panels |  | 0.315 | 6 | 277 | 15 |  | Fixed | Roof
Solar Registration Program | NJSRRE1543041607 | Paterson | 7504 | 6 | 5.67 | Residential | No | Behind the Meter | Trinity Solar | PSE&G | Accepted | 2019-11-06 | 2019-11-11 | 2020-11-11 | SOLAR EDGE | SE5000H-US | Inverters | 5000 |  | 1 |  |  | 0.97 |  | Outdoor | SIDE
Solar Registration Program | NJSRRE1543042346 | Bound Brook | 8805 | 5 | 5.67 | Residential | Yes | Behind the Meter | Vivint Solar Developer, LLC | PSE&G | Accepted | 2019-11-07 | 2019-11-11 | 2020-11-11 | HANWHA SOLAR | Q.PEAK BLK-G5 315 | Solar Panels |  | 0.315 | 4 | 173 | 28 |  | Fixed | Roof
Solar Registration Program | NJSRRE1543042346 | Bound Brook | 8805 | 5 | 5.67 | Residential | Yes | Behind the Meter | Vivint Solar Developer, LLC | PSE&G | Accepted | 2019-11-07 | 2019-11-11 | 2020-11-11 | HANWHA SOLAR | Q.PEAK BLK-G5 315 | Solar Panels |  | 0.315 | 4 | 173 | 38 |  | Fixed | Roof
Solar Registration Program | NJSRRE1543042346 | Bound Brook | 8805 | 5 | 5.67 | Residential | Yes | Behind the Meter | Vivint Solar Developer, LLC | PSE&G | Accepted | 2019-11-07 | 2019-11-11 | 2020-11-11 | HANWHA SOLAR | Q.PEAK BLK-G5 315 | Solar Panels |  | 0.315 | 3 | 263 | 22 |  | Fixed | Roof
Solar Registration Program | NJSRRE1543042346 | Bound Brook | 8805 | 5 | 5.67 | Residential | Yes | Behind the Meter | Vivint Solar Developer, LLC | PSE&G | Accepted | 2019-11-07 | 2019-11-11 | 2020-11-11 | HANWHA SOLAR | Q.PEAK BLK-G5 315 | Solar Panels |  | 0.315 | 3 | 83 | 22 |  | Fixed | Roof
Solar Registration Program | NJSRRE1543042346 | Bound Brook | 8805 | 5 | 5.67 | Residential | Yes | Behind the Meter | Vivint Solar Developer, LLC | PSE&G | Accepted | 2019-11-07 | 2019-11-11 | 2020-11-11 | HANWHA SOLAR | Q.PEAK BLK-G5 315 | Solar Panels |  | 0.315 | 2 | 263 | 19 |  | Fixed | Roof
Solar Registration Program | NJSRRE1543042346 | Bound Brook | 8805 | 5 | 5.67 | Residential | Yes | Behind the Meter | Vivint Solar Developer, LLC | PSE&G | Accepted | 2019-11-07 | 2019-11-11 | 2020-11-11 | HANWHA SOLAR | Q.PEAK BLK-G5 315 | Solar Panels |  | 0.315 | 2 | 83 | 19 |  | Fixed | Roof
Solar Registration Program | NJSRRE1543042346 | Bound Brook | 8805 | 5 | 5.67 | Residential | Yes | Behind the Meter | Vivint Solar Developer, LLC | PSE&G | Accepted | 2019-11-07 | 2019-11-11 | 2020-11-11 | SOLAREDGE | SE3800H-US000BNC4 | Inverters | 3800 |  | 1 |  |  | 0.992 |  | Outdoor | Near The Utility Meter
Solar Registration Program | NJSRRE1543058109 | Forked River | 8731 | 18 | 5.67 | Residential | Yes | Behind the Meter | Pro Custom Solar dba Momentum Solar | JCP&L | Accepted | 2019-11-08 | 2019-11-13 | 2020-11-13 | Hanwha | Q.Peak DUO BLK-G5 315 | Solar Panels |  | 0.315 | 12 | 148 | 18 |  | Fixed | Roof
Solar Registration Program | NJSRRE1543058109 | Forked River | 8731 | 18 | 5.67 | Residential | Yes | Behind the Meter | Pro Custom Solar dba Momentum Solar | JCP&L | Accepted | 2019-11-08 | 2019-11-13 | 2020-11-13 | Hanwha | Q.Peak DUO BLK-G5 315 | Solar Panels |  | 0.315 | 6 | 148 | 17 |  | Fixed | Roof
Solar Registration Program | NJSRRE1543058109 | Forked River | 8731 | 18 | 5.67 | Residential | Yes | Behind the Meter | Pro Custom Solar dba Momentum Solar | JCP&L | Accepted | 2019-11-08 | 2019-11-13 | 2020-11-13 | Enphase Energy | IQ6-60-2-US | Inverters | 240 |  | 18 |  |  | 0.97 |  | Outdoor | Roof
Solar Registration Program | NJSRRE1543067340 | Spotswood | 8884 | 11 | 5.67 | Residential | Yes | Behind the Meter | Suntuity Solar LLC | JCP&L | Accepted | 2019-11-12 | 2019-11-14 | 2020-11-14 | Yingli Green Energy | YL315D-30b | Solar Panels |  | 0.315 | 18 | 140 | 22 |  | Fixed | Roof
Solar Registration Program | NJSRRE1543067340 | Spotswood | 8884 | 11 | 5.67 | Residential | Yes | Behind the Meter | Suntuity Solar LLC | JCP&L | Accepted | 2019-11-12 | 2019-11-14 | 2020-11-14 | Enphase Energy | IQ7-60-2-US | Inverters | 240 |  | 18 |  |  | 0.97 |  | Outdoor | Behind the PV modules
Solar Registration Program | NJSRRE1543274905 | Ocean View | 8230 | 21 | 5.67 | Residential | No | Behind the Meter | Trinity Solar | AC Electric | Accepted | 2019-11-14 | 2019-11-19 | 2020-11-19 | HANWHA | Q.PEAK DUO BLK-G5 315 | Solar Panels |  | 0.315 | 18 | 215 | 18 |  | Fixed | Roof
Solar Registration Program | NJSRRE1543274905 | Ocean View | 8230 | 21 | 5.67 | Residential | No | Behind the Meter | Trinity Solar | AC Electric | Accepted | 2019-11-14 | 2019-11-19 | 2020-11-19 | Solar Edge | SE5000H-US000BNC4 | Inverters | 5000 |  | 1 |  |  | 0.97 |  | Outdoor | side of home
Solar Registration Program | NJSRRE1543315517 | PATERSON | 7522 | 6 | 5.67 | Residential | Yes | Behind the Meter | Vivint Solar Developer, LLC | PSE&G | Accepted | 2019-11-19 | 2019-11-19 | 2020-11-19 | HANWHA SOLAR | Q.PEAK BLK-G5 315 | Solar Panels |  | 0.315 | 10 | 314 | 33 |  | Fixed | Roof
Solar Registration Program | NJSRRE1543315517 | PATERSON | 7522 | 6 | 5.67 | Residential | Yes | Behind the Meter | Vivint Solar Developer, LLC | PSE&G | Accepted | 2019-11-19 | 2019-11-19 | 2020-11-19 | HANWHA SOLAR | Q.PEAK BLK-G5 315 | Solar Panels |  | 0.315 | 8 | 134 | 33 |  | Fixed | Roof
Solar Registration Program | NJSRRE1543315517 | PATERSON | 7522 | 6 | 5.67 | Residential | Yes | Behind the Meter | Vivint Solar Developer, LLC | PSE&G | Accepted | 2019-11-19 | 2019-11-19 | 2020-11-19 | solar edge | SE3800H-US000BNC4 | Inverters | 3800 |  | 1 |  |  | 0.992 |  | Outdoor | near the utility meter
Solar Registration Program | NJSRRE1543417438 | CLIFTON | 7011 | 6 | 5.67 | Residential | Yes | Behind the Meter | Vivint Solar Developer, LLC | PSE&G | Accepted | 2019-11-18 | 2019-11-20 | 2020-11-20 | Hanwha | Q.PEAK BLK-G5 315 | Solar Panels |  | 0.315 | 8 | 347 | 11 |  | Fixed | Roof
Solar Registration Program | NJSRRE1543417438 | CLIFTON | 7011 | 6 | 5.67 | Residential | Yes | Behind the Meter | Vivint Solar Developer, LLC | PSE&G | Accepted | 2019-11-18 | 2019-11-20 | 2020-11-20 | Hanwha | Q.PEAK BLK-G5 315 | Solar Panels |  | 0.315 | 10 | 167 | 7 |  | Fixed | Roof
Solar Registration Program | NJSRRE1543417438 | CLIFTON | 7011 | 6 | 5.67 | Residential | Yes | Behind the Meter | Vivint Solar Developer, LLC | PSE&G | Accepted | 2019-11-18 | 2019-11-20 | 2020-11-20 | Solar Edge | SE3800H-US000BNC4 | Inverters | 3800 |  | 1 |  |  | 0.992 |  | Outdoor | Near the utility meter
Solar Registration Program | NJSRRE1543417956 | Lyndhurst | 7071 | 7 | 5.67 | Residential | Yes | Behind the Meter | Trinity Solar | PSE&G | Accepted | 2019-11-18 | 2019-11-20 | 2020-11-20 | Hanwha | Q.PEAK DUO BLK-G5 315 | Solar Panels |  | 0.315 | 15 | 36 | 23 |  | Fixed | Roof
Solar Registration Program | NJSRRE1543417956 | Lyndhurst | 7071 | 7 | 5.67 | Residential | Yes | Behind the Meter | Trinity Solar | PSE&G | Accepted | 2019-11-18 | 2019-11-20 | 2020-11-20 | Hanwha | Q.PEAK DUO BLK-G5 315 | Solar Panels |  | 0.315 | 3 | 216 | 23 |  | Fixed | Roof
Solar Registration Program | NJSRRE1543417956 | Lyndhurst | 7071 | 7 | 5.67 | Residential | Yes | Behind the Meter | Trinity Solar | PSE&G | Accepted | 2019-11-18 | 2019-11-20 | 2020-11-20 | Solar Edge | SE5000 | Inverters | 5000 |  | 1 |  |  | 0.97 |  | Outside | side of home
Solar Registration Program | NJSRRE1543421194 | Mount Laurel | 8054 | 13 | 5.67 | Residential | Yes | Behind the Meter | Trinity Solar | PSE&G | Accepted | 2019-11-19 | 2019-11-21 | 2020-11-21 | HANWHA | Q.PEAK DUO BLK-G5 315 | Solar Panels |  | 0.315 | 18 | 212 | 27 |  | Fixed | Roof
Solar Registration Program | NJSRRE1543421194 | Mount Laurel | 8054 | 13 | 5.67 | Residential | Yes | Behind the Meter | Trinity Solar | PSE&G | Accepted | 2019-11-19 | 2019-11-21 | 2020-11-21 | Solar Edge | SE5000H-US000BNC4 | Inverters | 5000 |  | 1 |  |  | 0.97 |  | Outdoor | side of home
Solar Registration Program | NJSRRE1543421630 | Pennsauken | 8110 | 14 | 5.67 | Residential | Yes | Behind the Meter | Vivint Solar Developer, LLC | PSE&G | Accepted | 2019-11-19 | 2019-11-21 | 2020-11-21 | HANWHA SOLAR | Q.PEAK BLK-G5 315 | Solar Panels |  | 0.315 | 9 | 58 | 26 |  | Fixed | Roof
Solar Registration Program | NJSRRE1543421630 | Pennsauken | 8110 | 14 | 5.67 | Residential | Yes | Behind the Meter | Vivint Solar Developer, LLC | PSE&G | Accepted | 2019-11-19 | 2019-11-21 | 2020-11-21 | HANWHA SOLAR | Q.PEAK BLK-G5 315 | Solar Panels |  | 0.315 | 9 | 238 | 26 |  | Fixed | Roof
Solar Registration Program | NJSRRE1543421630 | Pennsauken | 8110 | 14 | 5.67 | Residential | Yes | Behind the Meter | Vivint Solar Developer, LLC | PSE&G | Accepted | 2019-11-19 | 2019-11-21 | 2020-11-21 | SOLAR EDGE | SE3800H-US | Inverters | 3800 |  | 1 |  |  | 0.992 |  | Outdoor | NEAR UTILITY METER
Solar Registration Program | NJSRRE1543422152 | EWING | 8638 | 12 | 5.67 | Residential | Yes | Behind the Meter | Vivint Solar Developer, LLC | PSE&G | Accepted | 2019-11-20 | 2019-11-22 | 2020-11-22 | HANWHA SOLAR | Q.PEAK BLK-G5 315 | Solar Panels |  | 0.315 | 18 | 237 | 39 |  | Fixed | Roof
Solar Registration Program | NJSRRE1543422152 | EWING | 8638 | 12 | 5.67 | Residential | Yes | Behind the Meter | Vivint Solar Developer, LLC | PSE&G | Accepted | 2019-11-20 | 2019-11-22 | 2020-11-22 | solar edge | SE3800H-US | Inverters | 3800 |  | 1 |  |  | 0.992 |  | Outdoor | near the utility meter
Solar Registration Program | NJSRRE1543433672 | North Arlington | 7031 | 7 | 5.67 | Residential | Yes | Behind the Meter | Trinity Solar | PSE&G | Accepted | 2019-11-21 | 2019-11-25 | 2020-11-25 | Hanwha | Q.PEAK DUO BLK-G5 315 | Solar Panels |  | 0.315 | 18 | 209 | 37 |  | Fixed | Roof
Solar Registration Program | NJSRRE1543433672 | North Arlington | 7031 | 7 | 5.67 | Residential | Yes | Behind the Meter | Trinity Solar | PSE&G | Accepted | 2019-11-21 | 2019-11-25 | 2020-11-25 | Solar Edge | SE5000 | Inverters | 5000 |  | 1 |  |  | 0.97 |  | Outside | side of home
Solar Registration Program | NJSRRE1543438738 | Edison | 8817 | 11 | 5.67 | Residential | No | Behind the Meter | Pro Custom Solar dba Momentum Solar | PSE&G | Accepted | 2019-11-23 | 2019-11-26 | 2020-11-26 | Hanwha | Q.Peak DUO BLK-G5 315 | Solar Panels |  | 0.315 | 18 | 251 | 21 |  | Fixed | Roof
Solar Registration Program | NJSRRE1543438738 | Edison | 8817 | 11 | 5.67 | Residential | No | Behind the Meter | Pro Custom Solar dba Momentum Solar | PSE&G | Accepted | 2019-11-23 | 2019-11-26 | 2020-11-26 | Enphase Energy | IQ6-60-2-US | Inverters | 240 |  | 18 |  |  | 0.97 |  | Outdoor | Roof
Solar Registration Program | NJSRRE1543447009 | Hamilton Township | 8620 | 12 | 5.67 | Residential | No | Behind the Meter | Trinity Solar | PSE&G | Accepted | 2019-11-26 | 2019-12-02 | 2020-12-02 | HANWHA | Q.PEAK DUO BLK-G5 315 | Solar Panels |  | 0.315 | 18 | 100 | 23 |  | Fixed | Roof
Solar Registration Program | NJSRRE1543447009 | Hamilton Township | 8620 | 12 | 5.67 | Residential | No | Behind the Meter | Trinity Solar | PSE&G | Accepted | 2019-11-26 | 2019-12-02 | 2020-12-02 | Solar Edge | SE5000H-US000BNC4 | Inverters | 5000 |  | 1 |  |  | 0.97 |  | Outdoor | side of home
Solar Registration Program | NJSRRE1543447080 | PATERSON | 7524 | 6 | 5.67 | Residential | Yes | Behind the Meter | Pro Custom Solar dba Momentum Solar | PSE&G | Accepted | 2019-11-26 | 2019-12-02 | 2020-12-02 | Hanwha | Q.Peak DUO BLK-G5 315 | Solar Panels |  | 0.315 | 18 | 184 | 44 |  | Fixed | Roof
Solar Registration Program | NJSRRE1543447080 | PATERSON | 7524 | 6 | 5.67 | Residential | Yes | Behind the Meter | Pro Custom Solar dba Momentum Solar | PSE&G | Accepted | 2019-11-26 | 2019-12-02 | 2020-12-02 | Enphase Energy | IQ7-60-2-US | Inverters | 250 |  | 18 |  |  | 0.97 |  | Outdoor | Roof
Solar Registration Program | NJSRRE1543451589 | Clifton | 7012 | 6 | 5.67 | Residential | Yes | Behind the Meter | Trinity Solar | PSE&G | Accepted | 2019-11-27 | 2019-12-03 | 2020-12-03 | HANWHA | Q.PEAK DUO BLK-G5 315 | Solar Panels |  | 0.315 | 18 | 216 | 27 |  | Fixed | Roof
Solar Registration Program | NJSRRE1543451589 | Clifton | 7012 | 6 | 5.67 | Residential | Yes | Behind the Meter | Trinity Solar | PSE&G | Accepted | 2019-11-27 | 2019-12-03 | 2020-12-03 | SOLAR EDGE | SE5000H-US | Inverters | 5000 |  | 1 |  |  | 0.97 |  | Outside | SIDE
Solar Registration Program | NJSRRE1543463044 | Sayreville | 8872 | 11 | 5.67 | Residential | No | Behind the Meter | Trinity Solar | JCP&L | Accepted | 2019-12-02 | 2019-12-04 | 2020-12-04 | HANWHA | Q.PEAK DUO BLK-G5 315 | Solar Panels |  | 0.315 | 18 | 172 | 23 |  | Fixed | Roof
Solar Registration Program | NJSRRE1543463044 | Sayreville | 8872 | 11 | 5.67 | Residential | No | Behind the Meter | Trinity Solar | JCP&L | Accepted | 2019-12-02 | 2019-12-04 | 2020-12-04 | SOLAR EDGE | SE5000H-US | Inverters | 5000 |  | 1 |  |  | 0.97 |  | Outside | SIDE OF HOME
Solar Registration Program | NJSRRE1543473876 | PENNSAUKEN | 8110 | 14 | 5.67 | Residential | Yes | Behind the Meter | Vivint Solar Developer, LLC | PSE&G | Accepted | 2019-12-03 | 2019-12-05 | 2020-12-05 | Hanwha | Q.PEAK BLK-G5 315 | Solar Panels |  | 0.315 | 14 | 128 | 32 |  | Fixed | Roof
Solar Registration Program | NJSRRE1543473876 | PENNSAUKEN | 8110 | 14 | 5.67 | Residential | Yes | Behind the Meter | Vivint Solar Developer, LLC | PSE&G | Accepted | 2019-12-03 | 2019-12-05 | 2020-12-05 | Hanwha | Q.PEAK BLK-G5 315 | Solar Panels |  | 0.315 | 4 | 128 | 10 |  | Fixed | Roof
Solar Registration Program | NJSRRE1543473876 | PENNSAUKEN | 8110 | 14 | 5.67 | Residential | Yes | Behind the Meter | Vivint Solar Developer, LLC | PSE&G | Accepted | 2019-12-03 | 2019-12-05 | 2020-12-05 | Solar Edge | SE3800H-US | Inverters | 3800 |  | 1 |  |  | 0.992 |  | Outdoor | Near the utility meter
Solar Registration Program | NJSRRE1543486221 | Sewell | 8080 | 15 | 5.67 | Residential | Yes | Behind the Meter | Pro Custom Solar dba Momentum Solar | AC Electric | Accepted | 2019-12-05 | 2019-12-10 | 2020-12-10 | Hanwha | Q.Peak DUO BLK-G5 315 | Solar Panels |  | 0.315 | 12 | 154 | 24 |  | Fixed | Roof
Solar Registration Program | NJSRRE1543486221 | Sewell | 8080 | 15 | 5.67 | Residential | Yes | Behind the Meter | Pro Custom Solar dba Momentum Solar | AC Electric | Accepted | 2019-12-05 | 2019-12-10 | 2020-12-10 | Hanwha | Q.Peak DUO BLK-G5 315 | Solar Panels |  | 0.315 | 6 | 155 | 24 |  | Fixed | Roof
Solar Registration Program | NJSRRE1543486221 | Sewell | 8080 | 15 | 5.67 | Residential | Yes | Behind the Meter | Pro Custom Solar dba Momentum Solar | AC Electric | Accepted | 2019-12-05 | 2019-12-10 | 2020-12-10 | Enphase Energy | IQ6-60-2-US | Inverters | 240 |  | 18 |  |  | 0.97 |  | Outdoor | Roof
Solar Registration Program | NJSRRE1543501586 | BURLINGTON | 8016 | 13 | 5.67 | Residential | Yes | Behind the Meter | Vivint Solar Developer, LLC | PSE&G | Accepted | 2019-12-09 | 2019-12-11 | 2020-12-11 | HANWHA SOLAR | Q.PEAK BLK-G5 315 | Solar Panels |  | 0.315 | 18 | 179 | 34 |  | Fixed | Roof
Solar Registration Program | NJSRRE1543501586 | BURLINGTON | 8016 | 13 | 5.67 | Residential | Yes | Behind the Meter | Vivint Solar Developer, LLC | PSE&G | Accepted | 2019-12-09 | 2019-12-11 | 2020-12-11 | SOLAREDGE | SE3800H-US | Inverters | 3800 |  | 1 |  |  | 0.992 |  | Outdoor | Near the Utility Meter
Solar Registration Program | NJSRRE1543501745 | East Orange | 7017 | 9 | 5.67 | Residential | Yes | Behind the Meter | Trinity Solar | PSE&G | Accepted | 2019-12-09 | 2019-12-11 | 2020-12-11 | Hanwha | Q.PEAK DUO BLK-G5 315 | Solar Panels |  | 0.315 | 18 | 202 | 27 |  | Fixed | Roof
Solar Registration Program | NJSRRE1543501745 | East Orange | 7017 | 9 | 5.67 | Residential | Yes | Behind the Meter | Trinity Solar | PSE&G | Accepted | 2019-12-09 | 2019-12-11 | 2020-12-11 | Solar Edge | SE5000 | Inverters | 5000 |  | 1 |  |  | 0.97 |  | Outside | side of home
Solar Registration Program | NJSRRE1543501977 | Bergenfield | 7621 | 7 | 5.67 | Residential | No | Behind the Meter | Trinity Solar | PSE&G | Accepted | 2019-12-09 | 2019-12-11 | 2020-12-11 | Hanwha | Q.PEAK DUO BLK-G5 315 | Solar Panels |  | 0.315 | 6 | 267 | 37 |  | Fixed | Roof
Solar Registration Program | NJSRRE1543501977 | Bergenfield | 7621 | 7 | 5.67 | Residential | No | Behind the Meter | Trinity Solar | PSE&G | Accepted | 2019-12-09 | 2019-12-11 | 2020-12-11 | Hanwha | Q.PEAK DUO BLK-G5 315 | Solar Panels |  | 0.315 | 12 | 87 | 9 |  | Fixed | Roof
Solar Registration Program | NJSRRE1543501977 | Bergenfield | 7621 | 7 | 5.67 | Residential | No | Behind the Meter | Trinity Solar | PSE&G | Accepted | 2019-12-09 | 2019-12-11 | 2020-12-11 | Solar Edge | SE5000 | Inverters | 5000 |  | 1 |  |  | 0.97 |  | Outside | side of home
Solar Registration Program | NJSRRE1543509528 | Tuckerton | 8087 | 18 | 5.67 | Residential | Yes | Behind the Meter | Trinity Solar | AC Electric | Accepted | 2019-12-11 | 2019-12-13 | 2020-12-13 | Hanwha 315 | Q.PEAK DUO BLK-G5 315 | Solar Panels |  | 0.315 | 18 | 155 | 18 |  | Fixed | Roof
Solar Registration Program | NJSRRE1543509528 | Tuckerton | 8087 | 18 | 5.67 | Residential | Yes | Behind the Meter | Trinity Solar | AC Electric | Accepted | 2019-12-11 | 2019-12-13 | 2020-12-13 | Solar Edge | SE5000H-US | Inverters | 5000 |  | 1 |  |  | 0.97 |  | Outside | side of home
Solar Registration Program | NJSRRE1543533447 | GALLOWAY | 8205 | 19 | 5.67 | Residential | Yes | Behind the Meter | Vivint Solar Developer, LLC | AC Electric | Accepted | 2019-12-12 | 2019-12-17 | 2020-12-17 | HANWHA SOLAR | Q.PEAK BLK-G5 315 | Solar Panels |  | 0.315 | 9 | 282 | 19 |  | Fixed | Roof
Solar Registration Program | NJSRRE1543533447 | GALLOWAY | 8205 | 19 | 5.67 | Residential | Yes | Behind the Meter | Vivint Solar Developer, LLC | AC Electric | Accepted | 2019-12-12 | 2019-12-17 | 2020-12-17 | HANWHA SOLAR | Q.PEAK BLK-G5 315 | Solar Panels |  | 0.315 | 9 | 102 | 19 |  | Fixed | Roof
Solar Registration Program | NJSRRE1543533447 | GALLOWAY | 8205 | 19 | 5.67 | Residential | Yes | Behind the Meter | Vivint Solar Developer, LLC | AC Electric | Accepted | 2019-12-12 | 2019-12-17 | 2020-12-17 | SOLAREDGE | SE3800H-US | Inverters | 3800 |  | 1 |  |  | 0.992 |  | Outdoor | Near the Utility Meter
Solar Registration Program | NJSRRE1543542790 | Little Falls | 7424 | 6 | 5.67 | Residential | Yes | Behind the Meter | Pro Custom Solar dba Momentum Solar | PSE&G | Accepted | 2019-12-13 | 2019-12-17 | 2020-12-17 | HANWHA | Q.PEAK DUO BLK-G5 315 | Solar Panels |  | 0.315 | 12 | 118 | 40 |  | Fixed | Roof
Solar Registration Program | NJSRRE1543542790 | Little Falls | 7424 | 6 | 5.67 | Residential | Yes | Behind the Meter | Pro Custom Solar dba Momentum Solar | PSE&G | Accepted | 2019-12-13 | 2019-12-17 | 2020-12-17 | HANWHA | Q.PEAK DUO BLK-G5 315 | Solar Panels |  | 0.315 | 6 | 118 | 14 |  | Fixed | Roof
Solar Registration Program | NJSRRE1543542790 | Little Falls | 7424 | 6 | 5.67 | Residential | Yes | Behind the Meter | Pro Custom Solar dba Momentum Solar | PSE&G | Accepted | 2019-12-13 | 2019-12-17 | 2020-12-17 | Enphase Energy | IQ6-60-2-US | Inverters | 230 |  | 18 |  |  | 0.97 |  | Outdoor | Roof
Solar Registration Program | NJSRRE1543543320 | Middlesex | 8846 | 11 | 5.67 | Residential | Yes | Behind the Meter | Trinity Solar | PSE&G | Accepted | 2019-12-13 | 2019-12-17 | 2020-12-17 | HANWHA | Q.PEAK DUO BLK-G5 315 | Solar Panels |  | 0.315 | 18 | 176 | 38 |  | Fixed | Roof
Solar Registration Program | NJSRRE1543543320 | Middlesex | 8846 | 11 | 5.67 | Residential | Yes | Behind the Meter | Trinity Solar | PSE&G | Accepted | 2019-12-13 | 2019-12-17 | 2020-12-17 | Solar Edge | SE5000H-US000BNC4 | Inverters | 5000 |  | 1 |  |  | 0.97 |  | Outdoor | side of home
Solar Registration Program | NJSRRE1543547096 | Irvington | 7111 | 9 | 5.67 | Residential | Yes | Behind the Meter | Trinity Solar | PSE&G | Accepted | 2019-12-13 | 2019-12-17 | 2020-12-17 | Hanwha 315 | Q.PEAK DUO BLK-G5 315) | Solar Panels |  | 0.315 | 9 | 221 | 26 |  | Fixed | Roof
Solar Registration Program | NJSRRE1543547096 | Irvington | 7111 | 9 | 5.67 | Residential | Yes | Behind the Meter | Trinity Solar | PSE&G | Accepted | 2019-12-13 | 2019-12-17 | 2020-12-17 | Hanwha 315 | Q.PEAK DUO BLK-G5 315 | Solar Panels |  | 0.315 | 9 | 221 | 26 |  | Fixed | Roof
Solar Registration Program | NJSRRE1543547096 | Irvington | 7111 | 9 | 5.67 | Residential | Yes | Behind the Meter | Trinity Solar | PSE&G | Accepted | 2019-12-13 | 2019-12-17 | 2020-12-17 | Solar Edge | SE5000H-US | Inverters | 5000 |  | 1 |  |  | 0.97 |  | Outside | Side of home
Solar Registration Program | NJSRRE1543547224 | East Orange | 7017 | 9 | 5.67 | Residential | Yes | Behind the Meter | Pro Custom Solar dba Momentum Solar | PSE&G | Accepted | 2019-12-13 | 2019-12-17 | 2020-12-17 | HANWHA | Q.PEAK DUO BLK-G5 315 | Solar Panels |  | 0.315 | 8 | 194 | 39 |  | Fixed | Roof
Solar Registration Program | NJSRRE1543547224 | East Orange | 7017 | 9 | 5.67 | Residential | Yes | Behind the Meter | Pro Custom Solar dba Momentum Solar | PSE&G | Accepted | 2019-12-13 | 2019-12-17 | 2020-12-17 | HANWHA | Q.PEAK DUO BLK-G5 315 | Solar Panels |  | 0.315 | 5 | 104 | 42 |  | Fixed | Roof
Solar Registration Program | NJSRRE1543547224 | East Orange | 7017 | 9 | 5.67 | Residential | Yes | Behind the Meter | Pro Custom Solar dba Momentum Solar | PSE&G | Accepted | 2019-12-13 | 2019-12-17 | 2020-12-17 | HANWHA | Q.PEAK DUO BLK-G5 315 | Solar Panels |  | 0.315 | 5 | 104 | 7 |  | Fixed | Roof
Solar Registration Program | NJSRRE1543547224 | East Orange | 7017 | 9 | 5.67 | Residential | Yes | Behind the Meter | Pro Custom Solar dba Momentum Solar | PSE&G | Accepted | 2019-12-13 | 2019-12-17 | 2020-12-17 | Enphase Energy | IQ6-60-2-US | Inverters | 230 |  | 18 |  |  | 0.97 |  | Outdoor | Roof
Solar Registration Program | NJSRRE1543552649 | Elizabeth City | 7206 | 10 | 5.67 | Residential | No | Behind the Meter | Trinity Solar | PSE&G | Accepted | 2019-12-16 | 2019-12-19 | 2020-12-19 | YINGLI | YL315D-30b | Solar Panels |  | 0.315 | 18 | 144 | 23 |  | Fixed | Roof
Solar Registration Program | NJSRRE1543552649 | Elizabeth City | 7206 | 10 | 5.67 | Residential | No | Behind the Meter | Trinity Solar | PSE&G | Accepted | 2019-12-16 | 2019-12-19 | 2020-12-19 | SOLAR EDGE | SE5000H-US | Inverters | 5000 |  | 1 |  |  | 0.97 |  | Outside | SIDE OF HOME
Solar Registration Program | NJSRRE1543552664 | EGG HARBOR TOWNSHIP | 8234 | 19 | 5.67 | Residential | Yes | Behind the Meter | Vivint Solar Developer, LLC | AC Electric | Accepted | 2019-12-16 | 2019-12-19 | 2020-12-19 | HANWHA SOLAR | Q.PEAK BLK-G5 315 | Solar Panels |  | 0.315 | 6 | 22 | 32 |  | Fixed | Roof
Solar Registration Program | NJSRRE1543552664 | EGG HARBOR TOWNSHIP | 8234 | 19 | 5.67 | Residential | Yes | Behind the Meter | Vivint Solar Developer, LLC | AC Electric | Accepted | 2019-12-16 | 2019-12-19 | 2020-12-19 | HANWHA SOLAR | Q.PEAK BLK-G5 315 | Solar Panels |  | 0.315 | 8 | 202 | 32 |  | Fixed | Roof
Solar Registration Program | NJSRRE1543552664 | EGG HARBOR TOWNSHIP | 8234 | 19 | 5.67 | Residential | Yes | Behind the Meter | Vivint Solar Developer, LLC | AC Electric | Accepted | 2019-12-16 | 2019-12-19 | 2020-12-19 | HANWHA SOLAR | Q.PEAK BLK-G5 315 | Solar Panels |  | 0.315 | 4 | 202 | 18 |  | Fixed | Roof
Solar Registration Program | NJSRRE1543552664 | EGG HARBOR TOWNSHIP | 8234 | 19 | 5.67 | Residential | Yes | Behind the Meter | Vivint Solar Developer, LLC | AC Electric | Accepted | 2019-12-16 | 2019-12-19 | 2020-12-19 | SOLAREDGE | SE3800H-US | Inverters | 3800 |  | 1 |  |  | 0.992 |  | Outdoor | Near the Utility Meter
Solar Registration Program | NJSRRE1543565133 | Bloomfield | 7003 | 9 | 5.67 | Residential | Yes | Behind the Meter | Vivint Solar Developer, LLC | PSE&G | Accepted | 2019-12-18 | 2019-12-23 | 2020-12-23 | Hanwha Solar | Q.PEAK BLK-G5 315 | Solar Panels |  | 0.315 | 15 | 145 | 30 |  | Fixed | Roof
Solar Registration Program | NJSRRE1543565133 | Bloomfield | 7003 | 9 | 5.67 | Residential | Yes | Behind the Meter | Vivint Solar Developer, LLC | PSE&G | Accepted | 2019-12-18 | 2019-12-23 | 2020-12-23 | Hanwha Solar | Q.PEAK BLK-G5 315 | Solar Panels |  | 0.315 | 3 | 145 | 27 |  | Fixed | Roof
Solar Registration Program | NJSRRE1543565133 | Bloomfield | 7003 | 9 | 5.67 | Residential | Yes | Behind the Meter | Vivint Solar Developer, LLC | PSE&G | Accepted | 2019-12-18 | 2019-12-23 | 2020-12-23 | Solar Edge | SE3800H-US | Inverters | 3800 |  | 1 |  |  | 0.992 |  | Outdoor | Near the utility meter
Solar Registration Program | NJSRRE1543566479 | TOMS RIVER | 8753 | 18 | 5.67 | Private University | Yes | Behind the Meter | Vivint Solar Developer, LLC | JCP&L | Accepted | 2019-12-19 | 2019-12-23 | 2020-12-23 | Hanwha Solar | Q.PEAK BLK-G5 315 | Solar Panels |  | 0.315 | 16 | 168 | 17 |  | Fixed | Roof
Solar Registration Program | NJSRRE1543566479 | TOMS RIVER | 8753 | 18 | 5.67 | Private University | Yes | Behind the Meter | Vivint Solar Developer, LLC | JCP&L | Accepted | 2019-12-19 | 2019-12-23 | 2020-12-23 | Hanwha Solar | Q.PEAK BLK-G5 315 | Solar Panels |  | 0.315 | 2 | 168 | 17 |  | Fixed | Roof
Solar Registration Program | NJSRRE1543566479 | TOMS RIVER | 8753 | 18 | 5.67 | Private University | Yes | Behind the Meter | Vivint Solar Developer, LLC | JCP&L | Accepted | 2019-12-19 | 2019-12-23 | 2020-12-23 | Solar Edge | SE3800H-US | Inverters | 3800 |  | 1 |  |  | 0.992 |  | Outdoor | Near the utility meter
Solar Registration Program | NJSRRE1543661464 | Atlantic Highlands | 7716 | 17 | 5.67 | Residential | Yes | Behind the Meter | Trinity Solar | JCP&L | Accepted | 2019-12-23 | 2019-12-30 | 2020-12-30 | Hanwha | Q.PEAK DUO BLK-G5 315 | Solar Panels |  | 0.315 | 18 | 198 | 30 |  | Fixed | Roof
Solar Registration Program | NJSRRE1543661464 | Atlantic Highlands | 7716 | 17 | 5.67 | Residential | Yes | Behind the Meter | Trinity Solar | JCP&L | Accepted | 2019-12-23 | 2019-12-30 | 2020-12-30 | Solar Edge | SE5000 | Inverters | 5000 |  | 1 |  |  | 0.97 |  | Outside | side of home
Solar Registration Program | NJSRRE1543674225 | Northfield | 8225 | 19 | 5.67 | Residential | Yes | Behind the Meter | Trinity Solar | AC Electric | Accepted | 2019-12-24 | 2019-12-30 | 2020-12-30 | Hanwha | Q.PEAK DUO BLK-G5 315 | Solar Panels |  | 0.315 | 18 | 222 | 30 |  | Fixed | Roof
Solar Registration Program | NJSRRE1543674225 | Northfield | 8225 | 19 | 5.67 | Residential | Yes | Behind the Meter | Trinity Solar | AC Electric | Accepted | 2019-12-24 | 2019-12-30 | 2020-12-30 | Solar Edge | SE5000 | Inverters | 5000 |  | 1 |  |  | 0.97 |  | Outside | side of home
Solar Registration Program | NJSRRE1540351142 | Mt Laurel | 8054 | 13 | 5.7 | Residential | No | Behind the Meter | Raynor Electric | PSE&G | Accepted | 2019-02-18 | 2019-02-18 | 2020-02-18 | Japan Solar | JPS-300M | Solar Panels |  | 0.3 | 19 | 187 | 20 |  | Fixed | Roof
Solar Registration Program | NJSRRE1540351142 | Mt Laurel | 8054 | 13 | 5.7 | Residential | No | Behind the Meter | Raynor Electric | PSE&G | Accepted | 2019-02-18 | 2019-02-18 | 2020-02-18 | Solar Edge | SE-3800H-US | Inverters | 3800 |  | 1 |  |  | 0.99 |  | Outdoor | near meter
Solar Registration Program | NJSRRE1540356086 | Burlington Twp | 8016 | 13 | 5.7 | Residential | Yes | Behind the Meter | 1st Light Energy Inc | PSE&G | Accepted | 2019-02-12 | 2019-02-14 | 2020-02-14 | Longi Solar | LR6-60PB-300M | Solar Panels |  | 0.3 | 11 | 171 | 8 |  | Fixed | Roof
Solar Registration Program | NJSRRE1540356086 | Burlington Twp | 8016 | 13 | 5.7 | Residential | Yes | Behind the Meter | 1st Light Energy Inc | PSE&G | Accepted | 2019-02-12 | 2019-02-14 | 2020-02-14 | Longi Solar | LR6-60PB-300M | Solar Panels |  | 0.3 | 8 | 171 | 9 |  | Fixed | Roof
Solar Registration Program | NJSRRE1540356086 | Burlington Twp | 8016 | 13 | 5.7 | Residential | Yes | Behind the Meter | 1st Light Energy Inc | PSE&G | Accepted | 2019-02-12 | 2019-02-14 | 2020-02-14 | SolarEdge | SE5000H-USRGM | Inverters | 5000 |  | 1 |  |  | 0.99 |  | Outside | Within 10 feet of Meter
Solar Registration Program | NJSRRE1540461548 | Newark | 7107 | 9 | 5.7 | Residential | Yes | Behind the Meter | Pro Custom Solar dba Momentum Solar | PSE&G | Accepted | 2019-03-08 | 2019-03-11 | 2020-03-11 | LONGI | LR6-60 285M | Solar Panels |  | 0.285 | 10 | 21 | 23 |  | Fixed | Roof
Solar Registration Program | NJSRRE1540461548 | Newark | 7107 | 9 | 5.7 | Residential | Yes | Behind the Meter | Pro Custom Solar dba Momentum Solar | PSE&G | Accepted | 2019-03-08 | 2019-03-11 | 2020-03-11 | LONGI | LR6-60 285M | Solar Panels |  | 0.285 | 10 | 201 | 23 |  | Fixed | Roof
Solar Registration Program | NJSRRE1540461548 | Newark | 7107 | 9 | 5.7 | Residential | Yes | Behind the Meter | Pro Custom Solar dba Momentum Solar | PSE&G | Accepted | 2019-03-08 | 2019-03-11 | 2020-03-11 | ENPHASE | IQ6-60-2-US | Inverters | 240 |  | 20 |  |  | 0.97 |  | Outdoor | ROOF
Solar Registration Program | NJSRRE1540829717 | Franklin Twp | 8873 | 5 | 5.7 | Residential | No | Behind the Meter | Palmetto Solar | PSE&G | Accepted | 2019-04-08 | 2019-04-09 | 2020-04-09 | Hanwha | Q.PEAK-G.4 | Solar Panels |  | 0.3 | 19 | 180 | 25 |  | Fixed | Roof
Solar Registration Program | NJSRRE1540829717 | Franklin Twp | 8873 | 5 | 5.7 | Residential | No | Behind the Meter | Palmetto Solar | PSE&G | Accepted | 2019-04-08 | 2019-04-09 | 2020-04-09 | SolarEdge | SE3800A-US | Inverters | 3800 |  | 1 |  |  | 0.982 |  | Outside | NA
Solar Registration Program | NJSRRE1541609633 | South Brunswick Twp | 8824 | 11 | 5.7 | Residential | No | Behind the Meter | Palmetto Solar LLC | PSE&G | Accepted | 2019-07-03 | 2019-07-09 | 2020-07-09 | Silfab | SLA-M 300W | Solar Panels |  | 0.3 | 19 | 180 | 25 |  | Fixed | Roof
Solar Registration Program | NJSRRE1541609633 | South Brunswick Twp | 8824 | 11 | 5.7 | Residential | No | Behind the Meter | Palmetto Solar LLC | PSE&G | Accepted | 2019-07-03 | 2019-07-09 | 2020-07-09 | SolarEdge | SE7600H-US | Inverters | 7600 |  | 1 |  |  | 0.99 |  | Outside | NA
Solar Registration Program | NJSRRE1541620737 | Kearny | 7032 | 8 | 5.7 | Residential | Yes | Behind the Meter | Pro Custom Solar dba Momentum Solar | PSE&G | Accepted | 2019-07-08 | 2019-07-10 | 2020-07-10 | LG | LG 335N1C-A5 | Solar Panels |  | 0.335 | 17 | 203 | 3 |  | Fixed | Roof
Solar Registration Program | NJSRRE1541620737 | Kearny | 7032 | 8 | 5.7 | Residential | Yes | Behind the Meter | Pro Custom Solar dba Momentum Solar | PSE&G | Accepted | 2019-07-08 | 2019-07-10 | 2020-07-10 | enphase | IQ7-60-2-US | Inverters | 250 |  | 17 |  |  | 0.97 |  | Outdoor | roof
Solar Registration Program | NJSRRE1541621090 | North Brunswick | 8902 | 11 | 5.7 | Residential | Yes | Behind the Meter | Pro Custom Solar dba Momentum Solar | PSE&G | Accepted | 2019-07-08 | 2019-07-10 | 2020-07-10 | LG | LG 335N1C-A5 | Solar Panels |  | 0.335 | 17 | 224 | 35 |  | Fixed | Roof
Solar Registration Program | NJSRRE1541621090 | North Brunswick | 8902 | 11 | 5.7 | Residential | Yes | Behind the Meter | Pro Custom Solar dba Momentum Solar | PSE&G | Accepted | 2019-07-08 | 2019-07-10 | 2020-07-10 | ENPHASE | IQ7-60-2-US | Inverters | 0.25 |  | 17 |  |  | 0.97 |  | Outdoor | ROOF
Solar Registration Program | NJSRRE1541686016 | HILLSIDE | 7205 | 10 | 5.7 | Residential | Yes | Behind the Meter | Pro Custom Solar dba Momentum Solar | PSE&G | Accepted | 2019-07-18 | 2019-07-22 | 2020-07-22 | LG ELECTRONICS | LG 335N1C-A5 | Solar Panels |  | 0.335 | 6 | 196 | 24 |  | Fixed | Roof
Solar Registration Program | NJSRRE1541686016 | HILLSIDE | 7205 | 10 | 5.7 | Residential | Yes | Behind the Meter | Pro Custom Solar dba Momentum Solar | PSE&G | Accepted | 2019-07-18 | 2019-07-22 | 2020-07-22 | LG ELECTRONICS | LG 335N1C-A5 | Solar Panels |  | 0.335 | 11 | 106 | 27 |  | Fixed | Roof
Solar Registration Program | NJSRRE1541686016 | HILLSIDE | 7205 | 10 | 5.7 | Residential | Yes | Behind the Meter | Pro Custom Solar dba Momentum Solar | PSE&G | Accepted | 2019-07-18 | 2019-07-22 | 2020-07-22 | Enphase | IQ7-60-2-US | Inverters | 250 |  | 17 |  |  | 0.97 |  | Outdoor | Roof
Solar Registration Program | NJSRRE1541693467 | Lakewood | 8701 | 18 | 5.7 | Residential | No | Behind the Meter | Powerlutions | JCP&L | Accepted | 2019-07-22 | 2019-07-24 | 2020-07-24 | Axitec | AC-300M/60S | Solar Panels |  | 0.3 | 19 | 208 | 28 |  | Fixed | Roof
Solar Registration Program | NJSRRE1541693467 | Lakewood | 8701 | 18 | 5.7 | Residential | No | Behind the Meter | Powerlutions | JCP&L | Accepted | 2019-07-22 | 2019-07-24 | 2020-07-24 | SolarEdge | SE5000H-US | Inverters | 5 |  | 1 |  |  | 0.99 |  | Outdoor | Near Meter
Solar Registration Program | NJSRRE1541835361 | Atlantic City | 8041 | 13 | 5.7 | Residential | Yes | Behind the Meter | Castle Energy, LLC | AC Electric | Accepted | 2019-08-14 | 2019-08-23 | 2020-08-23 | LG Electronics | LG335N1C-V5 | Solar Panels |  | 0.335 | 6 | 152 | 34 |  | Fixed | Roof
Solar Registration Program | NJSRRE1541835361 | Atlantic City | 8041 | 13 | 5.7 | Residential | Yes | Behind the Meter | Castle Energy, LLC | AC Electric | Accepted | 2019-08-14 | 2019-08-23 | 2020-08-23 | LG Electronics | LG335N1C-V5 | Solar Panels |  | 0.335 | 3 | 242 | 34 |  | Fixed | Roof
Solar Registration Program | NJSRRE1541835361 | Atlantic City | 8041 | 13 | 5.7 | Residential | Yes | Behind the Meter | Castle Energy, LLC | AC Electric | Accepted | 2019-08-14 | 2019-08-23 | 2020-08-23 | LG Electronics | LG335N1C-V5 | Solar Panels |  | 0.335 | 2 | 61 | 34 |  | Fixed | Roof
Solar Registration Program | NJSRRE1541835361 | Atlantic City | 8041 | 13 | 5.7 | Residential | Yes | Behind the Meter | Castle Energy, LLC | AC Electric | Accepted | 2019-08-14 | 2019-08-23 | 2020-08-23 | LG Electronics | LG335N1C-V5 | Solar Panels |  | 0.335 | 6 | 331 | 34 |  | Fixed | Roof
Solar Registration Program | NJSRRE1541835361 | Atlantic City | 8041 | 13 | 5.7 | Residential | Yes | Behind the Meter | Castle Energy, LLC | AC Electric | Accepted | 2019-08-14 | 2019-08-23 | 2020-08-23 | Enphase Energy | IQ7PLUS-72-2-US | Inverters | 290 |  | 17 |  |  | 0.975 |  | Outside | on the rooftop under each solar panel
Solar Registration Program | NJSRRE1541841357 | Red Bank | 7701 | 17 | 5.7 | Residential | Yes | Behind the Meter | Pro Custom Solar dba Momentum Solar | JCP&L | Accepted | 2019-08-15 | 2019-08-23 | 2020-08-23 | LG ELECTRONICS | LG 335N1C-V5 | Solar Panels |  | 0.335 | 17 | 149 | 29 |  | Fixed | Roof
Solar Registration Program | NJSRRE1541841357 | Red Bank | 7701 | 17 | 5.7 | Residential | Yes | Behind the Meter | Pro Custom Solar dba Momentum Solar | JCP&L | Accepted | 2019-08-15 | 2019-08-23 | 2020-08-23 | Enphase Energy | IQ7-60-2-US | Inverters | 250 |  | 17 |  |  | 0.97 |  | Outdoor | Roof
Solar Registration Program | NJSRRE1541844443 | BELLEVILLE | 7109 | 9 | 5.7 | Residential | Yes | Behind the Meter | Pro Custom Solar dba Momentum Solar | PSE&G | Accepted | 2019-08-15 | 2019-08-23 | 2020-08-23 | LG ELECTRONICS | LG 335N1C-V5 | Solar Panels |  | 0.335 | 7 | 199 | 18 |  | Fixed | Roof
Solar Registration Program | NJSRRE1541844443 | BELLEVILLE | 7109 | 9 | 5.7 | Residential | Yes | Behind the Meter | Pro Custom Solar dba Momentum Solar | PSE&G | Accepted | 2019-08-15 | 2019-08-23 | 2020-08-23 | LG ELECTRONICS | LG 335N1C-V5 | Solar Panels |  | 0.335 | 10 | 107 | 18 |  | Fixed | Roof
Solar Registration Program | NJSRRE1541844443 | BELLEVILLE | 7109 | 9 | 5.7 | Residential | Yes | Behind the Meter | Pro Custom Solar dba Momentum Solar | PSE&G | Accepted | 2019-08-15 | 2019-08-23 | 2020-08-23 | Enphase Energy | IQ7-60-2-US | Inverters | 250 |  | 17 |  |  | 0.97 |  | Outdoor | Roof
Solar Registration Program | NJSRRE1541918451 | Branchburg | 8876 | 5 | 5.7 | Residential | Yes | Behind the Meter | Pro Custom Solar dba Momentum Solar | JCP&L | Accepted | 2019-08-29 | 2019-09-03 | 2020-09-03 | LG ELECTRONICS | LG 335N1C-V5 | Solar Panels |  | 0.335 | 17 | 205 | 20 |  | Fixed | Roof
Solar Registration Program | NJSRRE1541918451 | Branchburg | 8876 | 5 | 5.7 | Residential | Yes | Behind the Meter | Pro Custom Solar dba Momentum Solar | JCP&L | Accepted | 2019-08-29 | 2019-09-03 | 2020-09-03 | Enphase Energy | IQ7-60-2-US | Inverters | 250 |  | 17 |  |  | 0.97 |  | Outdoor | Roof
Solar Registration Program | NJSRRE1542033804 | Jersey City | 7307 | 8 | 5.7 | Residential | No | Behind the Meter | Pro Custom Solar dba Momentum Solar | PSE&G | Accepted | 2019-09-03 | 2019-09-05 | 2020-09-05 | LG ELECTRONICS | LG 335N1C-V5 | Solar Panels |  | 0.335 | 17 | 298 | 2 |  | Fixed | Roof
Solar Registration Program | NJSRRE1542033804 | Jersey City | 7307 | 8 | 5.7 | Residential | No | Behind the Meter | Pro Custom Solar dba Momentum Solar | PSE&G | Accepted | 2019-09-03 | 2019-09-05 | 2020-09-05 | Enphase Energy | IQ7-60-2-US | Inverters | 250 |  | 17 |  |  | 0.97 |  | Outdoor | Roof
Solar Registration Program | NJSRRE1542411897 | Pleasantville | 8232 | 19 | 5.7 | Residential | Yes | Behind the Meter | Pro Custom Solar dba Momentum Solar | AC Electric | Accepted | 2019-09-17 | 2019-09-19 | 2020-09-19 | LG ELECTRONICS | LG 335N1C-V5 | Solar Panels |  | 0.335 | 17 | 88 | 23 |  | Fixed | Roof
Solar Registration Program | NJSRRE1542411897 | Pleasantville | 8232 | 19 | 5.7 | Residential | Yes | Behind the Meter | Pro Custom Solar dba Momentum Solar | AC Electric | Accepted | 2019-09-17 | 2019-09-19 | 2020-09-19 | Enphase Energy | IQ7-60-2-US | Inverters | 250 |  | 17 |  |  | 0.97 |  | Outdoor | Roof
Solar Registration Program | NJSRRE1542416789 | Port Murray | 7865 | 2 | 5.7 | Residential | Yes | Behind the Meter | Pro Custom Solar dba Momentum Solar | JCP&L | Accepted | 2019-09-18 | 2019-09-20 | 2020-09-20 | LG ELECTRONICS | LG 335N1C-V5 | Solar Panels |  | 0.335 | 9 | 156 | 32 |  | Fixed | Roof
Solar Registration Program | NJSRRE1542416789 | Port Murray | 7865 | 2 | 5.7 | Residential | Yes | Behind the Meter | Pro Custom Solar dba Momentum Solar | JCP&L | Accepted | 2019-09-18 | 2019-09-20 | 2020-09-20 | LG ELECTRONICS | LG 335N1C-V5 | Solar Panels |  | 0.335 | 8 | 246 | 39 |  | Fixed | Roof
Solar Registration Program | NJSRRE1542416789 | Port Murray | 7865 | 2 | 5.7 | Residential | Yes | Behind the Meter | Pro Custom Solar dba Momentum Solar | JCP&L | Accepted | 2019-09-18 | 2019-09-20 | 2020-09-20 | Enphase Energy | IQ7-60-2-US | Inverters | 250 |  | 17 |  |  | 0.97 |  | Outdoor | Roof
Solar Registration Program | NJSRRE1542422817 | Jersey City | 7306 | 8 | 5.7 | Residential | Yes | Behind the Meter | Pro Custom Solar dba Momentum Solar | PSE&G | Accepted | 2019-09-19 | 2019-09-23 | 2020-09-23 | LG ELECTRONICS | LG 335N1C-V5 | Solar Panels |  | 0.335 | 17 | 111 | 3 |  | Fixed | Roof
Solar Registration Program | NJSRRE1542422817 | Jersey City | 7306 | 8 | 5.7 | Residential | Yes | Behind the Meter | Pro Custom Solar dba Momentum Solar | PSE&G | Accepted | 2019-09-19 | 2019-09-23 | 2020-09-23 | Enphase Energy | IQ7-60-2-US | Inverters | 250 |  | 17 |  |  | 0.97 |  | Outdoor | Roof
Solar Registration Program | NJSRRE1542428393 | Dumont | 7628 | 7 | 5.7 | Residential | Yes | Behind the Meter | Pro Custom Solar dba Momentum Solar | PSE&G | Accepted | 2019-09-23 | 2019-09-24 | 2020-09-24 | LE ELECTRONICS | LG 335N1C-A5 | Solar Panels |  | 0.335 | 15 | 96 | 27 |  | Fixed | Roof
Solar Registration Program | NJSRRE1542428393 | Dumont | 7628 | 7 | 5.7 | Residential | Yes | Behind the Meter | Pro Custom Solar dba Momentum Solar | PSE&G | Accepted | 2019-09-23 | 2019-09-24 | 2020-09-24 | LG ELECTRONICS | LG 335N1C-A5 | Solar Panels |  | 0.335 | 2 | 276 | 27 |  | Fixed | Roof
Solar Registration Program | NJSRRE1542428393 | Dumont | 7628 | 7 | 5.7 | Residential | Yes | Behind the Meter | Pro Custom Solar dba Momentum Solar | PSE&G | Accepted | 2019-09-23 | 2019-09-24 | 2020-09-24 | Enphase Energy | IQ7-60-2-US | Inverters | 250 |  | 17 |  |  | 0.97 |  | Outdoor | Roof
Solar Registration Program | NJSRRE1542447371 | Southampton | 8088 | 13 | 5.7 | Residential | Yes | Behind the Meter | Pro Custom Solar dba Momentum Solar | PSE&G | Accepted | 2019-09-27 | 2019-10-01 | 2020-10-01 | LG ELECTRONICS | LG 335N1C-V5 | Solar Panels |  | 0.335 | 17 | 170 | 18 |  | Fixed | Roof
Solar Registration Program | NJSRRE1542447371 | Southampton | 8088 | 13 | 5.7 | Residential | Yes | Behind the Meter | Pro Custom Solar dba Momentum Solar | PSE&G | Accepted | 2019-09-27 | 2019-10-01 | 2020-10-01 | Enphase Energy | IQ7-60-2-US | Inverters | 250 |  | 17 |  |  | 0.97 |  | Outdoor | Roof
Solar Registration Program | NJSRRE1542504660 | South Brunswick | 8810 | 11 | 5.7 | Residential | No | Behind the Meter | Pro Custom Solar dba Momentum Solar | PSE&G | Accepted | 2019-10-04 | 2019-10-08 | 2020-10-08 | LG ELECTRONICS | LG 335N1C-V5 | Solar Panels |  | 0.335 | 17 | 143 | 21 |  | Fixed | Roof
Solar Registration Program | NJSRRE1542504660 | South Brunswick | 8810 | 11 | 5.7 | Residential | No | Behind the Meter | Pro Custom Solar dba Momentum Solar | PSE&G | Accepted | 2019-10-04 | 2019-10-08 | 2020-10-08 | Enphase Energy | IQ7-60-2-US | Inverters | 250 |  | 17 |  |  | 0.97 |  | Outdoor | Roof
Solar Registration Program | NJSRRE1542560345 | Morganville | 7751 | 17 | 5.7 | Residential | No | Behind the Meter | Morgan Associates and Consulting LLC | PSE&G | Accepted | 2019-10-19 | 2019-10-22 | 2020-10-22 | LG | 335 | Solar Panels |  | 0.335 | 17 | 196 | 14 |  | Fixed | Roof
Solar Registration Program | NJSRRE1542560345 | Morganville | 7751 | 17 | 5.7 | Residential | No | Behind the Meter | Morgan Associates and Consulting LLC | PSE&G | Accepted | 2019-10-19 | 2019-10-22 | 2020-10-22 | Enphase | IQ7 | Inverters | 0.3 |  | 17 |  |  | 0.98 |  | Outside | roof
Solar Registration Program | NJSRRE1542575076 | Newark | 7106 | 9 | 5.7 | Residential | Yes | Behind the Meter | Pro Custom Solar dba Momentum Solar | PSE&G | Accepted | 2019-10-22 | 2019-10-24 | 2020-10-24 | LG Electronics | LG 335N1C-V5 | Solar Panels |  | 0.335 | 14 | 192 | 41 |  | Fixed | Roof
Solar Registration Program | NJSRRE1542575076 | Newark | 7106 | 9 | 5.7 | Residential | Yes | Behind the Meter | Pro Custom Solar dba Momentum Solar | PSE&G | Accepted | 2019-10-22 | 2019-10-24 | 2020-10-24 | LG Electronics | LG 335N1C-V5 | Solar Panels |  | 0.335 | 3 | 102 | 21 |  | Fixed | Roof
Solar Registration Program | NJSRRE1542575076 | Newark | 7106 | 9 | 5.7 | Residential | Yes | Behind the Meter | Pro Custom Solar dba Momentum Solar | PSE&G | Accepted | 2019-10-22 | 2019-10-24 | 2020-10-24 | Enphase Energy | IQ7-60-2-US | Inverters | 250 |  | 17 |  |  | 0.97 |  | Outdoor | Roof
Solar Registration Program | NJSRRE1542575606 | Clifton | 7011 | 6 | 5.7 | Residential | Yes | Behind the Meter | Pro Custom Solar dba Momentum Solar | PSE&G | Accepted | 2019-10-22 | 2019-10-24 | 2020-10-24 | LG Electronics | LG 335N1C-V5 | Solar Panels |  | 0.335 | 12 | 257 | 33 |  | Fixed | Roof
Solar Registration Program | NJSRRE1542575606 | Clifton | 7011 | 6 | 5.7 | Residential | Yes | Behind the Meter | Pro Custom Solar dba Momentum Solar | PSE&G | Accepted | 2019-10-22 | 2019-10-24 | 2020-10-24 | LG Electronics | LG 335N1C-V5 | Solar Panels |  | 0.335 | 5 | 77 | 33 |  | Fixed | Roof
Solar Registration Program | NJSRRE1542575606 | Clifton | 7011 | 6 | 5.7 | Residential | Yes | Behind the Meter | Pro Custom Solar dba Momentum Solar | PSE&G | Accepted | 2019-10-22 | 2019-10-24 | 2020-10-24 | Enphase Energy | IQ7-60-2-US | Inverters | 250 |  | 17 |  |  | 0.97 |  | Outdoor | Roof
Solar Registration Program | NJSRRE1542579410 | Maple Shade TWP | 8052 | 13 | 5.7 | Residential | No | Behind the Meter | Solar States LLC | PSE&G | Accepted | 2019-10-23 | 2019-10-25 | 2020-10-25 | LG | LG335N1C-V% | Solar Panels |  | 0.335 | 17 | 128 | 17 |  | Fixed | Roof
Solar Registration Program | NJSRRE1542579410 | Maple Shade TWP | 8052 | 13 | 5.7 | Residential | No | Behind the Meter | Solar States LLC | PSE&G | Accepted | 2019-10-23 | 2019-10-25 | 2020-10-25 | Enphase | Enphase IQ7PLUS-72-2-US | Inverters | 4.93 |  | 17 |  |  | 0.98 |  | Indoor | Garage
Solar Registration Program | NJSRRE1542832939 | Perth Amboy | 8861 | 11 | 5.7 | Residential | Yes | Behind the Meter | Pro Custom Solar dba Momentum Solar | PSE&G | Accepted | 2019-10-30 | 2019-11-01 | 2020-11-01 | LG Electronics | LG 335N1C-V5 | Solar Panels |  | 0.335 | 17 | 210 | 6 |  | Fixed | Roof
Solar Registration Program | NJSRRE1542832939 | Perth Amboy | 8861 | 11 | 5.7 | Residential | Yes | Behind the Meter | Pro Custom Solar dba Momentum Solar | PSE&G | Accepted | 2019-10-30 | 2019-11-01 | 2020-11-01 | Enphase Energy | IQ7-60-2-US | Inverters | 250 |  | 17 |  |  | 0.97 |  | Outdoor | Roof
Solar Registration Program | NJSRRE1542835369 | Hanover | 7927 | 3 | 5.7 | Residential | No | Behind the Meter | Pro Custom Solar dba Momentum Solar | JCP&L | Accepted | 2019-10-30 | 2019-11-04 | 2020-11-04 | LG ELECTRONICS | LG 335N1C-V5 | Solar Panels |  | 0.335 | 12 | 121 | 8 |  | Fixed | Roof
Solar Registration Program | NJSRRE1542835369 | Hanover | 7927 | 3 | 5.7 | Residential | No | Behind the Meter | Pro Custom Solar dba Momentum Solar | JCP&L | Accepted | 2019-10-30 | 2019-11-04 | 2020-11-04 | LG ELECTRONICS | LG 335N1C-V5 | Solar Panels |  | 0.335 | 5 | 301 | 8 |  | Fixed | Roof
Solar Registration Program | NJSRRE1542835369 | Hanover | 7927 | 3 | 5.7 | Residential | No | Behind the Meter | Pro Custom Solar dba Momentum Solar | JCP&L | Accepted | 2019-10-30 | 2019-11-04 | 2020-11-04 | Enphase Energy | IQ7-60-2-US | Inverters | 250 |  | 17 |  |  | 0.97 |  | Outdoor | Roof
Solar Registration Program | NJSRRE1543041763 | Hillsborough | 8844 | 5 | 5.7 | Residential | No | Behind the Meter | Green House Solar | PSE&G | Accepted | 2019-11-06 | 2019-11-11 | 2020-11-11 | Sunpower | SPR-X21-335-E-AC | Solar Panels |  | 0.335 | 17 | 155 | 30 |  | Fixed | Roof
Solar Registration Program | NJSRRE1543041763 | Hillsborough | 8844 | 5 | 5.7 | Residential | No | Behind the Meter | Green House Solar | PSE&G | Accepted | 2019-11-06 | 2019-11-11 | 2020-11-11 | Sunpower | SPR-X21-335-E-AC | Inverters | 315 |  | 17 |  |  | 0.975 |  | Other | Panel Mounted
Solar Registration Program | NJSRRE1543046526 | Pompton Lakes | 7442 | 6 | 5.7 | Residential | No | Behind the Meter | Power Home Remodeling Group | JCP&L | Accepted | 2019-11-07 | 2019-11-12 | 2020-11-12 | Hyundai | HiS-S300RG | Solar Panels |  | 0.3 | 15 | 260 | 26 |  | Fixed | Roof
Solar Registration Program | NJSRRE1543046526 | Pompton Lakes | 7442 | 6 | 5.7 | Residential | No | Behind the Meter | Power Home Remodeling Group | JCP&L | Accepted | 2019-11-07 | 2019-11-12 | 2020-11-12 | Hyundai | HiS-S300RG | Solar Panels |  | 0.3 | 4 | 80 | 26 |  | Fixed | Roof
Solar Registration Program | NJSRRE1543046526 | Pompton Lakes | 7442 | 6 | 5.7 | Residential | No | Behind the Meter | Power Home Remodeling Group | JCP&L | Accepted | 2019-11-07 | 2019-11-12 | 2020-11-12 | Solar Edge | Revenue Grade Data Ansi C12.20 | Meters |  |  | 1 |  |  |  | Yes | Outdoor
Solar Registration Program | NJSRRE1543046526 | Pompton Lakes | 7442 | 6 | 5.7 | Residential | No | Behind the Meter | Power Home Remodeling Group | JCP&L | Accepted | 2019-11-07 | 2019-11-12 | 2020-11-12 | Solar Edge | SE3800H-US | Inverters | 3800 |  | 1 |  |  | 0.99 |  | Outdoor | Near meter
Solar Registration Program | NJSRRE1543065879 | Jackson | 8527 | 18 | 5.7 | Residential | No | Behind the Meter | Bright Planet Solar | JCP&L | Accepted | 2019-11-11 | 2019-11-13 | 2020-11-13 | HANWHA Q-CELLLS | Q.PEAK-G4.1 300W | Solar Panels |  | 0.3 | 15 | 147 | 18 |  | Fixed | Roof
Solar Registration Program | NJSRRE1543065879 | Jackson | 8527 | 18 | 5.7 | Residential | No | Behind the Meter | Bright Planet Solar | JCP&L | Accepted | 2019-11-11 | 2019-11-13 | 2020-11-13 | HANWHA Q-CELLS | Q.PEAK-G4.1 300W | Solar Panels |  | 0.3 | 4 | 147 | 10 |  | Fixed | Roof
Solar Registration Program | NJSRRE1543065879 | Jackson | 8527 | 18 | 5.7 | Residential | No | Behind the Meter | Bright Planet Solar | JCP&L | Accepted | 2019-11-11 | 2019-11-13 | 2020-11-13 | SOLAR EDGE | SE3800H-USRGM | Inverters | 3800 |  | 1 |  |  | 0.98 |  | Other | NEXT TO METER
Solar Registration Program | NJSRRE1543497801 | Franklin | 8873 | 5 | 5.7 | Residential | No | Behind the Meter | Public Service Solar | PSE&G | Accepted | 2019-12-06 | 2019-12-10 | 2020-12-10 | LG | LG335N1K-V5 | Solar Panels |  | 0.335 | 17 | 221 | 20 |  | Fixed | Roof
Solar Registration Program | NJSRRE1543497801 | Franklin | 8873 | 5 | 5.7 | Residential | No | Behind the Meter | Public Service Solar | PSE&G | Accepted | 2019-12-06 | 2019-12-10 | 2020-12-10 | Enphase | IQ7+ | Inverters | 0.29 |  | 17 |  |  | 0.98 |  | Outside | Under panels
Solar Registration Program | NJSRRE1543659461 | Bordentown | 8505 | 13 | 5.7 | Residential | No | Behind the Meter | Public Service Solar | PSE&G | Accepted | 2019-12-23 | 2019-12-30 | 2020-12-30 | LG | 335N1K-V5 | Solar Panels |  | 0.335 | 17 | 239 | 29 |  | Fixed | Roof
Solar Registration Program | NJSRRE1543659461 | Bordentown | 8505 | 13 | 5.7 | Residential | No | Behind the Meter | Public Service Solar | PSE&G | Accepted | 2019-12-23 | 2019-12-30 | 2020-12-30 | Enphase | IQ7+ | Inverters | 0.29 |  | 17 |  |  | 0.96 |  | Outside | Under panels
Solar Registration Program | NJSRRE1540271468 | Teaneck Twp | 7666 | 7 | 5.76 | Residential | Yes | Behind the Meter | Sunrun Installation Services, Inc. | PSE&G | Accepted | 2019-01-23 | 2019-01-25 | 2020-01-25 | LG Electronics | LG360Q1C-A5 | Solar Panels |  | 0.36 | 7 | 191 | 35 |  | Fixed | Roof
Solar Registration Program | NJSRRE1540271468 | Teaneck Twp | 7666 | 7 | 5.76 | Residential | Yes | Behind the Meter | Sunrun Installation Services, Inc. | PSE&G | Accepted | 2019-01-23 | 2019-01-25 | 2020-01-25 | LG Electronics | LG360Q1C-A5 | Solar Panels |  | 0.36 | 5 | 11 | 34 |  | Fixed | Roof
Solar Registration Program | NJSRRE1540271468 | Teaneck Twp | 7666 | 7 | 5.76 | Residential | Yes | Behind the Meter | Sunrun Installation Services, Inc. | PSE&G | Accepted | 2019-01-23 | 2019-01-25 | 2020-01-25 | LG Electronics | LG360Q1C-A5 | Solar Panels |  | 0.36 | 4 | 100 | 37 |  | Fixed | Roof
Solar Registration Program | NJSRRE1540271468 | Teaneck Twp | 7666 | 7 | 5.76 | Residential | Yes | Behind the Meter | Sunrun Installation Services, Inc. | PSE&G | Accepted | 2019-01-23 | 2019-01-25 | 2020-01-25 | SolarEdge Technologies | SE5000H-USRGM | Inverters | 5000 |  | 1 |  |  | 0.96 |  | Outdoor | Next To Meter
Solar Registration Program | NJSRRE1540353146 | Clayton | 8312 | 15 | 5.76 | Residential | Yes | Behind the Meter | Vantage Home Solar LLC | AC Electric | Accepted | 2019-02-11 | 2019-02-13 | 2020-02-13 | SunPower | SPR-X22-360-D-AC | Solar Panels |  | 0.36 | 16 | 82 | 28 |  | Fixed | Roof
Solar Registration Program | NJSRRE1540353146 | Clayton | 8312 | 15 | 5.76 | Residential | Yes | Behind the Meter | Vantage Home Solar LLC | AC Electric | Accepted | 2019-02-11 | 2019-02-13 | 2020-02-13 | SunPower | SPR-X22-360-D-AC | Inverters | 320 |  | 16 |  |  | 0.222 |  | Other | Roof Mounted AC modules
Solar Registration Program | NJSRRE1540353146 | Clayton | 8312 | 15 | 5.76 | Residential | Yes | Behind the Meter | Vantage Home Solar LLC | AC Electric | Accepted | 2019-02-11 | 2019-02-13 | 2020-02-13 | SunPower | PVS5x | Meters |  |  | 1 |  |  |  |  | Outdoor
Solar Registration Program | NJSRRE1540394469 | Toms River | 8757 | 18 | 5.76 | Residential | Yes | Behind the Meter | Ad Energy | JCP&L | Accepted | 2019-02-25 | 2019-02-27 | 2020-02-27 | SunPower | SPR-X22-360-D-AC | Solar Panels |  | 0.36 | 16 | 97 | 20 |  | Fixed | Roof
Solar Registration Program | NJSRRE1540394469 | Toms River | 8757 | 18 | 5.76 | Residential | Yes | Behind the Meter | Ad Energy | JCP&L | Accepted | 2019-02-25 | 2019-02-27 | 2020-02-27 | SunPower | SPR-X22-360-D-AC | Inverters | 320 |  | 16 |  |  | 0.96 |  | Outdoor | At each panel
Solar Registration Program | NJSRRE1540402572 | Rockaway | 7866 | 3 | 5.76 | Residential | No | Behind the Meter | Vision Solar LLC | JCP&L | Accepted | 2019-02-27 | 2019-03-01 | 2020-03-01 | SUNPOWER | SPR-X22-360-E-AC | Solar Panels |  | 0.36 | 14 | 265 | 27 |  | Fixed | Roof
Solar Registration Program | NJSRRE1540402572 | Rockaway | 7866 | 3 | 5.76 | Residential | No | Behind the Meter | Vision Solar LLC | JCP&L | Accepted | 2019-02-27 | 2019-03-01 | 2020-03-01 | SUNPOWER | SPR-X22-360-E-AC | Solar Panels |  | 0.36 | 2 | 265 | 10 |  | Fixed | Roof
Solar Registration Program | NJSRRE1540402572 | Rockaway | 7866 | 3 | 5.76 | Residential | No | Behind the Meter | Vision Solar LLC | JCP&L | Accepted | 2019-02-27 | 2019-03-01 | 2020-03-01 | SUNPOWER | SPR-X22-360-E-AC | Inverters | 0.36 |  | 16 |  |  | 0.96 |  | Other | BEHIND PANELS
Solar Registration Program | NJSRRE1540480547 | Teaneck | 7666 | 7 | 5.76 | Residential | Yes | Behind the Meter | Pro Custom Solar dba Momentum Solar | PSE&G | Accepted | 2019-03-13 | 2019-03-14 | 2020-03-14 | LG | LG320N1K-A5 | Solar Panels |  | 0.32 | 3 | 295 | 27 |  | Fixed | Roof
Solar Registration Program | NJSRRE1540480547 | Teaneck | 7666 | 7 | 5.76 | Residential | Yes | Behind the Meter | Pro Custom Solar dba Momentum Solar | PSE&G | Accepted | 2019-03-13 | 2019-03-14 | 2020-03-14 | LG | LG320N1K-A5 | Solar Panels |  | 0.32 | 12 | 205 | 22 |  | Fixed | Roof
Solar Registration Program | NJSRRE1540480547 | Teaneck | 7666 | 7 | 5.76 | Residential | Yes | Behind the Meter | Pro Custom Solar dba Momentum Solar | PSE&G | Accepted | 2019-03-13 | 2019-03-14 | 2020-03-14 | LG | LG320N1K-A5 | Solar Panels |  | 0.32 | 3 | 115 | 27 |  | Fixed | Roof
Solar Registration Program | NJSRRE1540480547 | Teaneck | 7666 | 7 | 5.76 | Residential | Yes | Behind the Meter | Pro Custom Solar dba Momentum Solar | PSE&G | Accepted | 2019-03-13 | 2019-03-14 | 2020-03-14 | ENPHASE | IQ6 | Inverters | 230 |  | 18 |  |  | 0.97 |  | Outside | ROOF
Solar Registration Program | NJSRRE1540919184 | Westwood | 7675 | 7 | 5.76 | Residential | No | Behind the Meter | Evoke Solar, Inc | PSE&G | Accepted | 2019-05-02 | 2019-05-07 | 2020-05-07 | SunPower | SPR-X22-360-E-AC | Solar Panels |  | 0.36 | 16 | 180 | 30 |  | Fixed | Roof
Solar Registration Program | NJSRRE1540919184 | Westwood | 7675 | 7 | 5.76 | Residential | No | Behind the Meter | Evoke Solar, Inc | PSE&G | Accepted | 2019-05-02 | 2019-05-07 | 2020-05-07 | Enphase | IQ7XS-96-ACM-US | Inverters | 320 |  | 16 |  |  | 0.97 |  | Outside | under each panel
Solar Registration Program | NJSRRE1541676106 | Newfield | 8344 | 15 | 5.76 | Residential | No | Behind the Meter | Green Power Energy | AC Electric | Accepted | 2019-07-17 | 2019-07-18 | 2020-07-18 | S-Energy | SN360M-10 | Solar Panels |  | 0.36 | 16 | 148 | 23 |  | Fixed | Roof
Solar Registration Program | NJSRRE1541676106 | Newfield | 8344 | 15 | 5.76 | Residential | No | Behind the Meter | Green Power Energy | AC Electric | Accepted | 2019-07-17 | 2019-07-18 | 2020-07-18 | Solar Edge | SE5000H-US | Inverters | 5000 |  | 1 |  |  | 0.97 |  | Outside | next to meter
Solar Registration Program | NJSRRE1541699185 | Mays Landing | 8330 | 19 | 5.76 | Residential | No | Behind the Meter | Castle Energy, LLC | AC Electric | Accepted | 2019-07-24 | 2019-07-29 | 2020-07-29 | LG Electronics | LG320N1K-A5 | Solar Panels |  | 0.32 | 18 | 151 | 35 |  | Fixed | Roof
Solar Registration Program | NJSRRE1541699185 | Mays Landing | 8330 | 19 | 5.76 | Residential | No | Behind the Meter | Castle Energy, LLC | AC Electric | Accepted | 2019-07-24 | 2019-07-29 | 2020-07-29 | Enphase Energy | IQ7-60-2-US | Inverters | 240 |  | 18 |  |  | 0.967 |  | Outside | on the rooftop under each solar panel
Solar Registration Program | NJSRRE1541726655 | Barnegat Light | 8006 | 18 | 5.76 | Residential | No | Behind the Meter | Green Power Energy | AC Electric | Accepted | 2019-08-01 | 2019-08-06 | 2020-08-06 | S-Energy | SN360M-10 | Solar Panels |  | 0.36 | 8 | 205 | 10 |  | Fixed | Roof
Solar Registration Program | NJSRRE1541726655 | Barnegat Light | 8006 | 18 | 5.76 | Residential | No | Behind the Meter | Green Power Energy | AC Electric | Accepted | 2019-08-01 | 2019-08-06 | 2020-08-06 | S-Energy | SN360M-10 | Solar Panels |  | 0.36 | 8 | 25 | 10 |  | Fixed | Roof
Solar Registration Program | NJSRRE1541726655 | Barnegat Light | 8006 | 18 | 5.76 | Residential | No | Behind the Meter | Green Power Energy | AC Electric | Accepted | 2019-08-01 | 2019-08-06 | 2020-08-06 | SMA America | SB5000TL-US-22 | Inverters | 5000 |  | 1 |  |  | 0.97 |  | Outside | next to meter
Solar Registration Program | NJSRRE1541820683 | Jackson | 8527 | 18 | 5.76 | Residential | No | Behind the Meter | Public Service Solar | JCP&L | Accepted | 2019-08-13 | 2019-08-27 | 2020-08-27 | S-Energy | SN360M-10 | Solar Panels |  | 0.36 | 16 | 248 | 33 |  | Fixed | Roof
Solar Registration Program | NJSRRE1541820683 | Jackson | 8527 | 18 | 5.76 | Residential | No | Behind the Meter | Public Service Solar | JCP&L | Accepted | 2019-08-13 | 2019-08-27 | 2020-08-27 | SolarEdge | SE5000H-US | Inverters | 20 |  | 1 |  |  | 0.96 |  | Outside | Outside
Solar Registration Program | NJSRRE1542320503 | Roselle | 7203 | 10 | 5.76 | Residential | No | Behind the Meter | SunPower Corporation, Systems | PSE&G | Accepted | 2019-09-06 | 2019-09-10 | 2020-09-10 | SUNPOWER | SPR-X22-360-E-AC | Solar Panels |  | 0.36 | 3 | 260 | 18 |  | Fixed | Roof
Solar Registration Program | NJSRRE1542320503 | Roselle | 7203 | 10 | 5.76 | Residential | No | Behind the Meter | SunPower Corporation, Systems | PSE&G | Accepted | 2019-09-06 | 2019-09-10 | 2020-09-10 | SUNPOWER | SPR-X22-360-E-AC | Solar Panels |  | 0.36 | 13 | 170 | 40 |  | Fixed | Roof
Solar Registration Program | NJSRRE1542320503 | Roselle | 7203 | 10 | 5.76 | Residential | No | Behind the Meter | SunPower Corporation, Systems | PSE&G | Accepted | 2019-09-06 | 2019-09-10 | 2020-09-10 | SUNPOWER | SPR-X22-360-E-AC | Inverters | 320 |  | 16 |  |  | 0.96 |  | Other | under each panel
Solar Registration Program | NJSRRE1542584327 | Atlantic City | 8401 | 19 | 5.76 | Residential | Yes | Behind the Meter | Castle Energy, LLC | AC Electric | Accepted | 2019-10-25 | 2019-10-28 | 2020-10-28 | Hanwha Q-Cells | Q.Peak DUO-G5 320 | Solar Panels |  | 0.32 | 10 | 332 | 30 |  | Fixed | Roof
Solar Registration Program | NJSRRE1542584327 | Atlantic City | 8401 | 19 | 5.76 | Residential | Yes | Behind the Meter | Castle Energy, LLC | AC Electric | Accepted | 2019-10-25 | 2019-10-28 | 2020-10-28 | Hanwha Q-Cells | Q.Peak DUO-G5 320 | Solar Panels |  | 0.32 | 8 | 152 | 30 |  | Fixed | Roof
Solar Registration Program | NJSRRE1542584327 | Atlantic City | 8401 | 19 | 5.76 | Residential | Yes | Behind the Meter | Castle Energy, LLC | AC Electric | Accepted | 2019-10-25 | 2019-10-28 | 2020-10-28 | Enphase Energy | IQ7-60-2-US | Inverters | 240 |  | 18 |  |  | 0.967 |  | Outside | on the rooftop under each solar panel
Solar Registration Program | NJSRRE1543478505 | Pleasantville | 8232 | 19 | 5.76 | Residential | No | Behind the Meter | Castle Energy, LLC | AC Electric | Accepted | 2019-12-04 | 2019-12-09 | 2020-12-09 | Hanwha Q-Cells | Q.Peak DUO-G5 320 | Solar Panels |  | 0.32 | 3 | 205 | 40 |  | Fixed | Roof
Solar Registration Program | NJSRRE1543478505 | Pleasantville | 8232 | 19 | 5.76 | Residential | No | Behind the Meter | Castle Energy, LLC | AC Electric | Accepted | 2019-12-04 | 2019-12-09 | 2020-12-09 | Hanwha Q-Cells | Q.Peak DUO-G5 320 | Solar Panels |  | 0.32 | 15 | 115 | 40 |  | Fixed | Roof
Solar Registration Program | NJSRRE1543478505 | Pleasantville | 8232 | 19 | 5.76 | Residential | No | Behind the Meter | Castle Energy, LLC | AC Electric | Accepted | 2019-12-04 | 2019-12-09 | 2020-12-09 | Enphase Energy | IQ7-60-2-US | Inverters | 240 |  | 18 |  |  | 0.967 |  | Outside | on the rooftop under each solar panel
Solar Registration Program | NJSRRE1543505934 | North WIldwood | 8260 | 21 | 5.76 | Residential | Yes | Behind the Meter | RCL Enterprises Inc. | AC Electric | Accepted | 2019-12-10 | 2019-12-12 | 2020-12-12 | trina | TSM-320DD06M.05 | Solar Panels |  | 0.32 | 9 | 133 | 42 |  | Fixed | Roof
Solar Registration Program | NJSRRE1543505934 | North WIldwood | 8260 | 21 | 5.76 | Residential | Yes | Behind the Meter | RCL Enterprises Inc. | AC Electric | Accepted | 2019-12-10 | 2019-12-12 | 2020-12-12 | trina | TSM-320DD06M.05 | Solar Panels |  | 0.32 | 9 | 133 | 42 |  | Fixed | Roof
Solar Registration Program | NJSRRE1543505934 | North WIldwood | 8260 | 21 | 5.76 | Residential | Yes | Behind the Meter | RCL Enterprises Inc. | AC Electric | Accepted | 2019-12-10 | 2019-12-12 | 2020-12-12 | enphase | iq7 | Inverters | 2160 |  | 9 |  |  | 0.96 |  | Outside | under panels
Solar Registration Program | NJSRRE1543505934 | North WIldwood | 8260 | 21 | 5.76 | Residential | Yes | Behind the Meter | RCL Enterprises Inc. | AC Electric | Accepted | 2019-12-10 | 2019-12-12 | 2020-12-12 | enphase | iq7 | Inverters | 2160 |  | 9 |  |  | 0.96 |  | Outside | under panels
Solar Registration Program | NJSRRE1543555695 | Richaldn | 8350 | 19 | 5.76 | Residential | No | Behind the Meter | Sun Up Zero Down | AC Electric | Accepted | 2019-12-17 | 2019-12-20 | 2020-12-20 | LG | LG320N1K-A5 | Solar Panels |  | 0.32 | 6 | 112 | 20 |  | Fixed | Roof
Solar Registration Program | NJSRRE1543555695 | Richaldn | 8350 | 19 | 5.76 | Residential | No | Behind the Meter | Sun Up Zero Down | AC Electric | Accepted | 2019-12-17 | 2019-12-20 | 2020-12-20 | LG | LG320N1K-A5 | Solar Panels |  | 0.32 | 12 | 112 | 20 |  | Fixed | Roof
Solar Registration Program | NJSRRE1543555695 | Richaldn | 8350 | 19 | 5.76 | Residential | No | Behind the Meter | Sun Up Zero Down | AC Electric | Accepted | 2019-12-17 | 2019-12-20 | 2020-12-20 | solaredge | SE5000H-US | Inverters | 5000 |  | 1 |  |  | 0.974 |  | Outside | outside wall
Solar Registration Program | NJSRRE1543556934 | Blackwood | 8012 | 14 | 5.76 | Residential | Yes | Behind the Meter | All Season Solar | AC Electric | Accepted | 2019-12-17 | 2019-12-20 | 2020-12-20 | Trina | TSMDD06M.05(II) | Solar Panels |  | 0.32 | 18 | 207 | 23 |  | Fixed | Roof
Solar Registration Program | NJSRRE1543556934 | Blackwood | 8012 | 14 | 5.76 | Residential | Yes | Behind the Meter | All Season Solar | AC Electric | Accepted | 2019-12-17 | 2019-12-20 | 2020-12-20 | Enphase | IQ7 | Inverters | 240 |  | 18 |  |  | 0.97 |  | Outdoor | Under Module
Solar Registration Program | NJSRRE1543821114 | Millville | 8332 | 20 | 5.76 | Residential | Yes | Behind the Meter | All Season Solar | AC Electric | Accepted | 2019-12-26 | 2019-12-31 | 2020-12-31 | Trina | TSM-DD06M05II 320W NOV19 | Solar Panels |  | 0.32 | 8 | 14 | 37 |  | Fixed | Roof
Solar Registration Program | NJSRRE1543821114 | Millville | 8332 | 20 | 5.76 | Residential | Yes | Behind the Meter | All Season Solar | AC Electric | Accepted | 2019-12-26 | 2019-12-31 | 2020-12-31 | Trina | TSM-DD06M05II 320W NOV19 | Solar Panels |  | 0.32 | 10 | 194 | 37 |  | Fixed | Roof
Solar Registration Program | NJSRRE1543821114 | Millville | 8332 | 20 | 5.76 | Residential | Yes | Behind the Meter | All Season Solar | AC Electric | Accepted | 2019-12-26 | 2019-12-31 | 2020-12-31 | Enphase | IQ7 | Inverters | 240 |  | 18 |  |  | 0.97 |  | Outdoor | Under Module
Solar Registration Program | NJSRRE1542377377 | erial | 8081 | 14 | 5.77 | Residential | Yes | Behind the Meter | Vision Solar LLC | AC Electric | Accepted | 2019-09-23 | 2019-09-23 | 2020-09-23 | sunpower | e20-327-e-ac | Solar Panels |  | 0.327 | 2 | 349 | 18 |  | Fixed | Roof
Solar Registration Program | NJSRRE1542377377 | erial | 8081 | 14 | 5.77 | Residential | Yes | Behind the Meter | Vision Solar LLC | AC Electric | Accepted | 2019-09-23 | 2019-09-23 | 2020-09-23 | sunpower | e20-327-e-ac | Solar Panels |  | 0.32 | 16 | 169 | 18 |  | Fixed | Roof
Solar Registration Program | NJSRRE1542377377 | erial | 8081 | 14 | 5.77 | Residential | Yes | Behind the Meter | Vision Solar LLC | AC Electric | Accepted | 2019-09-23 | 2019-09-23 | 2020-09-23 | sunpower | e20-327-e-ac | Inverters | 0.32 |  | 18 |  |  | 0.96 |  | Other | behind panels
Solar Registration Program | NJSRRE1541513086 | Whippany | 7981 | 3 | 5.78 | Commercial | No | Behind the Meter | Antonio L. Dimichino LLC | JCP&L | Accepted | 2019-06-29 | 2019-07-03 | 2020-07-03 | Solar Edge | 10000 | Inverters | 10000 |  | 1 |  |  | 0.97 |  | Outside | Next to meter
Solar Registration Program | NJSRRE1541513086 | Whippany | 7981 | 3 | 5.78 | Commercial | No | Behind the Meter | Antonio L. Dimichino LLC | JCP&L | Accepted | 2019-06-29 | 2019-07-03 | 2020-07-03 | Hanwah Solar One | 345 | Solar Panels |  | 0.385 | 15 | south 180 degrees | 10 |  | Fixed | Roof
Solar Registration Program | NJSRRE1541692926 | RAHWAY | 7065 | 10 | 5.78 | Residential | Yes | Behind the Meter | Pro Custom Solar dba Momentum Solar | PSE&G | Accepted | 2019-07-22 | 2019-07-24 | 2020-07-24 | LG ELECTRONICS | LG340N1C-A5 | Solar Panels |  | 0.34 | 4 | 192 | 5 |  | Fixed | Roof
Solar Registration Program | NJSRRE1541692926 | RAHWAY | 7065 | 10 | 5.78 | Residential | Yes | Behind the Meter | Pro Custom Solar dba Momentum Solar | PSE&G | Accepted | 2019-07-22 | 2019-07-24 | 2020-07-24 | LG ELECTRONICS | LG340N1C-A5 | Solar Panels |  | 0.34 | 13 | 191 | 31 |  | Fixed | Roof
Solar Registration Program | NJSRRE1541692926 | RAHWAY | 7065 | 10 | 5.78 | Residential | Yes | Behind the Meter | Pro Custom Solar dba Momentum Solar | PSE&G | Accepted | 2019-07-22 | 2019-07-24 | 2020-07-24 | ENPHASE ENERGY | IQ7-60-2-US | Inverters | 250 |  | 17 |  |  | 0.97 |  | Outdoor | Roof
Solar Registration Program | NJSRRE1540251134 | Delanco Twp | 8075 | 13 | 5.8 | Residential | Yes | Behind the Meter | Sunrun Installation Services, Inc. | PSE&G | Accepted | 2019-01-16 | 2019-01-21 | 2020-01-21 | REC Solar | REC290TP2 BLK | Solar Panels |  | 0.29 | 20 | 179 | 27 |  | Fixed | Roof
Solar Registration Program | NJSRRE1540251134 | Delanco Twp | 8075 | 13 | 5.8 | Residential | Yes | Behind the Meter | Sunrun Installation Services, Inc. | PSE&G | Accepted | 2019-01-16 | 2019-01-21 | 2020-01-21 | SMA America | SB5.0-1SP-US-40 | Inverters | 5000 |  | 1 |  |  | 0.96 |  | Outdoor | Next To Meter
Solar Registration Program | NJSRRE1540251521 | Piscataway | 8854 | 11 | 5.8 | Residential | Yes | Behind the Meter | Pro Custom Solar dba Momentum Solar | PSE&G | Accepted | 2019-01-16 | 2019-01-21 | 2020-01-21 | JINKO SOLAR | JKM290M-60 | Solar Panels |  | 0.29 | 20 | 157 | 25 |  | Fixed | Roof
Solar Registration Program | NJSRRE1540251521 | Piscataway | 8854 | 11 | 5.8 | Residential | Yes | Behind the Meter | Pro Custom Solar dba Momentum Solar | PSE&G | Accepted | 2019-01-16 | 2019-01-21 | 2020-01-21 | ENPHASE | IQ7-60-2-US | Inverters | 250 |  | 20 |  |  | 0.97 |  | Outdoor | ROOF
Solar Registration Program | NJSRRE1540301283 | Carteret Boro | 7008 | 11 | 5.8 | Residential | No | Behind the Meter | Sunrun Installation Services, Inc. | PSE&G | Accepted | 2019-01-30 | 2019-02-01 | 2020-02-01 | REC Solar | REC290TP2 BLK | Solar Panels |  | 0.29 | 20 | 100 | 23 |  | Fixed | Roof
Solar Registration Program | NJSRRE1540301283 | Carteret Boro | 7008 | 11 | 5.8 | Residential | No | Behind the Meter | Sunrun Installation Services, Inc. | PSE&G | Accepted | 2019-01-30 | 2019-02-01 | 2020-02-01 | SMA America | SB5.0-1SP-US-40 | Inverters | 5000 |  | 1 |  |  | 0.96 |  | Outdoor | Next To Meter
Solar Registration Program | NJSRRE1540334570 | North Brunswick Township | 8902 | 11 | 5.8 | Residential | Yes | Behind the Meter | Sunrun Installation Services, Inc. | PSE&G | Accepted | 2019-02-05 | 2019-02-07 | 2020-02-07 | REC Solar | REC290TP2 BLK | Solar Panels |  | 0.29 | 20 | 141 | 18 |  | Fixed | Roof
Solar Registration Program | NJSRRE1540334570 | North Brunswick Township | 8902 | 11 | 5.8 | Residential | Yes | Behind the Meter | Sunrun Installation Services, Inc. | PSE&G | Accepted | 2019-02-05 | 2019-02-07 | 2020-02-07 | SMA America | SB5.0-1SP-US-40 | Inverters | 5000 |  | 1 |  |  | 0.96 |  | Outdoor | Next To Meter
Solar Registration Program | NJSRRE1540343075 | Tuckerton | 8087 | 18 | 5.8 | Residential | Yes | Behind the Meter | Sunrun Installation Services, Inc. | AC Electric | Accepted | 2019-02-06 | 2019-02-08 | 2020-02-08 | SMA America | SB5.0-1SP-US-40 | Inverters | 5000 |  | 1 |  |  | 0.96 |  | Outdoor | Next To Meter
Solar Registration Program | NJSRRE1540343075 | Tuckerton | 8087 | 18 | 5.8 | Residential | Yes | Behind the Meter | Sunrun Installation Services, Inc. | AC Electric | Accepted | 2019-02-06 | 2019-02-08 | 2020-02-08 | REC Solar | REC290TP2 BLK | Solar Panels |  | 0.29 | 10 | 238 | 18 |  | Fixed | Roof
Solar Registration Program | NJSRRE1540343075 | Tuckerton | 8087 | 18 | 5.8 | Residential | Yes | Behind the Meter | Sunrun Installation Services, Inc. | AC Electric | Accepted | 2019-02-06 | 2019-02-08 | 2020-02-08 | REC Solar | REC290TP2 BLK | Solar Panels |  | 0.29 | 10 | 237 | 23 |  | Fixed | Roof
Solar Registration Program | NJSRRE1540348958 | Egg Harbor | 8215 | 19 | 5.8 | Residential | Yes | Behind the Meter | Sunrun Installation Services, Inc. | AC Electric | Accepted | 2019-02-08 | 2019-02-13 | 2020-02-13 | REC Solar | REC290TP2 BLK | Solar Panels |  | 0.29 | 20 | 131 | 27 |  | Fixed | Roof
Solar Registration Program | NJSRRE1540348958 | Egg Harbor | 8215 | 19 | 5.8 | Residential | Yes | Behind the Meter | Sunrun Installation Services, Inc. | AC Electric | Accepted | 2019-02-08 | 2019-02-13 | 2020-02-13 | SMA America | SB5.0-1SP-US-40 | Inverters | 5000 |  | 1 |  |  | 0.96 |  | Outdoor | Next To Meter
Solar Registration Program | NJSRRE1540381279 | East Brunswick | 8816 | 11 | 5.8 | Residential | No | Behind the Meter | Sunrun Installation Services, Inc. | PSE&G | Accepted | 2019-02-20 | 2019-02-22 | 2020-02-22 | REC Solar | REC290TP2 BLK | Solar Panels |  | 0.29 | 13 | 136 | 19 |  | Fixed | Roof
Solar Registration Program | NJSRRE1540381279 | East Brunswick | 8816 | 11 | 5.8 | Residential | No | Behind the Meter | Sunrun Installation Services, Inc. | PSE&G | Accepted | 2019-02-20 | 2019-02-22 | 2020-02-22 | REC Solar | REC290TP2 BLK | Solar Panels |  | 0.29 | 4 | 316 | 18 |  | Fixed | Roof
Solar Registration Program | NJSRRE1540381279 | East Brunswick | 8816 | 11 | 5.8 | Residential | No | Behind the Meter | Sunrun Installation Services, Inc. | PSE&G | Accepted | 2019-02-20 | 2019-02-22 | 2020-02-22 | REC Solar | REC290TP2 BLK | Solar Panels |  | 0.29 | 3 | 45 | 18 |  | Fixed | Roof
Solar Registration Program | NJSRRE1540381279 | East Brunswick | 8816 | 11 | 5.8 | Residential | No | Behind the Meter | Sunrun Installation Services, Inc. | PSE&G | Accepted | 2019-02-20 | 2019-02-22 | 2020-02-22 | SolarEdge Technologies | SE5000H-USRGM | Inverters | 5000 |  | 1 |  |  | 0.96 |  | Outdoor | Meter
Solar Registration Program | NJSRRE1540394522 | East Brunswick Twp | 8816 | 11 | 5.8 | Residential | Yes | Behind the Meter | Sunrun Installation Services, Inc. | PSE&G | Accepted | 2019-02-25 | 2019-02-27 | 2020-02-27 | REC Solar | REC290TP2 BLK | Solar Panels |  | 0.29 | 12 | 265 | 19 |  | Fixed | Roof
Solar Registration Program | NJSRRE1540394522 | East Brunswick Twp | 8816 | 11 | 5.8 | Residential | Yes | Behind the Meter | Sunrun Installation Services, Inc. | PSE&G | Accepted | 2019-02-25 | 2019-02-27 | 2020-02-27 | REC Solar | REC290TP2 BLK | Solar Panels |  | 0.29 | 8 | 175 | 18 |  | Fixed | Roof
Solar Registration Program | NJSRRE1540394522 | East Brunswick Twp | 8816 | 11 | 5.8 | Residential | Yes | Behind the Meter | Sunrun Installation Services, Inc. | PSE&G | Accepted | 2019-02-25 | 2019-02-27 | 2020-02-27 | SMA America | SB5.0-1SP-US-40 | Inverters | 5000 |  | 1 |  |  | 0.96 |  | Outdoor | Next To Meter
Solar Registration Program | NJSRRE1540408011 | Rockaway | 7866 | 3 | 5.8 | Residential | Yes | Behind the Meter | Sunrun Installation Services, Inc. | JCP&L | Accepted | 2019-02-28 | 2019-03-01 | 2020-03-01 | REC Solar | REC290TP2 BLK | Solar Panels |  | 0.29 | 20 | 206 | 9 |  | Fixed | Roof
Solar Registration Program | NJSRRE1540408011 | Rockaway | 7866 | 3 | 5.8 | Residential | Yes | Behind the Meter | Sunrun Installation Services, Inc. | JCP&L | Accepted | 2019-02-28 | 2019-03-01 | 2020-03-01 | SMA America | SB5.0-1SP-US-40 | Inverters | 5000 |  | 1 |  |  | 0.96 |  | Outdoor | Next To Meter
Solar Registration Program | NJSRRE1540485632 | Passaic City | 7055 | 6 | 5.8 | Residential | No | Behind the Meter | Sunrun Installation Services, Inc. | PSE&G | Accepted | 2019-03-14 | 2019-03-15 | 2020-03-15 | REC Solar | REC290TP2 BLK | Solar Panels |  | 0.29 | 14 | 127 | 37 |  | Fixed | Roof
Solar Registration Program | NJSRRE1540485632 | Passaic City | 7055 | 6 | 5.8 | Residential | No | Behind the Meter | Sunrun Installation Services, Inc. | PSE&G | Accepted | 2019-03-14 | 2019-03-15 | 2020-03-15 | REC Solar | REC290TP2 BLK | Solar Panels |  | 0.29 | 6 | 307 | 37 |  | Fixed | Roof
Solar Registration Program | NJSRRE1540485632 | Passaic City | 7055 | 6 | 5.8 | Residential | No | Behind the Meter | Sunrun Installation Services, Inc. | PSE&G | Accepted | 2019-03-14 | 2019-03-15 | 2020-03-15 | SolarEdge Technologies | SE5000H-USRGM | Inverters | 5000 |  | 1 |  |  | 0.96 |  | Outdoor | Next To Meter
Solar Registration Program | NJSRRE1540721426 | West Orange Twp | 7052 | 9 | 5.8 | Residential | No | Behind the Meter | Sunrun Installation Services, Inc. | PSE&G | Accepted | 2019-03-26 | 2019-03-27 | 2020-03-27 | REC Solar | REC290TP2 BLK | Solar Panels |  | 0.29 | 8 | 106 | 18 |  | Fixed | Roof
Solar Registration Program | NJSRRE1540721426 | West Orange Twp | 7052 | 9 | 5.8 | Residential | No | Behind the Meter | Sunrun Installation Services, Inc. | PSE&G | Accepted | 2019-03-26 | 2019-03-27 | 2020-03-27 | REC Solar | REC290TP2 BLK | Solar Panels |  | 0.29 | 12 | 191 | 18 |  | Fixed | Roof
Solar Registration Program | NJSRRE1540721426 | West Orange Twp | 7052 | 9 | 5.8 | Residential | No | Behind the Meter | Sunrun Installation Services, Inc. | PSE&G | Accepted | 2019-03-26 | 2019-03-27 | 2020-03-27 | SMA America | SB5.0-1SP-US-40 | Inverters | 5000 |  | 1 |  |  | 0.96 |  | Outdoor | Next To Meter
Solar Registration Program | NJSRRE1540829322 | West Deptford | 8096 | 15 | 5.8 | Residential | Yes | Behind the Meter | Sunrun Installation Services, Inc. | PSE&G | Accepted | 2019-04-08 | 2019-04-09 | 2020-04-09 | REC Solar | REC290TP2 BLK | Solar Panels |  | 0.29 | 7 | 164 | 23 |  | Fixed | Roof
Solar Registration Program | NJSRRE1540829322 | West Deptford | 8096 | 15 | 5.8 | Residential | Yes | Behind the Meter | Sunrun Installation Services, Inc. | PSE&G | Accepted | 2019-04-08 | 2019-04-09 | 2020-04-09 | REC Solar | REC290TP2 BLK | Solar Panels |  | 0.29 | 4 | 74 | 23 |  | Fixed | Roof
Solar Registration Program | NJSRRE1540829322 | West Deptford | 8096 | 15 | 5.8 | Residential | Yes | Behind the Meter | Sunrun Installation Services, Inc. | PSE&G | Accepted | 2019-04-08 | 2019-04-09 | 2020-04-09 | REC Solar | REC290TP2 BLK | Solar Panels |  | 0.29 | 9 | 254 | 18 |  | Fixed | Roof
Solar Registration Program | NJSRRE1540829322 | West Deptford | 8096 | 15 | 5.8 | Residential | Yes | Behind the Meter | Sunrun Installation Services, Inc. | PSE&G | Accepted | 2019-04-08 | 2019-04-09 | 2020-04-09 | SolarEdge Technologies | SE5000H-USRGM | Inverters | 5000 |  | 1 |  |  | 0.96 |  | Outdoor | Next to Meter
Solar Registration Program | NJSRRE1540829878 | North Bergen Twp | 7047 | 8 | 5.8 | Residential | Yes | Behind the Meter | Sunrun Installation Services, Inc. | PSE&G | Accepted | 2019-04-08 | 2019-04-10 | 2020-04-10 | REC Solar | REC290TP2 BLK | Solar Panels |  | 0.29 | 20 | 210 | 5 |  | Fixed | Roof
Solar Registration Program | NJSRRE1540829878 | North Bergen Twp | 7047 | 8 | 5.8 | Residential | Yes | Behind the Meter | Sunrun Installation Services, Inc. | PSE&G | Accepted | 2019-04-08 | 2019-04-10 | 2020-04-10 | SMA America | SB5.0-1SP-US-40 | Inverters | 5000 |  | 1 |  |  | 0.96 |  | Outdoor | Next To Meter
Solar Registration Program | NJSRRE1540894686 | Denville | 7834 | 3 | 5.8 | Residential | Yes | Behind the Meter | Sunrun Installation Services, Inc. | JCP&L | Accepted | 2019-04-25 | 2019-04-26 | 2020-04-26 | REC Solar | REC290TP2 BLK | Solar Panels |  | 0.29 | 20 | 137 | 10 |  | Fixed | Roof
Solar Registration Program | NJSRRE1540894686 | Denville | 7834 | 3 | 5.8 | Residential | Yes | Behind the Meter | Sunrun Installation Services, Inc. | JCP&L | Accepted | 2019-04-25 | 2019-04-26 | 2020-04-26 | SMA America | SB5.0-1SP-US-40 | Inverters | 5000 |  | 1 |  |  | 0.96 |  | Outdoor | Next To Meter
Solar Registration Program | NJSRRE1540962610 | Westfield Town | 7090 | 10 | 5.8 | Residential | Yes | Behind the Meter | Sunrun Installation Services, Inc. | PSE&G | Accepted | 2019-05-06 | 2019-05-09 | 2020-05-09 | REC Solar | REC290TP2 BLK | Solar Panels |  | 0.29 | 4 | 217 | 23 |  | Fixed | Roof
Solar Registration Program | NJSRRE1540962610 | Westfield Town | 7090 | 10 | 5.8 | Residential | Yes | Behind the Meter | Sunrun Installation Services, Inc. | PSE&G | Accepted | 2019-05-06 | 2019-05-09 | 2020-05-09 | REC Solar | REC290TP2 BLK | Solar Panels |  | 0.29 | 16 | 37 | 23 |  | Fixed | Roof
Solar Registration Program | NJSRRE1540962610 | Westfield Town | 7090 | 10 | 5.8 | Residential | Yes | Behind the Meter | Sunrun Installation Services, Inc. | PSE&G | Accepted | 2019-05-06 | 2019-05-09 | 2020-05-09 | SolarEdge Technologies | SE5000H-USRGM | Inverters | 5000 |  | 1 |  |  | 0.96 |  | Outdoor | Next To Meter
Solar Registration Program | NJSRRE1541025990 | Cherry Hill | 8003 | 14 | 5.8 | Residential | No | Behind the Meter | Sunrun Installation Services, Inc. | PSE&G | Accepted | 2019-05-20 | 2019-05-24 | 2020-05-24 | REC Solar | REC290TP2 BLK | Solar Panels |  | 0.29 | 20 | 275 | 23 |  | Fixed | Roof
Solar Registration Program | NJSRRE1541025990 | Cherry Hill | 8003 | 14 | 5.8 | Residential | No | Behind the Meter | Sunrun Installation Services, Inc. | PSE&G | Accepted | 2019-05-20 | 2019-05-24 | 2020-05-24 | SMA America | SB5.0-1SP-US-40 | Inverters | 5000 |  | 1 |  |  | 0.96 |  | Outdoor | Next To Meter
Solar Registration Program | NJSRRE1541047574 | Little Ferry Boro | 7643 | 7 | 5.8 | Residential | Yes | Behind the Meter | 1st Light Energy Inc | PSE&G | Accepted | 2019-05-28 | 2019-05-31 | 2020-05-31 | REC SOLAR | REC290TP2 | Solar Panels |  | 0.29 | 14 | 137 | 18 |  | Fixed | Roof
Solar Registration Program | NJSRRE1541047574 | Little Ferry Boro | 7643 | 7 | 5.8 | Residential | Yes | Behind the Meter | 1st Light Energy Inc | PSE&G | Accepted | 2019-05-28 | 2019-05-31 | 2020-05-31 | REC SOLAR | REC290TP2 | Solar Panels |  | 0.29 | 6 | 318 | 14 |  | Fixed | Roof
Solar Registration Program | NJSRRE1541047574 | Little Ferry Boro | 7643 | 7 | 5.8 | Residential | Yes | Behind the Meter | 1st Light Energy Inc | PSE&G | Accepted | 2019-05-28 | 2019-05-31 | 2020-05-31 | SOLAREDGE | SE6000H-USRGM | Inverters | 6000 |  | 1 |  |  | 0.99 |  | Outside | WITHIN 10 FEET OF METER
Solar Registration Program | NJSRRE1541064368 | Linden City | 7036 | 10 | 5.8 | Residential | Yes | Behind the Meter | Sunrun Installation Services, Inc. | PSE&G | Accepted | 2019-05-31 | 2019-06-05 | 2020-06-05 | REC Solar | REC290TP2 BLK | Solar Panels |  | 0.29 | 20 | 218 | 27 |  | Fixed | Roof
Solar Registration Program | NJSRRE1541064368 | Linden City | 7036 | 10 | 5.8 | Residential | Yes | Behind the Meter | Sunrun Installation Services, Inc. | PSE&G | Accepted | 2019-05-31 | 2019-06-05 | 2020-06-05 | Ningbo Ginlong Technologies | Solis-1P5K-4G-US | Inverters | 5000 |  | 1 |  |  | 0.96 |  | Outdoor | Next To Meter
Solar Registration Program | NJSRRE1541125700 | Haledon | 7508 | 6 | 5.8 | Residential | Yes | Behind the Meter | Sunrun Installation Services, Inc. | PSE&G | Accepted | 2019-06-07 | 2019-06-12 | 2020-06-12 | REC Solar | REC290TP2 BLK | Solar Panels |  | 0.29 | 5 | 139 | 10 |  | Fixed | Roof
Solar Registration Program | NJSRRE1541125700 | Haledon | 7508 | 6 | 5.8 | Residential | Yes | Behind the Meter | Sunrun Installation Services, Inc. | PSE&G | Accepted | 2019-06-07 | 2019-06-12 | 2020-06-12 | REC Solar | REC290TP2 BLK | Solar Panels |  | 0.29 | 8 | 229 | 27 |  | Fixed | Roof
Solar Registration Program | NJSRRE1541125700 | Haledon | 7508 | 6 | 5.8 | Residential | Yes | Behind the Meter | Sunrun Installation Services, Inc. | PSE&G | Accepted | 2019-06-07 | 2019-06-12 | 2020-06-12 | REC Solar | REC290TP2 BLK | Solar Panels |  | 0.29 | 7 | 49 | 27 |  | Fixed | Roof
Solar Registration Program | NJSRRE1541125700 | Haledon | 7508 | 6 | 5.8 | Residential | Yes | Behind the Meter | Sunrun Installation Services, Inc. | PSE&G | Accepted | 2019-06-07 | 2019-06-12 | 2020-06-12 | Ningbo Ginlong Technologies | Solis-1P6K-4G-US | Inverters | 6000 |  | 1 |  |  | 0.96 |  | Outdoor | Next To Meter
Solar Registration Program | NJSRRE1541125717 | Pleasantville | 8232 | 19 | 5.8 | Residential | Yes | Behind the Meter | 1st Light Energy Inc | AC Electric | Accepted | 2019-06-07 | 2019-06-13 | 2020-06-13 | Longi | LR6-60PB-305M | Solar Panels |  | 0.305 | 5 | 205 | 18 |  | Fixed | Roof
Solar Registration Program | NJSRRE1541125717 | Pleasantville | 8232 | 19 | 5.8 | Residential | Yes | Behind the Meter | 1st Light Energy Inc | AC Electric | Accepted | 2019-06-07 | 2019-06-13 | 2020-06-13 | Longi | LR6-60PB-305M | Solar Panels |  | 0.305 | 6 | 118 | 30 |  | Fixed | Roof
Solar Registration Program | NJSRRE1541125717 | Pleasantville | 8232 | 19 | 5.8 | Residential | Yes | Behind the Meter | 1st Light Energy Inc | AC Electric | Accepted | 2019-06-07 | 2019-06-13 | 2020-06-13 | Longi | LR6-60PB-305M | Solar Panels |  | 0.305 | 4 | 298 | 30 |  | Fixed | Roof
Solar Registration Program | NJSRRE1541125717 | Pleasantville | 8232 | 19 | 5.8 | Residential | Yes | Behind the Meter | 1st Light Energy Inc | AC Electric | Accepted | 2019-06-07 | 2019-06-13 | 2020-06-13 | Longi | LR6-60PB-305M | Solar Panels |  | 0.305 | 4 | 118 | 9 |  | Fixed | Roof
Solar Registration Program | NJSRRE1541125717 | Pleasantville | 8232 | 19 | 5.8 | Residential | Yes | Behind the Meter | 1st Light Energy Inc | AC Electric | Accepted | 2019-06-07 | 2019-06-13 | 2020-06-13 | SolarEdge | SE6000H-USRGM | Inverters | 6000 |  | 1 |  |  | 0.99 |  | Outside | Within 10 feet of Meter
Solar Registration Program | NJSRRE1541136402 | Monroe Township | 8831 | 11 | 5.8 | Residential | Yes | Behind the Meter | Sunrun Installation Services, Inc. | JCP&L | Accepted | 2019-06-12 | 2019-06-17 | 2020-06-17 | REC Solar | REC290TP2 BLK | Solar Panels |  | 0.29 | 20 | 173 | 39 |  | Fixed | Roof
Solar Registration Program | NJSRRE1541136402 | Monroe Township | 8831 | 11 | 5.8 | Residential | Yes | Behind the Meter | Sunrun Installation Services, Inc. | JCP&L | Accepted | 2019-06-12 | 2019-06-17 | 2020-06-17 | Ningbo Ginlong Technologies | Solis-1P5K-4G-US | Inverters | 5000 |  | 1 |  |  | 0.96 |  | Outdoor | Next To Meter
Solar Registration Program | NJSRRE1541501014 | Cherry Hill | 8002 | 14 | 5.8 | Residential | Yes | Behind the Meter | Sunrun Installation Services, Inc. | PSE&G | Accepted | 2019-06-27 | 2019-07-02 | 2020-07-02 | REC Solar | REC290TP2 BLK | Solar Panels |  | 0.29 | 11 | 349 | 23 |  | Fixed | Roof
Solar Registration Program | NJSRRE1541501014 | Cherry Hill | 8002 | 14 | 5.8 | Residential | Yes | Behind the Meter | Sunrun Installation Services, Inc. | PSE&G | Accepted | 2019-06-27 | 2019-07-02 | 2020-07-02 | REC Solar | REC290TP2 BLK | Solar Panels |  | 0.29 | 9 | 169 | 24 |  | Fixed | Roof
Solar Registration Program | NJSRRE1541501014 | Cherry Hill | 8002 | 14 | 5.8 | Residential | Yes | Behind the Meter | Sunrun Installation Services, Inc. | PSE&G | Accepted | 2019-06-27 | 2019-07-02 | 2020-07-02 | Ningbo Ginlong Technologies | Solis-1P5K-4G-US | Inverters | 5000 |  | 1 |  |  | 0.96 |  | Outdoor | Next To Meter
Solar Registration Program | NJSRRE1541635332 | Linden City | 7036 | 10 | 5.8 | Residential | Yes | Behind the Meter | Sunrun Installation Services, Inc. | PSE&G | Accepted | 2019-07-11 | 2019-08-22 | 2020-08-22 | REC Solar | REC290TP2 BLK | Solar Panels |  | 0.29 | 9 | 218 | 23 |  | Fixed | Roof
Solar Registration Program | NJSRRE1541635332 | Linden City | 7036 | 10 | 5.8 | Residential | Yes | Behind the Meter | Sunrun Installation Services, Inc. | PSE&G | Accepted | 2019-07-11 | 2019-08-22 | 2020-08-22 | REC Solar | REC290TP2 BLK | Solar Panels |  | 0.29 | 6 | 39 | 23 |  | Fixed | Roof
Solar Registration Program | NJSRRE1541635332 | Linden City | 7036 | 10 | 5.8 | Residential | Yes | Behind the Meter | Sunrun Installation Services, Inc. | PSE&G | Accepted | 2019-07-11 | 2019-08-22 | 2020-08-22 | REC Solar | REC290TP2 BLK | Solar Panels |  | 0.29 | 5 | 129 | 23 |  | Fixed | Roof
Solar Registration Program | NJSRRE1541635332 | Linden City | 7036 | 10 | 5.8 | Residential | Yes | Behind the Meter | Sunrun Installation Services, Inc. | PSE&G | Accepted | 2019-07-11 | 2019-08-22 | 2020-08-22 | Ningbo Ginlong Technologies | Solis-1P6K-4G-US | Inverters | 6000 |  | 1 |  |  | 0.96 |  | Outdoor | Next To Meter
Solar Registration Program | NJSRRE1541639942 | Roselle | 7203 | 10 | 5.8 | Residential | Yes | Behind the Meter | Sunrun Installation Services, Inc. | PSE&G | Accepted | 2019-07-12 | 2019-07-16 | 2020-07-16 | REC Solar | REC290TP2 BLK | Solar Panels |  | 0.29 | 20 | 169 | 23 |  | Fixed | Roof
Solar Registration Program | NJSRRE1541639942 | Roselle | 7203 | 10 | 5.8 | Residential | Yes | Behind the Meter | Sunrun Installation Services, Inc. | PSE&G | Accepted | 2019-07-12 | 2019-07-16 | 2020-07-16 | Ningbo Ginlong Technologies | Solis-1P5K-4G-US | Inverters | 5000 |  | 1 |  |  | 0.96 |  | Outdoor | Next To Meter
Solar Registration Program | NJSRRE1541709263 | Sayreville | 8872 | 11 | 5.8 | Residential | Yes | Behind the Meter | Sunrun Installation Services, Inc. | JCP&L | Accepted | 2019-07-26 | 2019-07-31 | 2020-07-31 | REC Solar | REC290TP2 BLK | Solar Panels |  | 0.29 | 20 | 171 | 23 |  | Fixed | Roof
Solar Registration Program | NJSRRE1541709263 | Sayreville | 8872 | 11 | 5.8 | Residential | Yes | Behind the Meter | Sunrun Installation Services, Inc. | JCP&L | Accepted | 2019-07-26 | 2019-07-31 | 2020-07-31 | SolarEdge Technologies | SE5000H-USRGM | Inverters | 5000 |  | 1 |  |  | 0.96 |  | Outdoor | Next To Meter
Solar Registration Program | NJSRRE1541815223 | Lambertville | 8530 | 4 | 5.8 | Residential | Yes | Behind the Meter | Sunrun Installation Services, Inc. | JCP&L | Accepted | 2019-08-12 | 2019-08-23 | 2020-08-23 | REC Solar | REC290TP2 BLK | Solar Panels |  | 0.29 | 20 | 270 | 35 |  | Fixed | Roof
Solar Registration Program | NJSRRE1541815223 | Lambertville | 8530 | 4 | 5.8 | Residential | Yes | Behind the Meter | Sunrun Installation Services, Inc. | JCP&L | Accepted | 2019-08-12 | 2019-08-23 | 2020-08-23 | SolarEdge Technologies | SE7600A-USS2RGM | Inverters | 7600 |  | 1 |  |  | 0.96 |  | Outdoor | Next To Meter
Solar Registration Program | NJSRRE1541815223 | Lambertville | 8530 | 4 | 5.8 | Residential | Yes | Behind the Meter | Sunrun Installation Services, Inc. | JCP&L | Accepted | 2019-08-12 | 2019-08-23 | 2020-08-23 | LG Chem | RESU 10H SEG | Electric Storage Battery |  |  | 1 |  |  |  | Lithium Ion |  | outside
Solar Registration Program | NJSRRE1541821192 | Nutley Town | 7110 | 9 | 5.8 | Residential | Yes | Behind the Meter | Sunrun Installation Services, Inc. | PSE&G | Accepted | 2019-08-13 | 2019-08-23 | 2020-08-23 | REC Solar | REC290TP2 BLK | Solar Panels |  | 0.29 | 15 | 133 | 23 |  | Fixed | Roof
Solar Registration Program | NJSRRE1541821192 | Nutley Town | 7110 | 9 | 5.8 | Residential | Yes | Behind the Meter | Sunrun Installation Services, Inc. | PSE&G | Accepted | 2019-08-13 | 2019-08-23 | 2020-08-23 | REC Solar | REC290TP2 BLK | Solar Panels |  | 0.29 | 5 | 222 | 23 |  | Fixed | Roof
Solar Registration Program | NJSRRE1541821192 | Nutley Town | 7110 | 9 | 5.8 | Residential | Yes | Behind the Meter | Sunrun Installation Services, Inc. | PSE&G | Accepted | 2019-08-13 | 2019-08-23 | 2020-08-23 | Ningbo Ginlong Technologies | Solis-1P6K-4G-US | Inverters | 6000 |  | 1 |  |  | 0.96 |  | Outdoor | Next To Meter
Solar Registration Program | NJSRRE1541848001 | Westampton | 8060 | 13 | 5.8 | Residential | No | Behind the Meter | Sunrun Installation Services, Inc. | PSE&G | Accepted | 2019-08-15 | 2019-08-23 | 2020-08-23 | REC Solar | REC290TP2 BLK | Solar Panels |  | 0.29 | 17 | 119 | 34 |  | Fixed | Roof
Solar Registration Program | NJSRRE1541848001 | Westampton | 8060 | 13 | 5.8 | Residential | No | Behind the Meter | Sunrun Installation Services, Inc. | PSE&G | Accepted | 2019-08-15 | 2019-08-23 | 2020-08-23 | REC Solar | REC290TP2 BLK | Solar Panels |  | 0.29 | 3 | 120 | 27 |  | Fixed | Roof
Solar Registration Program | NJSRRE1541848001 | Westampton | 8060 | 13 | 5.8 | Residential | No | Behind the Meter | Sunrun Installation Services, Inc. | PSE&G | Accepted | 2019-08-15 | 2019-08-23 | 2020-08-23 | SolarEdge Technologies | SE5000H-USRGM | Inverters | 5000 |  | 1 |  |  | 0.96 |  | Outdoor | Next To Meter
Solar Registration Program | NJSRRE1541864857 | NEWARK | 7112 | 9 | 5.8 | Residential | No | Behind the Meter | Infinity Solar Systems | PSE&G | Accepted | 2019-08-21 | 2019-08-26 | 2020-08-26 | LG | LG-305DD05A.05 | Solar Panels |  | 0.305 | 2 | 116 | 30 |  | Fixed | Roof
Solar Registration Program | NJSRRE1541864857 | NEWARK | 7112 | 9 | 5.8 | Residential | No | Behind the Meter | Infinity Solar Systems | PSE&G | Accepted | 2019-08-21 | 2019-08-26 | 2020-08-26 | LG | LG-305DD05A.05 | Solar Panels |  | 0.305 | 2 | 296 | 30 |  | Fixed | Roof
Solar Registration Program | NJSRRE1541864857 | NEWARK | 7112 | 9 | 5.8 | Residential | No | Behind the Meter | Infinity Solar Systems | PSE&G | Accepted | 2019-08-21 | 2019-08-26 | 2020-08-26 | LG | LG-305DD05A.05 | Solar Panels |  | 0.305 | 2 | 206 | 30 |  | Fixed | Roof
Solar Registration Program | NJSRRE1541864857 | NEWARK | 7112 | 9 | 5.8 | Residential | No | Behind the Meter | Infinity Solar Systems | PSE&G | Accepted | 2019-08-21 | 2019-08-26 | 2020-08-26 | LG | LG-305DD05A.05 | Solar Panels |  | 0.305 | 2 | 26 | 30 |  | Fixed | Roof
Solar Registration Program | NJSRRE1541864857 | NEWARK | 7112 | 9 | 5.8 | Residential | No | Behind the Meter | Infinity Solar Systems | PSE&G | Accepted | 2019-08-21 | 2019-08-26 | 2020-08-26 | LG | LG-305DD05A.05 | Solar Panels |  | 0.305 | 2 | 296 | 30 |  | Fixed | Roof
Solar Registration Program | NJSRRE1541864857 | NEWARK | 7112 | 9 | 5.8 | Residential | No | Behind the Meter | Infinity Solar Systems | PSE&G | Accepted | 2019-08-21 | 2019-08-26 | 2020-08-26 | LG | LG-305DD05A.05 | Solar Panels |  | 0.305 | 2 | 116 | 30 |  | Fixed | Roof
Solar Registration Program | NJSRRE1541864857 | NEWARK | 7112 | 9 | 5.8 | Residential | No | Behind the Meter | Infinity Solar Systems | PSE&G | Accepted | 2019-08-21 | 2019-08-26 | 2020-08-26 | LG | LG-305DD05A.05 | Solar Panels |  | 0.305 | 2 | 26 | 30 |  | Fixed | Roof
Solar Registration Program | NJSRRE1541864857 | NEWARK | 7112 | 9 | 5.8 | Residential | No | Behind the Meter | Infinity Solar Systems | PSE&G | Accepted | 2019-08-21 | 2019-08-26 | 2020-08-26 | LG | LG-305DD05A.05 | Solar Panels |  | 0.305 | 5 | 206 | 30 |  | Fixed | Roof
Solar Registration Program | NJSRRE1541864857 | NEWARK | 7112 | 9 | 5.8 | Residential | No | Behind the Meter | Infinity Solar Systems | PSE&G | Accepted | 2019-08-21 | 2019-08-26 | 2020-08-26 | ENPHASE | IQ7-60-X-US | Inverters | 240 |  | 19 |  |  | 0.97 |  | Other | MICROINVERTERS
Solar Registration Program | NJSRRE1541880877 | Newark City | 7112 | 9 | 5.8 | Residential | No | Behind the Meter | Sunrun Installation Services, Inc. | PSE&G | Accepted | 2019-08-23 | 2019-08-27 | 2020-08-27 | REC Solar | REC290TP2 BLK | Solar Panels |  | 0.29 | 8 | 38 | 23 |  | Fixed | Roof
Solar Registration Program | NJSRRE1541880877 | Newark City | 7112 | 9 | 5.8 | Residential | No | Behind the Meter | Sunrun Installation Services, Inc. | PSE&G | Accepted | 2019-08-23 | 2019-08-27 | 2020-08-27 | REC Solar | REC290TP2 BLK | Solar Panels |  | 0.29 | 3 | 129 | 23 |  | Fixed | Roof
Solar Registration Program | NJSRRE1541880877 | Newark City | 7112 | 9 | 5.8 | Residential | No | Behind the Meter | Sunrun Installation Services, Inc. | PSE&G | Accepted | 2019-08-23 | 2019-08-27 | 2020-08-27 | REC Solar | REC290TP2 BLK | Solar Panels |  | 0.29 | 9 | 218 | 23 |  | Fixed | Roof
Solar Registration Program | NJSRRE1541880877 | Newark City | 7112 | 9 | 5.8 | Residential | No | Behind the Meter | Sunrun Installation Services, Inc. | PSE&G | Accepted | 2019-08-23 | 2019-08-27 | 2020-08-27 | SolarEdge Technologies | SE5000H-USRGM | Inverters | 5000 |  | 1 |  |  | 0.96 |  | Outdoor | Next To Meter
Solar Registration Program | NJSRRE1541883360 | West Orange | 7052 | 9 | 5.8 | Residential | Yes | Behind the Meter | Sunrun Installation Services, Inc. | PSE&G | Accepted | 2019-08-25 | 2019-09-09 | 2020-09-09 | REC Solar | REC290TP2 BLK | Solar Panels |  | 0.29 | 8 | 214 | 18 |  | Fixed | Roof
Solar Registration Program | NJSRRE1541883360 | West Orange | 7052 | 9 | 5.8 | Residential | Yes | Behind the Meter | Sunrun Installation Services, Inc. | PSE&G | Accepted | 2019-08-25 | 2019-09-09 | 2020-09-09 | REC Solar | REC290TP2 BLK | Solar Panels |  | 0.29 | 12 | 214 | 40 |  | Fixed | Roof
Solar Registration Program | NJSRRE1541883360 | West Orange | 7052 | 9 | 5.8 | Residential | Yes | Behind the Meter | Sunrun Installation Services, Inc. | PSE&G | Accepted | 2019-08-25 | 2019-09-09 | 2020-09-09 | Ningbo Ginlong Technologies | Solis-1P4.6K-4G-US | Inverters | 4600 |  | 1 |  |  | 0.96 |  | Outdoor | Next To Meter
Solar Registration Program | NJSRRE1541888853 | Union Twp Uni | 7083 | 10 | 5.8 | Residential | Yes | Behind the Meter | Sunrun Installation Services, Inc. | PSE&G | Accepted | 2019-08-27 | 2019-08-30 | 2020-08-30 | REC Solar | REC290TP2 BLK | Solar Panels |  | 0.29 | 2 | 52 | 23 |  | Fixed | Roof
Solar Registration Program | NJSRRE1541888853 | Union Twp Uni | 7083 | 10 | 5.8 | Residential | Yes | Behind the Meter | Sunrun Installation Services, Inc. | PSE&G | Accepted | 2019-08-27 | 2019-08-30 | 2020-08-30 | REC Solar | REC290TP2 BLK | Solar Panels |  | 0.29 | 12 | 232 | 23 |  | Fixed | Roof
Solar Registration Program | NJSRRE1541888853 | Union Twp Uni | 7083 | 10 | 5.8 | Residential | Yes | Behind the Meter | Sunrun Installation Services, Inc. | PSE&G | Accepted | 2019-08-27 | 2019-08-30 | 2020-08-30 | REC Solar | REC290TP2 BLK | Solar Panels |  | 0.29 | 6 | 231 | 14 |  | Fixed | Roof
Solar Registration Program | NJSRRE1541888853 | Union Twp Uni | 7083 | 10 | 5.8 | Residential | Yes | Behind the Meter | Sunrun Installation Services, Inc. | PSE&G | Accepted | 2019-08-27 | 2019-08-30 | 2020-08-30 | SolarEdge Technologies | SE5000H-USRGM | Inverters | 5000 |  | 1 |  |  | 0.96 |  | Outdoor | Next To Meter
Solar Registration Program | NJSRRE1541888860 | Mount Ephraim Boro | 8059 | 14 | 5.8 | Residential | No | Behind the Meter | 1st Light Energy Inc | PSE&G | Accepted | 2019-08-27 | 2019-08-30 | 2020-08-30 | Trina | TSM-305DD05A.05 | Solar Panels |  | 0.305 | 10 | 165 | 45 |  | Fixed | Roof
Solar Registration Program | NJSRRE1541888860 | Mount Ephraim Boro | 8059 | 14 | 5.8 | Residential | No | Behind the Meter | 1st Light Energy Inc | PSE&G | Accepted | 2019-08-27 | 2019-08-30 | 2020-08-30 | Trina | TSM-305DD05A.05 | Solar Panels |  | 0.305 | 5 | 253 | 14 |  | Fixed | Roof
Solar Registration Program | NJSRRE1541888860 | Mount Ephraim Boro | 8059 | 14 | 5.8 | Residential | No | Behind the Meter | 1st Light Energy Inc | PSE&G | Accepted | 2019-08-27 | 2019-08-30 | 2020-08-30 | Trina | TSM-305DD05A.05 | Solar Panels |  | 0.305 | 4 | 342 | 18 |  | Fixed | Roof
Solar Registration Program | NJSRRE1541888860 | Mount Ephraim Boro | 8059 | 14 | 5.8 | Residential | No | Behind the Meter | 1st Light Energy Inc | PSE&G | Accepted | 2019-08-27 | 2019-08-30 | 2020-08-30 | SMA | SB 5.0-US | Inverters | 5000 |  | 1 |  |  | 0.98 |  | Outside | within 10 feet of meter
Solar Registration Program | NJSRRE1541976796 | Pleasantville | 8232 | 19 | 5.8 | Residential | Yes | Behind the Meter | Sunrun Installation Services, Inc. | AC Electric | Accepted | 2019-08-30 | 2019-09-04 | 2020-09-04 | REC Solar | REC290TP2 BLK | Solar Panels |  | 0.29 | 5 | 24 | 34 |  | Fixed | Roof
Solar Registration Program | NJSRRE1541976796 | Pleasantville | 8232 | 19 | 5.8 | Residential | Yes | Behind the Meter | Sunrun Installation Services, Inc. | AC Electric | Accepted | 2019-08-30 | 2019-09-04 | 2020-09-04 | REC Solar | REC290TP2 BLK | Solar Panels |  | 0.29 | 15 | 204 | 34 |  | Fixed | Roof
Solar Registration Program | NJSRRE1541976796 | Pleasantville | 8232 | 19 | 5.8 | Residential | Yes | Behind the Meter | Sunrun Installation Services, Inc. | AC Electric | Accepted | 2019-08-30 | 2019-09-04 | 2020-09-04 | Ningbo Ginlong Technologies | Solis-1P6K-4G-US | Inverters | 6000 |  | 1 |  |  | 0.96 |  | Outdoor | Next To Meter
Solar Registration Program | NJSRRE1542172254 | North Arlington | 7031 | 7 | 5.8 | Residential | No | Behind the Meter | Sunrun Installation Services, Inc. | PSE&G | Accepted | 2019-09-04 | 2019-09-06 | 2020-09-06 | REC Solar | REC290TP2 BLK | Solar Panels |  | 0.29 | 9 | 217 | 37 |  | Fixed | Roof
Solar Registration Program | NJSRRE1542172254 | North Arlington | 7031 | 7 | 5.8 | Residential | No | Behind the Meter | Sunrun Installation Services, Inc. | PSE&G | Accepted | 2019-09-04 | 2019-09-06 | 2020-09-06 | REC Solar | REC290TP2 BLK | Solar Panels |  | 0.29 | 11 | 216 | 9 |  | Fixed | Roof
Solar Registration Program | NJSRRE1542172254 | North Arlington | 7031 | 7 | 5.8 | Residential | No | Behind the Meter | Sunrun Installation Services, Inc. | PSE&G | Accepted | 2019-09-04 | 2019-09-06 | 2020-09-06 | Ningbo Ginlong Technologies | Solis-1P4.6K-4G-US | Inverters | 4600 |  | 1 |  |  | 0.96 |  | Outdoor | Next To Meter
Solar Registration Program | NJSRRE1542372646 | Lawrence Twp Mer | 8648 | 12 | 5.8 | Residential | Yes | Behind the Meter | Sunrun Installation Services, Inc. | PSE&G | Accepted | 2019-09-09 | 2019-09-11 | 2020-09-11 | REC Solar | REC290TP2 BLK | Solar Panels |  | 0.29 | 4 | 133 | 18 |  | Fixed | Roof
Solar Registration Program | NJSRRE1542372646 | Lawrence Twp Mer | 8648 | 12 | 5.8 | Residential | Yes | Behind the Meter | Sunrun Installation Services, Inc. | PSE&G | Accepted | 2019-09-09 | 2019-09-11 | 2020-09-11 | REC Solar | REC290TP2 BLK | Solar Panels |  | 0.29 | 5 | 222 | 30 |  | Fixed | Roof
Solar Registration Program | NJSRRE1542372646 | Lawrence Twp Mer | 8648 | 12 | 5.8 | Residential | Yes | Behind the Meter | Sunrun Installation Services, Inc. | PSE&G | Accepted | 2019-09-09 | 2019-09-11 | 2020-09-11 | REC Solar | REC290TP2 BLK | Solar Panels |  | 0.29 | 8 | 41 | 23 |  | Fixed | Roof
Solar Registration Program | NJSRRE1542372646 | Lawrence Twp Mer | 8648 | 12 | 5.8 | Residential | Yes | Behind the Meter | Sunrun Installation Services, Inc. | PSE&G | Accepted | 2019-09-09 | 2019-09-11 | 2020-09-11 | REC Solar | REC290TP2 BLK | Solar Panels |  | 0.29 | 3 | 221 | 23 |  | Fixed | Roof
Solar Registration Program | NJSRRE1542372646 | Lawrence Twp Mer | 8648 | 12 | 5.8 | Residential | Yes | Behind the Meter | Sunrun Installation Services, Inc. | PSE&G | Accepted | 2019-09-09 | 2019-09-11 | 2020-09-11 | SolarEdge Technologies | SE5000H-USRGM | Inverters | 5000 |  | 1 |  |  | 0.96 |  | Outdoor | Next To Meter
Solar Registration Program | NJSRRE1542377408 | Teaneck | 7666 | 7 | 5.8 | Residential | Yes | Behind the Meter | Sunrun Installation Services, Inc. | PSE&G | Accepted | 2019-09-10 | 2019-09-12 | 2020-09-12 | REC Solar | REC290TP2 BLK | Solar Panels |  | 0.29 | 20 | 172 | 18 |  | Fixed | Roof
Solar Registration Program | NJSRRE1542377408 | Teaneck | 7666 | 7 | 5.8 | Residential | Yes | Behind the Meter | Sunrun Installation Services, Inc. | PSE&G | Accepted | 2019-09-10 | 2019-09-12 | 2020-09-12 | Ningbo Ginlong Technologies | Solis-1P4.6K-4G-US | Inverters | 4600 |  | 1 |  |  | 0.96 |  | Outdoor | Next To Meter
Solar Registration Program | NJSRRE1542394223 | Toms River | 8753 | 18 | 5.8 | Residential | No | Behind the Meter | Sunrun Installation Services, Inc. | JCP&L | Accepted | 2019-09-12 | 2019-09-16 | 2020-09-16 | REC Solar | REC290TP2 BLK | Solar Panels |  | 0.29 | 13 | 93 | 23 |  | Fixed | Roof
Solar Registration Program | NJSRRE1542394223 | Toms River | 8753 | 18 | 5.8 | Residential | No | Behind the Meter | Sunrun Installation Services, Inc. | JCP&L | Accepted | 2019-09-12 | 2019-09-16 | 2020-09-16 | REC Solar | REC290TP2 BLK | Solar Panels |  | 0.29 | 4 | 273 | 23 |  | Fixed | Roof
Solar Registration Program | NJSRRE1542394223 | Toms River | 8753 | 18 | 5.8 | Residential | No | Behind the Meter | Sunrun Installation Services, Inc. | JCP&L | Accepted | 2019-09-12 | 2019-09-16 | 2020-09-16 | REC Solar | REC290TP2 BLK | Solar Panels |  | 0.29 | 3 | 183 | 30 |  | Fixed | Roof
Solar Registration Program | NJSRRE1542394223 | Toms River | 8753 | 18 | 5.8 | Residential | No | Behind the Meter | Sunrun Installation Services, Inc. | JCP&L | Accepted | 2019-09-12 | 2019-09-16 | 2020-09-16 | SolarEdge Technologies | SE5000H-USRGM | Inverters | 5000 |  | 1 |  |  | 0.96 |  | Outdoor | Next To Meter
Solar Registration Program | NJSRRE1542412611 | Hopatcong | 7843 | 1 | 5.8 | Residential | Yes | Behind the Meter | Sunrun Installation Services, Inc. | JCP&L | Accepted | 2019-09-17 | 2019-09-19 | 2020-09-19 | REC Solar | REC290TP2 BLK | Solar Panels |  | 0.29 | 20 | 125 | 18 |  | Fixed | Roof
Solar Registration Program | NJSRRE1542412611 | Hopatcong | 7843 | 1 | 5.8 | Residential | Yes | Behind the Meter | Sunrun Installation Services, Inc. | JCP&L | Accepted | 2019-09-17 | 2019-09-19 | 2020-09-19 | Ningbo Ginlong Technologies | Solis-1P4.6K-4G-US | Inverters | 4600 |  | 1 |  |  | 0.96 |  | Outdoor | Next To Meter
Solar Registration Program | NJSRRE1542425700 | Hammonton | 8037 | 19 | 5.8 | Residential | Yes | Behind the Meter | Sunrun Installation Services, Inc. | AC Electric | Accepted | 2019-09-20 | 2019-09-24 | 2020-09-24 | REC Solar | REC290TP2 BLK | Solar Panels |  | 0.29 | 6 | 274 | 23 |  | Fixed | Roof
Solar Registration Program | NJSRRE1542425700 | Hammonton | 8037 | 19 | 5.8 | Residential | Yes | Behind the Meter | Sunrun Installation Services, Inc. | AC Electric | Accepted | 2019-09-20 | 2019-09-24 | 2020-09-24 | REC Solar | REC290TP2 BLK | Solar Panels |  | 0.29 | 14 | 184 | 23 |  | Fixed | Roof
Solar Registration Program | NJSRRE1542425700 | Hammonton | 8037 | 19 | 5.8 | Residential | Yes | Behind the Meter | Sunrun Installation Services, Inc. | AC Electric | Accepted | 2019-09-20 | 2019-09-24 | 2020-09-24 | Ningbo Ginlong Technologies | Solis-1P6K-4G-US | Inverters | 6000 |  | 1 |  |  | 0.96 |  | Outdoor | Next To Meter
Solar Registration Program | NJSRRE1542431529 | Malaga | 8328 | 15 | 5.8 | Residential | No | Behind the Meter | 1st Light Energy Inc | AC Electric | Accepted | 2019-09-24 | 2019-09-26 | 2020-09-26 | Longi | LR6-60HPB-310M | Solar Panels |  | 0.305 | 19 | 177 | 18 |  | Fixed | Roof
Solar Registration Program | NJSRRE1542431529 | Malaga | 8328 | 15 | 5.8 | Residential | No | Behind the Meter | 1st Light Energy Inc | AC Electric | Accepted | 2019-09-24 | 2019-09-26 | 2020-09-26 | Solaredge | SE5000A-USRGM (240V) | Inverters | 5000 |  | 1 |  |  | 0.99 |  | Outside | withing 10 feet of meter
Solar Registration Program | NJSRRE1542444990 | Mount Laurel | 8054 | 13 | 5.8 | Residential | No | Behind the Meter | Eznergy | PSE&G | Accepted | 2019-09-26 | 2019-09-30 | 2020-09-30 | Trina | TSM305 | Solar Panels |  | 0.305 | 19 | 203 | 23 |  | Fixed | Roof
Solar Registration Program | NJSRRE1542444990 | Mount Laurel | 8054 | 13 | 5.8 | Residential | No | Behind the Meter | Eznergy | PSE&G | Accepted | 2019-09-26 | 2019-09-30 | 2020-09-30 | Enphase | IQ7 | Inverters | 230 |  | 19 |  |  | 0.97 |  | Outdoor | Under panels on rails
Solar Registration Program | NJSRRE1542460576 | Vineland | 8360 | 20 | 5.8 | Residential | Yes | Behind the Meter | Bright Planet Solar | Vineland Muni Electric | Accepted | 2019-09-29 | 2019-10-01 | 2020-10-01 | LONGI | LR6-60BK-305M | Solar Panels |  | 0.305 | 4 | 184 | 30 |  | Fixed | Roof
Solar Registration Program | NJSRRE1542460576 | Vineland | 8360 | 20 | 5.8 | Residential | Yes | Behind the Meter | Bright Planet Solar | Vineland Muni Electric | Accepted | 2019-09-29 | 2019-10-01 | 2020-10-01 | LONGI | LR6-60BK-305M | Solar Panels |  | 0.305 | 15 | 274 | 26 |  | Fixed | Roof
Solar Registration Program | NJSRRE1542460576 | Vineland | 8360 | 20 | 5.8 | Residential | Yes | Behind the Meter | Bright Planet Solar | Vineland Muni Electric | Accepted | 2019-09-29 | 2019-10-01 | 2020-10-01 | Solar Edge | SE5000H-USRGM | Inverters | 5000 |  | 1 |  |  | 0.98 |  | Outdoor | Next to meter
Solar Registration Program | NJSRRE1542460996 | Sewell | 8080 | 15 | 5.8 | Residential | Yes | Behind the Meter | Sunrun Installation Services, Inc. | AC Electric | Accepted | 2019-09-30 | 2019-10-02 | 2020-10-02 | REC Solar | REC290TP2 BLK | Solar Panels |  | 0.29 | 12 | 254 | 34 |  | Fixed | Roof
Solar Registration Program | NJSRRE1542460996 | Sewell | 8080 | 15 | 5.8 | Residential | Yes | Behind the Meter | Sunrun Installation Services, Inc. | AC Electric | Accepted | 2019-09-30 | 2019-10-02 | 2020-10-02 | REC Solar | REC290TP2 BLK | Solar Panels |  | 0.29 | 8 | 73 | 34 |  | Fixed | Roof
Solar Registration Program | NJSRRE1542460996 | Sewell | 8080 | 15 | 5.8 | Residential | Yes | Behind the Meter | Sunrun Installation Services, Inc. | AC Electric | Accepted | 2019-09-30 | 2019-10-02 | 2020-10-02 | SolarEdge Technologies | SE5000H-USRGM | Inverters | 5000 |  | 1 |  |  | 0.96 |  | Outdoor | Next To Meter
Solar Registration Program | NJSRRE1542498388 | Woodbridge Township | 8863 | 11 | 5.8 | Residential | Yes | Behind the Meter | Sunrun Installation Services, Inc. | PSE&G | Accepted | 2019-10-02 | 2019-10-08 | 2020-10-08 | REC Solar | REC290TP2 BLK | Solar Panels |  | 0.29 | 18 | 174 | 45 |  | Fixed | Roof
Solar Registration Program | NJSRRE1542498388 | Woodbridge Township | 8863 | 11 | 5.8 | Residential | Yes | Behind the Meter | Sunrun Installation Services, Inc. | PSE&G | Accepted | 2019-10-02 | 2019-10-08 | 2020-10-08 | REC Solar | REC290TP2 BLK | Solar Panels |  | 0.29 | 2 | 85 | 14 |  | Fixed | Roof
Solar Registration Program | NJSRRE1542498388 | Woodbridge Township | 8863 | 11 | 5.8 | Residential | Yes | Behind the Meter | Sunrun Installation Services, Inc. | PSE&G | Accepted | 2019-10-02 | 2019-10-08 | 2020-10-08 | SolarEdge Technologies | SE5000H-USRGM | Inverters | 5000 |  | 1 |  |  | 0.96 |  | Outdoor | Next To Meter
Solar Registration Program | NJSRRE1542512321 | Pleasantville | 8232 | 19 | 5.8 | Residential | Yes | Behind the Meter | Bright Planet Solar | AC Electric | Accepted | 2019-10-07 | 2019-10-09 | 2020-10-09 | LONGI | LR6-60BK-305M | Solar Panels |  | 0.305 | 19 | 205 | 26 |  | Fixed | Roof
Solar Registration Program | NJSRRE1542512321 | Pleasantville | 8232 | 19 | 5.8 | Residential | Yes | Behind the Meter | Bright Planet Solar | AC Electric | Accepted | 2019-10-07 | 2019-10-09 | 2020-10-09 | SOLAR EDGE | SE5000H-USRGM | Inverters | 5000 |  | 1 |  |  | 0.98 |  | Outdoor | NEXT TO METER
Solar Registration Program | NJSRRE1542544801 | Highlands | 7732 | 17 | 5.8 | Residential | Yes | Behind the Meter | Sunrun Installation Services, Inc. | JCP&L | Accepted | 2019-10-15 | 2019-10-24 | 2020-10-24 | REC Solar | REC290TP2 BLK | Solar Panels |  | 0.29 | 20 | 200 | 23 |  | Fixed | Roof
Solar Registration Program | NJSRRE1542544801 | Highlands | 7732 | 17 | 5.8 | Residential | Yes | Behind the Meter | Sunrun Installation Services, Inc. | JCP&L | Accepted | 2019-10-15 | 2019-10-24 | 2020-10-24 | Delta Electronics | M5-TL-US | Inverters | 4800 |  | 1 |  |  | 0.96 |  | Outdoor | Next To Meter
Solar Registration Program | NJSRRE1542956650 | East Brunswick | 8816 | 11 | 5.8 | Residential | Yes | Behind the Meter | Sunrun Installation Services, Inc. | PSE&G | Accepted | 2019-11-05 | 2019-11-06 | 2020-11-06 | REC Solar | REC290TP2 BLK | Solar Panels |  | 0.29 | 20 | 71 | 23 |  | Fixed | Roof
Solar Registration Program | NJSRRE1542956650 | East Brunswick | 8816 | 11 | 5.8 | Residential | Yes | Behind the Meter | Sunrun Installation Services, Inc. | PSE&G | Accepted | 2019-11-05 | 2019-11-06 | 2020-11-06 | Delta Electronics | M5-TL-US | Inverters | 4800 |  | 1 |  |  | 0.96 |  | Outdoor | Next To Meter
Solar Registration Program | NJSRRE1543254242 | Cherry Hill | 8003 | 14 | 5.8 | Residential | No | Behind the Meter | Sunrun Installation Services, Inc. | PSE&G | Accepted | 2019-11-14 | 2019-11-19 | 2020-11-19 | REC Solar | REC290TP2 BLK | Solar Panels |  | 0.29 | 4 | 135 | 23 |  | Fixed | Roof
Solar Registration Program | NJSRRE1543254242 | Cherry Hill | 8003 | 14 | 5.8 | Residential | No | Behind the Meter | Sunrun Installation Services, Inc. | PSE&G | Accepted | 2019-11-14 | 2019-11-19 | 2020-11-19 | REC Solar | REC290TP2 BLK | Solar Panels |  | 0.29 | 16 | 136 | 40 |  | Fixed | Roof
Solar Registration Program | NJSRRE1543254242 | Cherry Hill | 8003 | 14 | 5.8 | Residential | No | Behind the Meter | Sunrun Installation Services, Inc. | PSE&G | Accepted | 2019-11-14 | 2019-11-19 | 2020-11-19 | Enphase Energy | IQ7-60-x-US (240V) | Inverters | 240 |  | 20 |  |  | 0.96 |  | Outdoor | Rooftop
Solar Registration Program | NJSRRE1543315553 | Perth Amboy City | 8861 | 11 | 5.8 | Residential | Yes | Behind the Meter | Sunrun Installation Services, Inc. | PSE&G | Accepted | 2019-11-14 | 2019-11-19 | 2020-11-19 | REC Solar | REC290TP2 BLK | Solar Panels |  | 0.29 | 7 | 22 | 37 |  | Fixed | Roof
Solar Registration Program | NJSRRE1543315553 | Perth Amboy City | 8861 | 11 | 5.8 | Residential | Yes | Behind the Meter | Sunrun Installation Services, Inc. | PSE&G | Accepted | 2019-11-14 | 2019-11-19 | 2020-11-19 | REC Solar | REC290TP2 BLK | Solar Panels |  | 0.29 | 13 | 202 | 37 |  | Fixed | Roof
Solar Registration Program | NJSRRE1543315553 | Perth Amboy City | 8861 | 11 | 5.8 | Residential | Yes | Behind the Meter | Sunrun Installation Services, Inc. | PSE&G | Accepted | 2019-11-14 | 2019-11-19 | 2020-11-19 | Delta Electronics | M5-TL-US | Inverters | 4800 |  | 1 |  |  | 0.96 |  | Outdoor | Next To Meter
Solar Registration Program | NJSRRE1543421572 | Clifton | 7014 | 6 | 5.8 | Residential | Yes | Behind the Meter | Sunrun Installation Services, Inc. | PSE&G | Accepted | 2019-11-19 | 2019-11-21 | 2020-11-21 | REC Solar | REC290TP2 BLK | Solar Panels |  | 0.29 | 20 | 215 | 23 |  | Fixed | Roof
Solar Registration Program | NJSRRE1543421572 | Clifton | 7014 | 6 | 5.8 | Residential | Yes | Behind the Meter | Sunrun Installation Services, Inc. | PSE&G | Accepted | 2019-11-19 | 2019-11-21 | 2020-11-21 | Delta Electronics | M5-TL-US | Inverters | 4800 |  | 1 |  |  | 0.96 |  | Outdoor | Next To Meter
Solar Registration Program | NJSRRE1543436693 | Eastampton | 8060 | 13 | 5.8 | Residential | Yes | Behind the Meter | Sunrun Installation Services, Inc. | PSE&G | Accepted | 2019-11-22 | 2019-11-26 | 2020-11-26 | REC Solar | REC290TP2 BLK | Solar Panels |  | 0.29 | 20 | 102 | 27 |  | Fixed | Roof
Solar Registration Program | NJSRRE1543436693 | Eastampton | 8060 | 13 | 5.8 | Residential | Yes | Behind the Meter | Sunrun Installation Services, Inc. | PSE&G | Accepted | 2019-11-22 | 2019-11-26 | 2020-11-26 | Delta Electronics | M5-TL-US | Inverters | 4800 |  | 1 |  |  | 0.96 |  | Outdoor | Next To Meter
Solar Registration Program | NJSRRE1543451877 | Clifton City | 7013 | 6 | 5.8 | Residential | No | Behind the Meter | Sunrun Installation Services, Inc. | PSE&G | Accepted | 2019-11-27 | 2019-12-03 | 2020-12-03 | REC Solar | REC290TP2 BLK | Solar Panels |  | 0.29 | 5 | 134 | 23 |  | Fixed | Roof
Solar Registration Program | NJSRRE1543451877 | Clifton City | 7013 | 6 | 5.8 | Residential | No | Behind the Meter | Sunrun Installation Services, Inc. | PSE&G | Accepted | 2019-11-27 | 2019-12-03 | 2020-12-03 | REC Solar | REC290TP2 BLK | Solar Panels |  | 0.29 | 15 | 134 | 9 |  | Fixed | Roof
Solar Registration Program | NJSRRE1543451877 | Clifton City | 7013 | 6 | 5.8 | Residential | No | Behind the Meter | Sunrun Installation Services, Inc. | PSE&G | Accepted | 2019-11-27 | 2019-12-03 | 2020-12-03 | Delta Electronics | M6-TL-US | Inverters | 5760 |  | 1 |  |  | 0.96 |  | Outdoor | Next To Meter
Solar Registration Program | NJSRRE1543486289 | Sayreville | 8872 | 11 | 5.8 | Residential | Yes | Behind the Meter | Sunrun Installation Services, Inc. | JCP&L | Accepted | 2019-12-05 | 2019-12-10 | 2020-12-10 | REC Solar | REC290TP2 BLK | Solar Panels |  | 0.29 | 20 | 259 | 34 |  | Fixed | Roof
Solar Registration Program | NJSRRE1543486289 | Sayreville | 8872 | 11 | 5.8 | Residential | Yes | Behind the Meter | Sunrun Installation Services, Inc. | JCP&L | Accepted | 2019-12-05 | 2019-12-10 | 2020-12-10 | Delta Electronics | M5-TL-US | Inverters | 4800 |  | 1 |  |  | 0.96 |  | Outdoor | Next To Meter
Solar Registration Program | NJSRRE1543497746 | East Newark | 7029 | 8 | 5.8 | Residential | Yes | Behind the Meter | Sunrun Installation Services, Inc. | PSE&G | Accepted | 2019-12-06 | 2019-12-10 | 2020-12-10 | REC Solar | REC290TP2 BLK | Solar Panels |  | 0.29 | 20 | 194 | 45 |  | Fixed | Roof
Solar Registration Program | NJSRRE1543497746 | East Newark | 7029 | 8 | 5.8 | Residential | Yes | Behind the Meter | Sunrun Installation Services, Inc. | PSE&G | Accepted | 2019-12-06 | 2019-12-10 | 2020-12-10 | Delta Electronics | M5-TL-US | Inverters | 4800 |  | 1 |  |  | 0.96 |  | Outdoor | Next To Meter
Solar Registration Program | NJSRRE1543501837 | Montclair | 7042 | 9 | 5.8 | Residential | Yes | Behind the Meter | Sunrun Installation Services, Inc. | PSE&G | Accepted | 2019-12-09 | 2019-12-11 | 2020-12-11 | REC Solar | REC290TP2 BLK | Solar Panels |  | 0.29 | 7 | 132 | 34 |  | Fixed | Roof
Solar Registration Program | NJSRRE1543501837 | Montclair | 7042 | 9 | 5.8 | Residential | Yes | Behind the Meter | Sunrun Installation Services, Inc. | PSE&G | Accepted | 2019-12-09 | 2019-12-11 | 2020-12-11 | REC Solar | REC290TP2 BLK | Solar Panels |  | 0.29 | 13 | 132 | 10 |  | Fixed | Roof
Solar Registration Program | NJSRRE1543501837 | Montclair | 7042 | 9 | 5.8 | Residential | Yes | Behind the Meter | Sunrun Installation Services, Inc. | PSE&G | Accepted | 2019-12-09 | 2019-12-11 | 2020-12-11 | Delta Electronics | M5-TL-US | Inverters | 4800 |  | 1 |  |  | 0.96 |  | Outdoor | Next To Meter
Solar Registration Program | NJSRRE1543547859 | Cedar Grove | 7009 | 9 | 5.8 | Residential | Yes | Behind the Meter | Sunrun Installation Services, Inc. | PSE&G | Accepted | 2019-12-13 | 2019-12-18 | 2020-12-18 | REC Solar | REC290TP2 BLK | Solar Panels |  | 0.29 | 5 | 19 | 18 |  | Fixed | Roof
Solar Registration Program | NJSRRE1543547859 | Cedar Grove | 7009 | 9 | 5.8 | Residential | Yes | Behind the Meter | Sunrun Installation Services, Inc. | PSE&G | Accepted | 2019-12-13 | 2019-12-18 | 2020-12-18 | REC Solar | REC290TP2 BLK | Solar Panels |  | 0.29 | 15 | 199 | 18 |  | Fixed | Roof
Solar Registration Program | NJSRRE1543547859 | Cedar Grove | 7009 | 9 | 5.8 | Residential | Yes | Behind the Meter | Sunrun Installation Services, Inc. | PSE&G | Accepted | 2019-12-13 | 2019-12-18 | 2020-12-18 | Delta Electronics | M6-TL-US | Inverters | 5760 |  | 1 |  |  | 0.96 |  | Outdoor | Next To Meter
Solar Registration Program | NJSRRE1540972452 | Jersey City | 7302 | 8 | 5.85 | Residential | No | Behind the Meter | United Solar | PSE&G | Accepted | 2019-05-09 | 2019-05-13 | 2020-05-13 | Hanwha Q Cell | Duo G5 325 | Solar Panels |  | 0.325 | 18 | 180 | 1 |  | Fixed | Roof
Solar Registration Program | NJSRRE1540972452 | Jersey City | 7302 | 8 | 5.85 | Residential | No | Behind the Meter | United Solar | PSE&G | Accepted | 2019-05-09 | 2019-05-13 | 2020-05-13 | Enphase Energy | IQ6-60-6-US | Inverters | 240 |  | 18 |  |  | 0.97 |  | Outside | rooftop
Solar Registration Program | NJSRRE1541420028 | Hamilton | 8619 | 12 | 5.85 | Residential | No | Behind the Meter | Sun 101 LLC | PSE&G | Final As-Built Received | 2019-06-18 | 2019-06-21 | 2020-06-21 | CANADIAN | CS1H-325 | Solar Panels |  | 0.325 | 12 | 147 | 45 |  | Fixed | Roof
Solar Registration Program | NJSRRE1541420028 | Hamilton | 8619 | 12 | 5.85 | Residential | No | Behind the Meter | Sun 101 LLC | PSE&G | Final As-Built Received | 2019-06-18 | 2019-06-21 | 2020-06-21 | CANADIAN | CS1H-325 | Solar Panels |  | 0.325 | 6 | 147 | 20 |  | Fixed | Roof
Solar Registration Program | NJSRRE1541420028 | Hamilton | 8619 | 12 | 5.85 | Residential | No | Behind the Meter | Sun 101 LLC | PSE&G | Final As-Built Received | 2019-06-18 | 2019-06-21 | 2020-06-21 | SOLAREDGE | RGM | Meters |  |  | 1 |  |  |  | Yes | Outdoor
Solar Registration Program | NJSRRE1541420028 | Hamilton | 8619 | 12 | 5.85 | Residential | No | Behind the Meter | Sun 101 LLC | PSE&G | Final As-Built Received | 2019-06-18 | 2019-06-21 | 2020-06-21 | SOLAREDGE | SE5000HUS | Inverters | 5000 |  | 1 |  |  | 0.99 |  | Outside | LEFT METER
Solar Registration Program | NJSRRE1542409152 | Elizabeth City | 7208 | 10 | 5.85 | Residential | No | Behind the Meter | Maier Solar Engineering dba Solar Me | PSE&G | Accepted | 2019-09-16 | 2019-09-18 | 2020-09-18 | Hanwha | Q.PEAK DUO.G5 325W | Solar Panels |  | 0.325 | 18 | 213 | 23 |  | Fixed | Roof
Solar Registration Program | NJSRRE1542409152 | Elizabeth City | 7208 | 10 | 5.85 | Residential | No | Behind the Meter | Maier Solar Engineering dba Solar Me | PSE&G | Accepted | 2019-09-16 | 2019-09-18 | 2020-09-18 | Enphase | IQ7 | Inverters | 240 |  | 18 |  |  | 0.96 |  | Outdoor | Next to meter
Solar Registration Program | NJSRRE1542494074 | Piscataway | 8854 | 11 | 5.85 | Residential | No | Behind the Meter | Maier Solar Engineering dba Solar Me | PSE&G | Final As-Built Received | 2019-10-02 | 2019-10-04 | 2020-10-04 | Canadian | CS1H-325 | Solar Panels |  | 0.325 | 18 | 208 | 18 |  | Fixed | Roof
Solar Registration Program | NJSRRE1542494074 | Piscataway | 8854 | 11 | 5.85 | Residential | No | Behind the Meter | Maier Solar Engineering dba Solar Me | PSE&G | Final As-Built Received | 2019-10-02 | 2019-10-04 | 2020-10-04 | Enphase | IQ7 | Inverters | 240 |  | 18 |  |  | 0.96 |  | Outdoor | Next to meter
Solar Registration Program | NJSRRE1542684149 | North Brunswick Township | 8902 | 11 | 5.85 | Residential | No | Behind the Meter | Green Power Energy | PSE&G | Accepted | 2019-10-28 | 2019-10-30 | 2020-10-30 | Panasonic | VBHN325KA03 | Solar Panels |  | 0.325 | 18 | 139 | 23 |  | Fixed | Roof
Solar Registration Program | NJSRRE1542684149 | North Brunswick Township | 8902 | 11 | 5.85 | Residential | No | Behind the Meter | Green Power Energy | PSE&G | Accepted | 2019-10-28 | 2019-10-30 | 2020-10-30 | SolarEdge | SE6000H-US | Inverters | 6000 |  | 1 |  |  | 0.97 |  | Outside | Next to Meter
Solar Registration Program | NJSRRE1542763478 | Leonia | 7605 | 7 | 5.85 | Residential | No | Behind the Meter | Sun 101 LLC | PSE&G | Accepted | 2019-10-29 | 2019-10-31 | 2020-10-31 | PANASONIC | VBHN325KA05 | Solar Panels |  | 0.325 | 5 | 116 | 37 |  | Fixed | Roof
Solar Registration Program | NJSRRE1542763478 | Leonia | 7605 | 7 | 5.85 | Residential | No | Behind the Meter | Sun 101 LLC | PSE&G | Accepted | 2019-10-29 | 2019-10-31 | 2020-10-31 | PANASONIC | VBHN325KA05 | Solar Panels |  | 0.325 | 13 | 206 | 35 |  | Fixed | Roof
Solar Registration Program | NJSRRE1542763478 | Leonia | 7605 | 7 | 5.85 | Residential | No | Behind the Meter | Sun 101 LLC | PSE&G | Accepted | 2019-10-29 | 2019-10-31 | 2020-10-31 | SOLAREDGE | SE5000HUS | Inverters | 5000 |  | 1 |  |  | 0.99 |  | Outside | RIGHT METER
Solar Registration Program | NJSRRE1542763490 | Hamilton | 8690 | 12 | 5.85 | Residential | No | Behind the Meter | Sun 101 LLC | PSE&G | Final As-Built Received | 2019-10-29 | 2019-11-01 | 2020-11-01 | PANASONIC | VBHN325KAA03 | Solar Panels |  | 0.325 | 18 | 181 | 20 |  | Fixed | Roof
Solar Registration Program | NJSRRE1542763490 | Hamilton | 8690 | 12 | 5.85 | Residential | No | Behind the Meter | Sun 101 LLC | PSE&G | Final As-Built Received | 2019-10-29 | 2019-11-01 | 2020-11-01 | SOLAREDGE | RGM | Meters |  |  | 1 |  |  |  | Yes | Outdoor
Solar Registration Program | NJSRRE1542763490 | Hamilton | 8690 | 12 | 5.85 | Residential | No | Behind the Meter | Sun 101 LLC | PSE&G | Final As-Built Received | 2019-10-29 | 2019-11-01 | 2020-11-01 | SOLAREDGE | SE5000HUS | Inverters | 5000 |  | 1 |  |  | 0.99 |  | Outside | LEFT METER
Solar Registration Program | NJSRRE1543450849 | Salem | 8079 | 16 | 5.85 | Residential | No | Behind the Meter | Maier Solar Engineering dba Solar Me | AC Electric | Accepted | 2019-11-27 | 2019-12-03 | 2020-12-03 | Panasonic | VBHN325KA03 | Solar Panels |  | 0.325 | 18 | 230 | 34 |  | Fixed | Roof
Solar Registration Program | NJSRRE1543450849 | Salem | 8079 | 16 | 5.85 | Residential | No | Behind the Meter | Maier Solar Engineering dba Solar Me | AC Electric | Accepted | 2019-11-27 | 2019-12-03 | 2020-12-03 | Enphase | IQ7X | Inverters | 315 |  | 18 |  |  | 0.96 |  | Outdoor | Next to meter
Solar Registration Program | NJSRRE1542443577 | North Bergen | 7047 | 8 | 5.87 | Residential | Yes | Behind the Meter | Pro Custom Solar dba Momentum Solar | PSE&G | Accepted | 2019-09-26 | 2019-09-27 | 2020-09-27 | LG ELECTRONICS | LG 345N1C-V5 | Solar Panels |  | 0.345 | 17 | 32 | 3 |  | Fixed | Roof
Solar Registration Program | NJSRRE1542443577 | North Bergen | 7047 | 8 | 5.87 | Residential | Yes | Behind the Meter | Pro Custom Solar dba Momentum Solar | PSE&G | Accepted | 2019-09-26 | 2019-09-27 | 2020-09-27 | Enphase Energy | IQ7-60-2-US | Inverters | 250 |  | 17 |  |  | 0.97 |  | Outdoor | Roof
Solar Registration Program | NJSRRE1542476091 | Belleville | 7109 | 9 | 5.87 | Residential | Yes | Behind the Meter | Pro Custom Solar dba Momentum Solar | PSE&G | Accepted | 2019-10-01 | 2019-10-04 | 2020-10-04 | LG ELECTRONICS | LG 345N1C-V5 | Solar Panels |  | 0.345 | 17 | 283 | 33 |  | Fixed | Roof
Solar Registration Program | NJSRRE1542476091 | Belleville | 7109 | 9 | 5.87 | Residential | Yes | Behind the Meter | Pro Custom Solar dba Momentum Solar | PSE&G | Accepted | 2019-10-01 | 2019-10-04 | 2020-10-04 | Enphase Energy | IQ7-60-2-US | Inverters | 250 |  | 17 |  |  | 0.97 |  | Outdoor | Roof
Solar Registration Program | NJSRRE1542505550 | Iselin | 8830 | 11 | 5.87 | Residential | Yes | Behind the Meter | Pro Custom Solar dba Momentum Solar | PSE&G | Accepted | 2019-10-04 | 2019-10-08 | 2020-10-08 | LG ELECTRONICS | LG 345N1C-V5 | Solar Panels |  | 0.345 | 17 | 129 | 37 |  | Fixed | Roof
Solar Registration Program | NJSRRE1542505550 | Iselin | 8830 | 11 | 5.87 | Residential | Yes | Behind the Meter | Pro Custom Solar dba Momentum Solar | PSE&G | Accepted | 2019-10-04 | 2019-10-08 | 2020-10-08 | Enphase Energy | LG 345N1C-V5 | Inverters | 250 |  | 17 |  |  | 0.97 |  | Outdoor | Roof
Solar Registration Program | NJSRRE1542507863 | Livingston | 7039 | 9 | 5.87 | Residential | No | Behind the Meter | Pro Custom Solar dba Momentum Solar | PSE&G | Accepted | 2019-10-04 | 2019-10-09 | 2020-10-09 | LG ELECTRONICS | LG 345N1C-V5 | Solar Panels |  | 0.345 | 9 | 260 | 12 |  | Fixed | Roof
Solar Registration Program | NJSRRE1542507863 | Livingston | 7039 | 9 | 5.87 | Residential | No | Behind the Meter | Pro Custom Solar dba Momentum Solar | PSE&G | Accepted | 2019-10-04 | 2019-10-09 | 2020-10-09 | LG ELECTRONICS | LG 345N1C-V5 | Solar Panels |  | 0.345 | 8 | 260 | 30 |  | Fixed | Roof
Solar Registration Program | NJSRRE1542507863 | Livingston | 7039 | 9 | 5.87 | Residential | No | Behind the Meter | Pro Custom Solar dba Momentum Solar | PSE&G | Accepted | 2019-10-04 | 2019-10-09 | 2020-10-09 | Enphase Energy | IQ7-60-2-US | Inverters | 250 |  | 17 |  |  | 0.97 |  | Outdoor | Roof
Solar Registration Program | NJSRRE1542512478 | South Brunswick Township | 8824 | 11 | 5.87 | Residential | No | Behind the Meter | Pro Custom Solar dba Momentum Solar | PSE&G | Accepted | 2019-10-07 | 2019-10-15 | 2020-10-15 | LG Electronics | LG 345N1C-V5 | Solar Panels |  | 0.345 | 17 | 179 | 30 |  | Fixed | Roof
Solar Registration Program | NJSRRE1542512478 | South Brunswick Township | 8824 | 11 | 5.87 | Residential | No | Behind the Meter | Pro Custom Solar dba Momentum Solar | PSE&G | Accepted | 2019-10-07 | 2019-10-15 | 2020-10-15 | Enphase Energy | IQ7-60-2-US | Inverters | 250 |  | 17 |  |  | 0.97 |  | Outdoor | Roof
Solar Registration Program | NJSRRE1542515136 | Edison | 8817 | 11 | 5.87 | Residential | No | Behind the Meter | Pro Custom Solar dba Momentum Solar | PSE&G | Accepted | 2019-10-08 | 2019-10-10 | 2020-10-10 | LG ELECTRONICS | LG 345N1C-V5 | Solar Panels |  | 0.345 | 17 | 135 | 20 |  | Fixed | Roof
Solar Registration Program | NJSRRE1542515136 | Edison | 8817 | 11 | 5.87 | Residential | No | Behind the Meter | Pro Custom Solar dba Momentum Solar | PSE&G | Accepted | 2019-10-08 | 2019-10-10 | 2020-10-10 | Enphase Energy | IQ7-60-2-US | Inverters | 250 |  | 17 |  |  | 0.97 |  | Outdoor | Roof
Solar Registration Program | NJSRRE1542515560 | Bayonne | 7002 | 8 | 5.87 | Residential | Yes | Behind the Meter | Pro Custom Solar dba Momentum Solar | PSE&G | Accepted | 2019-10-08 | 2019-10-10 | 2020-10-10 | LG ELECTRONICS | LG 345N1C-V5 | Solar Panels |  | 0.345 | 17 | 213 | 1 |  | Fixed | Roof
Solar Registration Program | NJSRRE1542515560 | Bayonne | 7002 | 8 | 5.87 | Residential | Yes | Behind the Meter | Pro Custom Solar dba Momentum Solar | PSE&G | Accepted | 2019-10-08 | 2019-10-10 | 2020-10-10 | Enphase Energy | IQ7-60-2-US | Inverters | 250 |  | 17 |  |  | 0.97 |  | Outdoor | Roof
Solar Registration Program | NJSRRE1542521359 | Union City | 7087 | 8 | 5.87 | Residential | No | Behind the Meter | Pro Custom Solar dba Momentum Solar | PSE&G | Accepted | 2019-10-09 | 2019-10-11 | 2020-10-11 | LG Electronic | LG 345N1C-V5 | Solar Panels |  | 0.345 | 17 | 301 | 4 |  | Fixed | Roof
Solar Registration Program | NJSRRE1542521359 | Union City | 7087 | 8 | 5.87 | Residential | No | Behind the Meter | Pro Custom Solar dba Momentum Solar | PSE&G | Accepted | 2019-10-09 | 2019-10-11 | 2020-10-11 | Enphase Energy | IQ7-60-2-US | Inverters | 250 |  | 17 |  |  | 0.97 |  | Outdoor | Roof
Solar Registration Program | NJSRRE1542544489 | Jersey City | 7305 | 8 | 5.87 | Residential | Yes | Behind the Meter | Pro Custom Solar dba Momentum Solar | PSE&G | Accepted | 2019-10-15 | 2019-10-18 | 2020-10-18 | LG ELECTRONICS | LG 345N1C-V5 | Solar Panels |  | 0.345 | 17 | 147 | 21 |  | Fixed | Roof
Solar Registration Program | NJSRRE1542544489 | Jersey City | 7305 | 8 | 5.87 | Residential | Yes | Behind the Meter | Pro Custom Solar dba Momentum Solar | PSE&G | Accepted | 2019-10-15 | 2019-10-18 | 2020-10-18 | Enphase Energy | IQ7-60-2-US | Inverters | 250 |  | 17 |  |  | 0.97 |  | Outdoor | Roof
Solar Registration Program | NJSRRE1542553764 | Linden | 7036 | 10 | 5.87 | Residential | Yes | Behind the Meter | Pro Custom Solar dba Momentum Solar | PSE&G | Accepted | 2019-10-17 | 2019-10-21 | 2020-10-21 | LG ELECTRONICS | LG 345N1C-V5 | Solar Panels |  | 0.345 | 13 | 127 | 53 |  | Fixed | Roof
Solar Registration Program | NJSRRE1542553764 | Linden | 7036 | 10 | 5.87 | Residential | Yes | Behind the Meter | Pro Custom Solar dba Momentum Solar | PSE&G | Accepted | 2019-10-17 | 2019-10-21 | 2020-10-21 | LG ELECTRONICS | LG 345N1C-V5 | Solar Panels |  | 0.345 | 4 | 217 | 57 |  | Fixed | Roof
Solar Registration Program | NJSRRE1542553764 | Linden | 7036 | 10 | 5.87 | Residential | Yes | Behind the Meter | Pro Custom Solar dba Momentum Solar | PSE&G | Accepted | 2019-10-17 | 2019-10-21 | 2020-10-21 | Enphase Energy | IQ7-60-2-US | Inverters | 250 |  | 17 |  |  | 0.97 |  | Outdoor | Roof
Solar Registration Program | NJSRRE1542687574 | North Brunswick | 8902 | 11 | 5.87 | Residential | Yes | Behind the Meter | Pro Custom Solar dba Momentum Solar | PSE&G | Accepted | 2019-10-29 | 2019-10-31 | 2020-10-31 | LG Electronics | LG 345N1C-V5 | Solar Panels |  | 0.345 | 17 | 179 | 30 |  | Fixed | Roof
Solar Registration Program | NJSRRE1542687574 | North Brunswick | 8902 | 11 | 5.87 | Residential | Yes | Behind the Meter | Pro Custom Solar dba Momentum Solar | PSE&G | Accepted | 2019-10-29 | 2019-10-31 | 2020-10-31 | Enphase Energy | IQ7-60-2-US | Inverters | 250 |  | 17 |  |  | 0.97 |  | Outdoor | Roof
Solar Registration Program | NJSRRE1542909606 | Newark | 7104 | 9 | 5.87 | Residential | Yes | Behind the Meter | Pro Custom Solar dba Momentum Solar | PSE&G | Accepted | 2019-11-04 | 2019-11-06 | 2020-11-06 | LG Electronics | LG 345N1C-V5 | Solar Panels |  | 0.345 | 17 | 291 | 5 |  | Fixed | Roof
Solar Registration Program | NJSRRE1542909606 | Newark | 7104 | 9 | 5.87 | Residential | Yes | Behind the Meter | Pro Custom Solar dba Momentum Solar | PSE&G | Accepted | 2019-11-04 | 2019-11-06 | 2020-11-06 | Enphase Energy | IQ7PLUS-72-2-US | Inverters | 295 |  | 17 |  |  | 0.97 |  | Outdoor | Roof
Solar Registration Program | NJSRRE1543315527 | South Brunswick Township | 8824 | 11 | 5.87 | Residential | No | Behind the Meter | Pro Custom Solar dba Momentum Solar | PSE&G | Accepted | 2019-11-14 | 2019-11-19 | 2020-11-19 | LG ELECTRONICS | LG 345N1C-V5 | Solar Panels |  | 0.345 | 17 | 146 | 27 |  | Fixed | Roof
Solar Registration Program | NJSRRE1543315527 | South Brunswick Township | 8824 | 11 | 5.87 | Residential | No | Behind the Meter | Pro Custom Solar dba Momentum Solar | PSE&G | Accepted | 2019-11-14 | 2019-11-19 | 2020-11-19 | Enphase Energy | IQ7Plus-72-2-US | Inverters | 295 |  | 17 |  |  | 0.97 |  | Outdoor | Roof
Solar Registration Program | NJSRRE1543417712 | Irvington | 7111 | 9 | 5.87 | Residential | Yes | Behind the Meter | Pro Custom Solar dba Momentum Solar | PSE&G | Accepted | 2019-11-18 | 2019-11-20 | 2020-11-20 | LG Electronics | LG 345N1C-V5 | Solar Panels |  | 0.345 | 11 | 122 | 24 |  | Fixed | Roof
Solar Registration Program | NJSRRE1543417712 | Irvington | 7111 | 9 | 5.87 | Residential | Yes | Behind the Meter | Pro Custom Solar dba Momentum Solar | PSE&G | Accepted | 2019-11-18 | 2019-11-20 | 2020-11-20 | LG Electronics | LG 345N1C-V5 | Solar Panels |  | 0.345 | 6 | 302 | 24 |  | Fixed | Roof
Solar Registration Program | NJSRRE1543417712 | Irvington | 7111 | 9 | 5.87 | Residential | Yes | Behind the Meter | Pro Custom Solar dba Momentum Solar | PSE&G | Accepted | 2019-11-18 | 2019-11-20 | 2020-11-20 | Enphase Energy | IQ7PLUS-72-2-US | Inverters | 295 |  | 17 |  |  | 0.97 |  | Outdoor | Roof
Solar Registration Program | NJSRRE1543425798 | Somerville | 8876 | 5 | 5.87 | Residential | Yes | Behind the Meter | Pro Custom Solar dba Momentum Solar | PSE&G | Accepted | 2019-11-20 | 2019-11-25 | 2020-11-25 | LG Electronics | LG 345N1C-V5 | Solar Panels |  | 0.345 | 10 | 190 | 38 |  | Fixed | Roof
Solar Registration Program | NJSRRE1543425798 | Somerville | 8876 | 5 | 5.87 | Residential | Yes | Behind the Meter | Pro Custom Solar dba Momentum Solar | PSE&G | Accepted | 2019-11-20 | 2019-11-25 | 2020-11-25 | LG Electronics | LG 345N1C-V5 | Solar Panels |  | 0.345 | 7 | 10 | 24 |  | Fixed | Roof
Solar Registration Program | NJSRRE1543425798 | Somerville | 8876 | 5 | 5.87 | Residential | Yes | Behind the Meter | Pro Custom Solar dba Momentum Solar | PSE&G | Accepted | 2019-11-20 | 2019-11-25 | 2020-11-25 | Enphase Energy | IQ7PLUS-72-2-US | Inverters | 295 |  | 17 |  |  | 0.97 |  | Outdoor | Roof
Solar Registration Program | NJSRRE1543426808 | Medford | 8055 | 13 | 5.87 | Residential | No | Behind the Meter | Pro Custom Solar dba Momentum Solar | PSE&G | Accepted | 2019-11-20 | 2019-11-25 | 2020-11-25 | LG Electronics | LG 345N1C-V5 | Solar Panels |  | 0.345 | 13 | 189 | 33 |  | Fixed | Roof
Solar Registration Program | NJSRRE1543426808 | Medford | 8055 | 13 | 5.87 | Residential | No | Behind the Meter | Pro Custom Solar dba Momentum Solar | PSE&G | Accepted | 2019-11-20 | 2019-11-25 | 2020-11-25 | LG Electronics | LG 345N1C-V5 | Solar Panels |  | 0.345 | 4 | 188 | 36 |  | Fixed | Roof
Solar Registration Program | NJSRRE1543426808 | Medford | 8055 | 13 | 5.87 | Residential | No | Behind the Meter | Pro Custom Solar dba Momentum Solar | PSE&G | Accepted | 2019-11-20 | 2019-11-25 | 2020-11-25 | Enphase Energy | IQ7PLUS-72-2-US | Inverters | 295 |  | 17 |  |  | 0.97 |  | Outdoor | Roof
Solar Registration Program | NJSRRE1543478514 | Rutherford | 7070 | 7 | 5.87 | Residential | No | Behind the Meter | Pro Custom Solar dba Momentum Solar | PSE&G | Accepted | 2019-12-04 | 2019-12-18 | 2020-12-18 | LG ELECTRONICS | LG 345N1C-V5 | Solar Panels |  | 0.345 | 3 | 37 | 18 |  | Fixed | Roof
Solar Registration Program | NJSRRE1543478514 | Rutherford | 7070 | 7 | 5.87 | Residential | No | Behind the Meter | Pro Custom Solar dba Momentum Solar | PSE&G | Accepted | 2019-12-04 | 2019-12-18 | 2020-12-18 | LG ELECTRONICS | LG 345N1C-V5 | Solar Panels |  | 0.345 | 8 | 217 | 18 |  | Fixed | Roof
Solar Registration Program | NJSRRE1543478514 | Rutherford | 7070 | 7 | 5.87 | Residential | No | Behind the Meter | Pro Custom Solar dba Momentum Solar | PSE&G | Accepted | 2019-12-04 | 2019-12-18 | 2020-12-18 | LG ELECTRONICS | LG 345N1C-V5 | Solar Panels |  | 0.345 | 6 | 127 | 20 |  | Fixed | Roof
Solar Registration Program | NJSRRE1543478514 | Rutherford | 7070 | 7 | 5.87 | Residential | No | Behind the Meter | Pro Custom Solar dba Momentum Solar | PSE&G | Accepted | 2019-12-04 | 2019-12-18 | 2020-12-18 | Enphase Energy | IQ7Plus-72-2-US | Inverters | 295 |  | 17 |  |  | 0.97 |  | Outdoor | Roof
Solar Registration Program | NJSRRE1543505701 | New Brunswick | 8901 | 11 | 5.87 | Residential | Yes | Behind the Meter | Pro Custom Solar dba Momentum Solar | PSE&G | Accepted | 2019-12-10 | 2019-12-12 | 2020-12-12 | LG ELECTRONICS | LG 345N1C-V5 | Solar Panels |  | 0.345 | 17 | 219 | 37 |  | Fixed | Roof
Solar Registration Program | NJSRRE1543505701 | New Brunswick | 8901 | 11 | 5.87 | Residential | Yes | Behind the Meter | Pro Custom Solar dba Momentum Solar | PSE&G | Accepted | 2019-12-10 | 2019-12-12 | 2020-12-12 | Enphase Energy | IQ7Plus-72-2-US | Inverters | 295 |  | 17 |  |  | 0.97 |  | Outdoor | Roof
Solar Registration Program | NJSRRE1543506053 | Middletown | 7748 | 17 | 5.87 | Residential | Yes | Behind the Meter | Pro Custom Solar dba Momentum Solar | JCP&L | Accepted | 2019-12-10 | 2019-12-13 | 2020-12-13 | LG ELECTRONICS | LG 345N1C-V5 | Solar Panels |  | 0.345 | 6 | 153 | 20 |  | Fixed | Roof
Solar Registration Program | NJSRRE1543506053 | Middletown | 7748 | 17 | 5.87 | Residential | Yes | Behind the Meter | Pro Custom Solar dba Momentum Solar | JCP&L | Accepted | 2019-12-10 | 2019-12-13 | 2020-12-13 | LG ELECTRONICS | LG 345N1C-V5 | Solar Panels |  | 0.345 | 11 | 153 | 30 |  | Fixed | Roof
Solar Registration Program | NJSRRE1543506053 | Middletown | 7748 | 17 | 5.87 | Residential | Yes | Behind the Meter | Pro Custom Solar dba Momentum Solar | JCP&L | Accepted | 2019-12-10 | 2019-12-13 | 2020-12-13 | Enphase Energy | IQ7Plus-72-2-US | Inverters | 295 |  | 17 |  |  | 0.97 |  | Outdoor | Roof
Solar Registration Program | NJSRRE1543552657 | Trenton | 8638 | 12 | 5.87 | Residential | Yes | Behind the Meter | Pro Custom Solar dba Momentum Solar | PSE&G | Accepted | 2019-12-16 | 2019-12-19 | 2020-12-19 | LG ELECTRONICS | LG 345N1C-V5 | Solar Panels |  | 0.345 | 17 | 196 | 37 |  | Fixed | Roof
Solar Registration Program | NJSRRE1543552657 | Trenton | 8638 | 12 | 5.87 | Residential | Yes | Behind the Meter | Pro Custom Solar dba Momentum Solar | PSE&G | Accepted | 2019-12-16 | 2019-12-19 | 2020-12-19 | Enphase Energy | IQ7Plus-72-2-US | Inverters | 290 |  | 17 |  |  | 0.97 |  | Outdoor | Roof
Solar Registration Program | NJSRRE1540307274 | Jersey City | 7307 | 8 | 5.88 | Residential | Yes | Behind the Meter | Pro Custom Solar dba Momentum Solar | PSE&G | Accepted | 2019-02-01 | 2019-02-05 | 2020-02-05 | TRINA SOLAR | TSM280-DD05A.05(II) | Solar Panels |  | 0.28 | 21 | 208 | 3 |  | Fixed | Roof
Solar Registration Program | NJSRRE1540307274 | Jersey City | 7307 | 8 | 5.88 | Residential | Yes | Behind the Meter | Pro Custom Solar dba Momentum Solar | PSE&G | Accepted | 2019-02-01 | 2019-02-05 | 2020-02-05 | ENPHASE | IQ7 | Inverters | 240 |  | 21 |  |  | 0.97 |  | Outside | ROOF
Solar Registration Program | NJSRRE1540407669 | Perth Amboy | 8861 | 11 | 5.88 | Residential | Yes | Behind the Meter | Pro Custom Solar dba Momentum Solar | PSE&G | Accepted | 2019-02-28 | 2019-03-01 | 2020-03-01 | TRINA SOLAR | TSM280-DD05A.05(II) | Solar Panels |  | 0.28 | 9 | 205 | 14 |  | Fixed | Roof
Solar Registration Program | NJSRRE1540407669 | Perth Amboy | 8861 | 11 | 5.88 | Residential | Yes | Behind the Meter | Pro Custom Solar dba Momentum Solar | PSE&G | Accepted | 2019-02-28 | 2019-03-01 | 2020-03-01 | TRINA SOLAR | TSM280-DD05A.05(II) | Solar Panels |  | 0.28 | 6 | 25 | 14 |  | Fixed | Roof
Solar Registration Program | NJSRRE1540407669 | Perth Amboy | 8861 | 11 | 5.88 | Residential | Yes | Behind the Meter | Pro Custom Solar dba Momentum Solar | PSE&G | Accepted | 2019-02-28 | 2019-03-01 | 2020-03-01 | TRINA SOLAR | TSM280-DD05A.05(II) | Solar Panels |  | 0.28 | 6 | 205 | 5 |  | Fixed | Roof
Solar Registration Program | NJSRRE1540407669 | Perth Amboy | 8861 | 11 | 5.88 | Residential | Yes | Behind the Meter | Pro Custom Solar dba Momentum Solar | PSE&G | Accepted | 2019-02-28 | 2019-03-01 | 2020-03-01 | ENPHASE | IQ6-60-2-US | Inverters | 240 |  | 21 |  |  | 0.97 |  | Outdoor | ROOF
Solar Registration Program | NJSRRE1540737493 | Paterson | 7502 | 6 | 5.89 | Residential | No | Behind the Meter | Vision Solar LLC | PSE&G | Accepted | 2019-03-26 | 2019-03-27 | 2020-03-27 | sunpower | e20-327-e-ac | Solar Panels |  | 0.327 | 18 | 140 | 21 |  | Fixed | Roof
Solar Registration Program | NJSRRE1540737493 | Paterson | 7502 | 6 | 5.89 | Residential | No | Behind the Meter | Vision Solar LLC | PSE&G | Accepted | 2019-03-26 | 2019-03-27 | 2020-03-27 | Sunpower | e20-327-e-ac | Inverters | 0.327 |  | 18 |  |  | 0.96 |  | Other | behind panels
Solar Registration Program | NJSRRE1540908281 | Clementon | 8021 | 14 | 5.89 | Residential | Yes | Behind the Meter | Suntuity Solar LLC | AC Electric | Accepted | 2019-04-30 | 2019-05-02 | 2020-05-02 | Yingli Green Energy | YL310D-30b | Solar Panels |  | 0.31 | 19 | 211 | 2 |  | Fixed | Roof
Solar Registration Program | NJSRRE1540908281 | Clementon | 8021 | 14 | 5.89 | Residential | Yes | Behind the Meter | Suntuity Solar LLC | AC Electric | Accepted | 2019-04-30 | 2019-05-02 | 2020-05-02 | Enphase Energy | IQ7-60-2-US | Inverters | 240 |  | 19 |  |  | 0.97 |  | Outdoor | Behind the PV modules
Solar Registration Program | NJSRRE1540991068 | Paulsboro | 8066 | 15 | 5.89 | Residential | Yes | Behind the Meter | Suntuity Solar LLC | AC Electric | Accepted | 2019-05-15 | 2019-05-17 | 2020-05-17 | Yingli Green Energy | YL310D-30b | Solar Panels |  | 0.31 | 7 | 276 | 7 |  | Fixed | Roof
Solar Registration Program | NJSRRE1540991068 | Paulsboro | 8066 | 15 | 5.89 | Residential | Yes | Behind the Meter | Suntuity Solar LLC | AC Electric | Accepted | 2019-05-15 | 2019-05-17 | 2020-05-17 | Yingli Green Energy | YL310D-30b | Solar Panels |  | 0.31 | 12 | 96 | 36 |  | Fixed | Roof
Solar Registration Program | NJSRRE1540991068 | Paulsboro | 8066 | 15 | 5.89 | Residential | Yes | Behind the Meter | Suntuity Solar LLC | AC Electric | Accepted | 2019-05-15 | 2019-05-17 | 2020-05-17 | Enphase Energy | IQ7-60-2-US | Inverters | 240 |  | 19 |  |  | 0.97 |  | Other | Behind the PV Modules
Solar Registration Program | NJSRRE1541037758 | Clementon | 8021 | 14 | 5.89 | Residential | Yes | Behind the Meter | Suntuity Solar LLC | PSE&G | Accepted | 2019-05-23 | 2019-05-28 | 2020-05-28 | Yingli Green Energy | YL310D-30b | Solar Panels |  | 0.31 | 4 | 247 | 26 |  | Fixed | Roof
Solar Registration Program | NJSRRE1541037758 | Clementon | 8021 | 14 | 5.89 | Residential | Yes | Behind the Meter | Suntuity Solar LLC | PSE&G | Accepted | 2019-05-23 | 2019-05-28 | 2020-05-28 | Yingli Green Energy | YL310D-30b | Solar Panels |  | 0.31 | 15 | 247 | 24 |  | Fixed | Roof
Solar Registration Program | NJSRRE1541037758 | Clementon | 8021 | 14 | 5.89 | Residential | Yes | Behind the Meter | Suntuity Solar LLC | PSE&G | Accepted | 2019-05-23 | 2019-05-28 | 2020-05-28 | Enphase Energy | IQ7-60-2-US | Inverters | 240 |  | 19 |  |  | 0.97 |  | Outdoor | Behind the PV modules
Solar Registration Program | NJSRRE1541044248 | Upper Deerfield | 8302 | 20 | 5.89 | Residential | Yes | Behind the Meter | Suntuity Solar LLC | AC Electric | Accepted | 2019-05-27 | 2019-05-30 | 2020-05-30 | Yingli Green Energy | YL310D-30b | Solar Panels |  | 0.31 | 19 | 157 | 19 |  | Fixed | Roof
Solar Registration Program | NJSRRE1541044248 | Upper Deerfield | 8302 | 20 | 5.89 | Residential | Yes | Behind the Meter | Suntuity Solar LLC | AC Electric | Accepted | 2019-05-27 | 2019-05-30 | 2020-05-30 | Enphase Energy | IQ7-60-2-US | Inverters | 240 |  | 19 |  |  | 0.97 |  | Outdoor | Behind the PV modules
Solar Registration Program | NJSRRE1541053397 | Point Pleasant | 8742 | 18 | 5.89 | Residential | Yes | Behind the Meter | Vision Solar LLC | JCP&L | Accepted | 2019-05-30 | 2019-06-03 | 2020-06-03 | sunpower | e20-327-e-ac | Solar Panels |  | 0.327 | 18 | 179 | 23 |  | Fixed | Roof
Solar Registration Program | NJSRRE1541053397 | Point Pleasant | 8742 | 18 | 5.89 | Residential | Yes | Behind the Meter | Vision Solar LLC | JCP&L | Accepted | 2019-05-30 | 2019-06-03 | 2020-06-03 | sunpower | e20-327-e-ac | Inverters | 0.32 |  | 18 |  |  | 0.96 |  | Other | behind panels
Solar Registration Program | NJSRRE1541446704 | Toms River | 8757 | 18 | 5.89 | Residential | Yes | Behind the Meter | Suntuity Solar LLC | JCP&L | Accepted | 2019-06-22 | 2019-06-26 | 2020-06-26 | Yingli Green Energy | YL310D-30b | Solar Panels |  | 0.31 | 19 | 167 | 28 |  | Fixed | Roof
Solar Registration Program | NJSRRE1541446704 | Toms River | 8757 | 18 | 5.89 | Residential | Yes | Behind the Meter | Suntuity Solar LLC | JCP&L | Accepted | 2019-06-22 | 2019-06-26 | 2020-06-26 | Enphase Energy | IQ7-60-2-US | Inverters | 240 |  | 19 |  |  | 0.97 |  | Outdoor | Behind the PV Modules
Solar Registration Program | NJSRRE1541631708 | Willingboro | 8046 | 13 | 5.89 | Residential | Yes | Behind the Meter | SunnyMac LLC | PSE&G | Accepted | 2019-07-11 | 2019-07-15 | 2020-07-15 | Sunpower | SPR-E20-327 | Solar Panels |  | 0.327 | 18 | 149 | 27 |  | Fixed | Roof
Solar Registration Program | NJSRRE1541631708 | Willingboro | 8046 | 13 | 5.89 | Residential | Yes | Behind the Meter | SunnyMac LLC | PSE&G | Accepted | 2019-07-11 | 2019-07-15 | 2020-07-15 | Enphase | IQ7XS-96-ACM-US | Inverters | 0.32 |  | 18 |  |  | 0.99 |  | Outside | roof
Solar Registration Program | NJSRRE1541692746 | Pennsauken Township | 8109 | 14 | 5.89 | Residential | Yes | Behind the Meter | Suntuity Solar LLC | PSE&G | Accepted | 2019-07-22 | 2019-07-24 | 2020-07-24 | Yingli Green Energy | YL310D-30b | Solar Panels |  | 0.31 | 19 | 215 | 20 |  | Fixed | Roof
Solar Registration Program | NJSRRE1541692746 | Pennsauken Township | 8109 | 14 | 5.89 | Residential | Yes | Behind the Meter | Suntuity Solar LLC | PSE&G | Accepted | 2019-07-22 | 2019-07-24 | 2020-07-24 | Enphase Energy | IQ7-60-2-US | Inverters | 240 |  | 19 |  |  | 0.97 |  | Outdoor | Behind the PV Modules
Solar Registration Program | NJSRRE1541705328 | Galloway | 8205 | 19 | 5.89 | Residential | Yes | Behind the Meter | Suntuity Solar LLC | AC Electric | Accepted | 2019-07-26 | 2019-07-31 | 2020-07-31 | Yingli Green Energy | YL310D-30b | Solar Panels |  | 0.31 | 19 | 155 | 22 |  | Fixed | Roof
Solar Registration Program | NJSRRE1541705328 | Galloway | 8205 | 19 | 5.89 | Residential | Yes | Behind the Meter | Suntuity Solar LLC | AC Electric | Accepted | 2019-07-26 | 2019-07-31 | 2020-07-31 | Enphase Energy | IQ7-60-2-US | Inverters | 240 |  | 19 |  |  | 0.97 |  | Outdoor | Behind the PV Modules
Solar Registration Program | NJSRRE1541725709 | NEWARK | 7108 | 9 | 5.89 | Residential | No | Behind the Meter | SunPower Capital LLC | PSE&G | Accepted | 2019-08-01 | 2019-08-05 | 2020-08-05 | SUNPOWER | E20-327-E-AC | Solar Panels |  | 0.327 | 9 | 197 | 37 |  | Fixed | Roof
Solar Registration Program | NJSRRE1541725709 | NEWARK | 7108 | 9 | 5.89 | Residential | No | Behind the Meter | SunPower Capital LLC | PSE&G | Accepted | 2019-08-01 | 2019-08-05 | 2020-08-05 | SUNPOWER | E20-327-E-AC | Solar Panels |  | 0.327 | 9 | 7 | 37 |  | Fixed | Roof
Solar Registration Program | NJSRRE1541725709 | NEWARK | 7108 | 9 | 5.89 | Residential | No | Behind the Meter | SunPower Capital LLC | PSE&G | Accepted | 2019-08-01 | 2019-08-05 | 2020-08-05 | SUNPOWER | E20-327-E-AC | Inverters | 0.32 |  | 18 |  |  | 0.96 |  | Other | BEHIND PANELS
Solar Registration Program | NJSRRE1541790223 | Union Beach | 7735 | 17 | 5.89 | Residential | No | Behind the Meter | Suntuity Solar LLC | JCP&L | Accepted | 2019-08-06 | 2019-08-22 | 2020-08-22 | Yingli Solar | YL310D-30b | Solar Panels |  | 0.31 | 19 | 179 | 29 |  | Fixed | Roof
Solar Registration Program | NJSRRE1541790223 | Union Beach | 7735 | 17 | 5.89 | Residential | No | Behind the Meter | Suntuity Solar LLC | JCP&L | Accepted | 2019-08-06 | 2019-08-22 | 2020-08-22 | Enphase Energy | IQ7-60-2-US | Inverters | 240 |  | 19 |  |  | 0.97 |  | Outdoor | Behind the PV modules
Solar Registration Program | NJSRRE1541850893 | Willingboro Twp | 8046 | 13 | 5.89 | Residential | Yes | Behind the Meter | SunnyMac LLC | PSE&G | Accepted | 2019-08-22 | 2019-08-23 | 2020-08-23 | SunPower | SPR-E20-327 | Solar Panels |  | 0.327 | 18 | 167 | 26 |  | Fixed | Roof
Solar Registration Program | NJSRRE1541850893 | Willingboro Twp | 8046 | 13 | 5.89 | Residential | Yes | Behind the Meter | SunnyMac LLC | PSE&G | Accepted | 2019-08-22 | 2019-08-23 | 2020-08-23 | Enphase | IQ7XS-96-ACM-US | Inverters | 0.315 |  | 18 |  |  | 0.99 |  | Outdoor | roof
Solar Registration Program | NJSRRE1541861749 | Clayton | 8312 | 15 | 5.89 | Residential | Yes | Behind the Meter | Suntuity Solar LLC | AC Electric | Accepted | 2019-08-20 | 2019-08-23 | 2020-08-23 | Yingli Green Energy | YL310D-30b | Solar Panels |  | 0.31 | 4 | 259 | 45 |  | Fixed | Roof
Solar Registration Program | NJSRRE1541861749 | Clayton | 8312 | 15 | 5.89 | Residential | Yes | Behind the Meter | Suntuity Solar LLC | AC Electric | Accepted | 2019-08-20 | 2019-08-23 | 2020-08-23 | Yingli Green Energy | YL310D-30b | Solar Panels |  | 0.31 | 15 | 169 | 50 |  | Fixed | Roof
Solar Registration Program | NJSRRE1541861749 | Clayton | 8312 | 15 | 5.89 | Residential | Yes | Behind the Meter | Suntuity Solar LLC | AC Electric | Accepted | 2019-08-20 | 2019-08-23 | 2020-08-23 | Enphase Energy | IQ7-60-2-US | Inverters | 240 |  | 19 |  |  | 0.97 |  | Outdoor | Behind the PV Modules
Solar Registration Program | NJSRRE1541880610 | teaneck | 7666 | 7 | 5.89 | Residential | No | Behind the Meter | SunPower Capital LLC | PSE&G | Accepted | 2019-08-29 | 2019-08-29 | 2020-08-29 | sunpower | e20-327-e-ac | Solar Panels |  | 0.327 | 7 | 77 | 18 |  | Fixed | Roof
Solar Registration Program | NJSRRE1541880610 | teaneck | 7666 | 7 | 5.89 | Residential | No | Behind the Meter | SunPower Capital LLC | PSE&G | Accepted | 2019-08-29 | 2019-08-29 | 2020-08-29 | sunpower | e20-327-e-ac | Solar Panels |  | 0.327 | 11 | 167 | 37 |  | Fixed | Roof
Solar Registration Program | NJSRRE1541880610 | teaneck | 7666 | 7 | 5.89 | Residential | No | Behind the Meter | SunPower Capital LLC | PSE&G | Accepted | 2019-08-29 | 2019-08-29 | 2020-08-29 | sunpower | e20-327-e-ac | Inverters | 0.32 |  | 18 |  |  | 0.96 |  | Other | behind panels
Solar Registration Program | NJSRRE1541880825 | Gillette | 7933 | 3 | 5.89 | Residential | Yes | Behind the Meter | Solar Energy World | JCP&L | Accepted | 2019-08-23 | 2019-08-27 | 2020-08-27 | LONGi Green Energy Technology | LR6-60PE-310M | Solar Panels |  | 0.31 | 19 | 144 | 26 |  | Fixed | Roof
Solar Registration Program | NJSRRE1541880825 | Gillette | 7933 | 3 | 5.89 | Residential | Yes | Behind the Meter | Solar Energy World | JCP&L | Accepted | 2019-08-23 | 2019-08-27 | 2020-08-27 | Solar Edge | SE7600H-USRGM | Inverters | 7600 |  | 1 |  |  | 0.98 |  | Outside | near meter
Solar Registration Program | NJSRRE1542345760 | Little Ferry | 7643 | 7 | 5.89 | Residential | Yes | Behind the Meter | SunPower Corporation, Systems | PSE&G | Accepted | 2019-09-06 | 2019-09-11 | 2020-09-11 | SUNPOWER | SPR-E20-327-E-AC | Solar Panels |  | 0.327 | 8 | 197 | 40 |  | Fixed | Roof
Solar Registration Program | NJSRRE1542345760 | Little Ferry | 7643 | 7 | 5.89 | Residential | Yes | Behind the Meter | SunPower Corporation, Systems | PSE&G | Accepted | 2019-09-06 | 2019-09-11 | 2020-09-11 | SUNPOWER | SPR-E20-327-E-AC | Solar Panels |  | 0.327 | 7 | 17 | 40 |  | Fixed | Roof
Solar Registration Program | NJSRRE1542345760 | Little Ferry | 7643 | 7 | 5.89 | Residential | Yes | Behind the Meter | SunPower Corporation, Systems | PSE&G | Accepted | 2019-09-06 | 2019-09-11 | 2020-09-11 | SUNPOWER | SPR-E20-327-E-AC | Solar Panels |  | 0.327 | 3 | 107 | 18 |  | Fixed | Roof
Solar Registration Program | NJSRRE1542345760 | Little Ferry | 7643 | 7 | 5.89 | Residential | Yes | Behind the Meter | SunPower Corporation, Systems | PSE&G | Accepted | 2019-09-06 | 2019-09-11 | 2020-09-11 | SUNPOWER | SPR-E20-327-E-AC | Inverters | 320 |  | 18 |  |  | 0.96 |  | Other | under each panel
Solar Registration Program | NJSRRE1542445442 | Woodbridge | 8863 | 11 | 5.89 | Residential | No | Behind the Meter | Sunpower Capital LLC | PSE&G | Accepted | 2019-09-26 | 2019-09-30 | 2020-09-30 | SUNPOWER | 327W | Solar Panels |  | 0.327 | 18 | 192 | 21 |  | Fixed | Roof
Solar Registration Program | NJSRRE1542445442 | Woodbridge | 8863 | 11 | 5.89 | Residential | No | Behind the Meter | Sunpower Capital LLC | PSE&G | Accepted | 2019-09-26 | 2019-09-30 | 2020-09-30 | SUNPOWER | TYPE E | Inverters | 320 |  | 18 |  |  | 0.92 |  | Outside | NA
Solar Registration Program | NJSRRE1542521350 | Brick | 8723 | 18 | 5.89 | Residential | No | Behind the Meter | Kopp Electric Company | JCP&L | Accepted | 2019-10-09 | 2019-10-11 | 2020-10-11 | CertainTeed | CT310M11-03 | Solar Panels |  | 0.31 | 10 | 88 | 22 |  | Fixed | Roof
Solar Registration Program | NJSRRE1542521350 | Brick | 8723 | 18 | 5.89 | Residential | No | Behind the Meter | Kopp Electric Company | JCP&L | Accepted | 2019-10-09 | 2019-10-11 | 2020-10-11 | CertainTeed | CT310M11-03 | Solar Panels |  | 0.31 | 9 | 178 | 22 |  | Fixed | Roof
Solar Registration Program | NJSRRE1542521350 | Brick | 8723 | 18 | 5.89 | Residential | No | Behind the Meter | Kopp Electric Company | JCP&L | Accepted | 2019-10-09 | 2019-10-11 | 2020-10-11 | Solar Edge | SE5000h-US | Inverters | 5000 |  | 1 |  |  | 0.975 |  | Outdoor | Next to meter
Solar Registration Program | NJSRRE1542521725 | Mantua | 8051 | 15 | 5.89 | Residential | Yes | Behind the Meter | Solar Energy World | AC Electric | Accepted | 2019-10-09 | 2019-10-11 | 2020-10-11 | LONGi Green Energy Technology | LR6-60PE-310M | Solar Panels |  | 0.31 | 19 | 132 | 18 |  | Fixed | Roof
Solar Registration Program | NJSRRE1542521725 | Mantua | 8051 | 15 | 5.89 | Residential | Yes | Behind the Meter | Solar Energy World | AC Electric | Accepted | 2019-10-09 | 2019-10-11 | 2020-10-11 | Solar Edge | SE5000H-USRGM | Inverters | 5000 |  | 1 |  |  | 0.983 |  | Outside | near meter
Solar Registration Program | NJSRRE1542524530 | Willingboro Twp | 8046 | 13 | 5.89 | Residential | Yes | Behind the Meter | SunnyMac LLC | PSE&G | Accepted | 2019-10-10 | 2019-10-29 | 2020-10-29 | SunPower | SPR-E20-327 | Solar Panels |  | 0.327 | 18 | 105 | 23 |  | Fixed | Roof
Solar Registration Program | NJSRRE1542524530 | Willingboro Twp | 8046 | 13 | 5.89 | Residential | Yes | Behind the Meter | SunnyMac LLC | PSE&G | Accepted | 2019-10-10 | 2019-10-29 | 2020-10-29 | Enphase | IQ7XS-96-ACM-US | Inverters | 0.315 |  | 18 |  |  | 0.99 |  | Outdoor | roof
Solar Registration Program | NJSRRE1542527893 | Cherry Hill | 8002 | 14 | 5.89 | Residential | Yes | Behind the Meter | Orbit Energy & Power, LLC | PSE&G | Accepted | 2019-10-11 | 2019-10-15 | 2020-10-15 | trina | tsm 310 | Solar Panels |  | 0.31 | 19 | 203 | 8 |  | Fixed | Roof
Solar Registration Program | NJSRRE1542527893 | Cherry Hill | 8002 | 14 | 5.89 | Residential | Yes | Behind the Meter | Orbit Energy & Power, LLC | PSE&G | Accepted | 2019-10-11 | 2019-10-15 | 2020-10-15 | enphase | iq7 | Inverters | 240 |  | 19 |  |  | 0.986 |  | Outside | panel
Solar Registration Program | NJSRRE1542544799 | Kendall Park | 8824 | 11 | 5.89 | Residential | No | Behind the Meter | Advanced Solar & Energy Solutions, LLC | PSE&G | Accepted | 2019-10-15 | 2019-10-18 | 2020-10-18 | Trina Solar | TSM-310 | Solar Panels |  | 0.31 | 19 | 175 | 18 |  | Fixed | Roof
Solar Registration Program | NJSRRE1542544799 | Kendall Park | 8824 | 11 | 5.89 | Residential | No | Behind the Meter | Advanced Solar & Energy Solutions, LLC | PSE&G | Accepted | 2019-10-15 | 2019-10-18 | 2020-10-18 | Solar Edge | SE5000-US | Inverters | 5000 |  | 1 |  |  | 0.97 |  | Outside | side of house
Solar Registration Program | NJSRRE1542544799 | Kendall Park | 8824 | 11 | 5.89 | Residential | No | Behind the Meter | Advanced Solar & Energy Solutions, LLC | PSE&G | Accepted | 2019-10-15 | 2019-10-18 | 2020-10-18 | Vision Metering | CL200 | Meters |  |  | 1 |  |  |  | Yes | Outdoor
Solar Registration Program | NJSRRE1542546732 | Point Pleasant | 8742 | 18 | 5.89 | Residential | No | Behind the Meter | Whitman Construction, LLC | JCP&L | Accepted | 2019-10-17 | 2019-10-18 | 2020-10-18 | Trina Solar | TSM-310DD05A | Solar Panels |  | 0.31 | 6 | 174 | 21 |  | Fixed | Roof
Solar Registration Program | NJSRRE1542546732 | Point Pleasant | 8742 | 18 | 5.89 | Residential | No | Behind the Meter | Whitman Construction, LLC | JCP&L | Accepted | 2019-10-17 | 2019-10-18 | 2020-10-18 | Trina Solar | TSM-310DD05A | Solar Panels |  | 0.31 | 13 | 174 | 23 |  | Fixed | Roof
Solar Registration Program | NJSRRE1542546732 | Point Pleasant | 8742 | 18 | 5.89 | Residential | No | Behind the Meter | Whitman Construction, LLC | JCP&L | Accepted | 2019-10-17 | 2019-10-18 | 2020-10-18 | Enphase Energy | IQ7-60-2-US | Inverters | 0.24 |  | 19 |  |  | 0.976 |  | Outside | roof
Solar Registration Program | NJSRRE1542575107 | Hightstown | 8520 | 12 | 5.89 | Residential | Yes | Behind the Meter | Ad Energy | JCP&L | Accepted | 2019-10-22 | 2019-11-01 | 2020-11-01 | SunPower | SPR-E20-327-E-AC | Solar Panels |  | 0.327 | 2 | 194 | 30 |  | Fixed | Roof
Solar Registration Program | NJSRRE1542575107 | Hightstown | 8520 | 12 | 5.89 | Residential | Yes | Behind the Meter | Ad Energy | JCP&L | Accepted | 2019-10-22 | 2019-11-01 | 2020-11-01 | SunPower | SPR-E20-327-E-AC | Solar Panels |  | 0.327 | 3 | 194 | 18 |  | Fixed | Roof
Solar Registration Program | NJSRRE1542575107 | Hightstown | 8520 | 12 | 5.89 | Residential | Yes | Behind the Meter | Ad Energy | JCP&L | Accepted | 2019-10-22 | 2019-11-01 | 2020-11-01 | SunPower | SPR-E20-327-E-AC | Solar Panels |  | 0.327 | 8 | 104 | 22 |  | Fixed | Roof
Solar Registration Program | NJSRRE1542575107 | Hightstown | 8520 | 12 | 5.89 | Residential | Yes | Behind the Meter | Ad Energy | JCP&L | Accepted | 2019-10-22 | 2019-11-01 | 2020-11-01 | SunPower | SPR-E20-327-E-AC | Solar Panels |  | 0.327 | 5 | 284 | 26 |  | Fixed | Roof
Solar Registration Program | NJSRRE1542575107 | Hightstown | 8520 | 12 | 5.89 | Residential | Yes | Behind the Meter | Ad Energy | JCP&L | Accepted | 2019-10-22 | 2019-11-01 | 2020-11-01 | SunPower | SPR-E20-327-E-AC | Inverters | 315 |  | 18 |  |  | 0.975 |  | Outdoor | At each panel
Solar Registration Program | NJSRRE1542575572 | Perth Amboy | 8861 | 11 | 5.89 | Residential | No | Behind the Meter | New Jersey Suntech | PSE&G | Accepted | 2019-10-22 | 2019-10-24 | 2020-10-24 | Jinko | JKM-310M-60 | Solar Panels |  | 0.31 | 19 | 200 | 43 |  | Fixed | Roof
Solar Registration Program | NJSRRE1542575572 | Perth Amboy | 8861 | 11 | 5.89 | Residential | No | Behind the Meter | New Jersey Suntech | PSE&G | Accepted | 2019-10-22 | 2019-10-24 | 2020-10-24 | Solaredge | SE5000 | Inverters | 5000 |  | 1 |  |  | 0.97 |  | Outside | Adjacent to utility meter
Solar Registration Program | NJSRRE1542581417 | Washington Twp | 8012 | 14 | 5.89 | Residential | No | Behind the Meter | Spectrum Energy, Inc. | PSE&G | Accepted | 2019-10-24 | 2019-10-28 | 2020-10-28 | AXITEC | AC-310MH/120SB | Solar Panels |  | 0.31 | 11 | 207 | 18 |  | Fixed | Roof
Solar Registration Program | NJSRRE1542581417 | Washington Twp | 8012 | 14 | 5.89 | Residential | No | Behind the Meter | Spectrum Energy, Inc. | PSE&G | Accepted | 2019-10-24 | 2019-10-28 | 2020-10-28 | AXITEC | AC-310MH/120SB | Solar Panels |  | 0.31 | 8 | 297 | 19 |  | Fixed | Roof
Solar Registration Program | NJSRRE1542581417 | Washington Twp | 8012 | 14 | 5.89 | Residential | No | Behind the Meter | Spectrum Energy, Inc. | PSE&G | Accepted | 2019-10-24 | 2019-10-28 | 2020-10-28 | ENPHASE | IQ7-60-ACM-US | Inverters | 240 |  | 19 |  |  | 0.97 |  | Outside | MICROINVERTERS UNDER EACH PANEL
Solar Registration Program | NJSRRE1542582228 | Teaneck | 7666 | 7 | 5.89 | Residential | No | Behind the Meter |  | PSE&G | Accepted | 2019-10-24 | 2019-10-28 | 2020-10-28 | Silfab | SLA310M | Solar Panels |  | 0.31 | 8 | 258 | 18 |  | Fixed | Roof
Solar Registration Program | NJSRRE1542582228 | Teaneck | 7666 | 7 | 5.89 | Residential | No | Behind the Meter |  | PSE&G | Accepted | 2019-10-24 | 2019-10-28 | 2020-10-28 | Silfab | SLA310M | Solar Panels |  | 0.31 | 11 | 167 | 27 |  | Fixed | Roof
Solar Registration Program | NJSRRE1542582228 | Teaneck | 7666 | 7 | 5.89 | Residential | No | Behind the Meter |  | PSE&G | Accepted | 2019-10-24 | 2019-10-28 | 2020-10-28 | SolarEdge | SE5000H-US | Inverters | 5000 |  | 1 |  |  | 0.97 |  | Outside | Next to Meter
Solar Registration Program | NJSRRE1542850985 | Edison Twp | 8817 | 11 | 5.89 | Residential | No | Behind the Meter | SunnyMac LLC | PSE&G | Accepted | 2019-10-31 | 2019-11-04 | 2020-11-04 | SunPower | SPR-E20-327 | Solar Panels |  | 0.327 | 18 | 161 | 21 |  | Fixed | Roof
Solar Registration Program | NJSRRE1542850985 | Edison Twp | 8817 | 11 | 5.89 | Residential | No | Behind the Meter | SunnyMac LLC | PSE&G | Accepted | 2019-10-31 | 2019-11-04 | 2020-11-04 | Enphase | IQ7XS-96-ACM-US | Inverters | 0.315 |  | 18 |  |  | 0.99 |  | Outdoor | roof
Solar Registration Program | NJSRRE1542907586 | North Brunswick | 8902 | 11 | 5.89 | Residential | No | Behind the Meter | Fusion Solar Energy LLC | PSE&G | Accepted | 2019-11-04 | 2019-11-06 | 2020-11-06 | SUNPOWER | SUNPOWER TYPE D | Solar Panels |  | 0.327 | 18 | NORTH | 37 |  | Fixed | Roof
Solar Registration Program | NJSRRE1542907586 | North Brunswick | 8902 | 11 | 5.89 | Residential | No | Behind the Meter | Fusion Solar Energy LLC | PSE&G | Accepted | 2019-11-04 | 2019-11-06 | 2020-11-06 | SUNPOWER | SUNPOWER TYPE D | Inverters | 320 |  | 18 |  |  | 0.93 |  | Outdoor | ROOF TOP
Solar Registration Program | NJSRRE1543037681 | Runnemede | 8078 | 14 | 5.89 | Residential | Yes | Behind the Meter | Solar Energy World | PSE&G | Accepted | 2019-11-05 | 2019-11-08 | 2020-11-08 | LONGi Green Energy Technology | LR6-60PE-310 | Solar Panels |  | 0.31 | 19 | 174 | 36 |  | Fixed | Roof
Solar Registration Program | NJSRRE1543037681 | Runnemede | 8078 | 14 | 5.89 | Residential | Yes | Behind the Meter | Solar Energy World | PSE&G | Accepted | 2019-11-05 | 2019-11-08 | 2020-11-08 | Solar Edge | SE7600H-USRGM | Inverters | 7600 |  | 1 |  |  | 0.975 |  | Outside | near meter
Solar Registration Program | NJSRRE1543040781 | swedesboro | 8085 | 15 | 5.89 | Residential | Yes | Behind the Meter | Vision Solar LLC | AC Electric | Final As-Built Received | 2019-11-06 | 2019-11-08 | 2020-11-08 | sunpower | e20-327-e-ac | Solar Panels |  | 0.327 | 18 | 200 | 27 |  | Fixed | Roof
Solar Registration Program | NJSRRE1543040781 | swedesboro | 8085 | 15 | 5.89 | Residential | Yes | Behind the Meter | Vision Solar LLC | AC Electric | Final As-Built Received | 2019-11-06 | 2019-11-08 | 2020-11-08 | Sunpower | e20-327-e-ac | Inverters | 0.32 |  | 18 |  |  | 0.96 |  | Other | behind panels
Solar Registration Program | NJSRRE1543203265 | Perth Amboy | 8861 | 11 | 5.89 | Residential | No | Behind the Meter | SunPower Corporation, Systems | PSE&G | Accepted | 2019-11-13 | 2019-11-18 | 2020-11-18 | SUNPOWER | SPR-E20-327-E-AC | Solar Panels |  | 0.327 | 18 | 115 | 38 |  | Fixed | Roof
Solar Registration Program | NJSRRE1543203265 | Perth Amboy | 8861 | 11 | 5.89 | Residential | No | Behind the Meter | SunPower Corporation, Systems | PSE&G | Accepted | 2019-11-13 | 2019-11-18 | 2020-11-18 | SUNPOWER | SPR-E20-327-E-AC | Inverters | 320 |  | 18 |  |  | 0.96 |  | Other | under each panel
Solar Registration Program | NJSRRE1543231380 | Ocean City | 8226 | 21 | 5.89 | Residential | Yes | Behind the Meter | Seabright Solar | AC Electric | Accepted | 2019-12-03 | 2019-12-03 | 2020-12-03 | Sunpower | SPR-E20-327 | Solar Panels |  | 0.327 | 18 | 135 | 26 |  | Fixed | Roof
Solar Registration Program | NJSRRE1543231380 | Ocean City | 8226 | 21 | 5.89 | Residential | Yes | Behind the Meter | Seabright Solar | AC Electric | Accepted | 2019-12-03 | 2019-12-03 | 2020-12-03 | Sunpower | SPR-E20-327 | Inverters | 0.32 |  | 18 |  |  | 0.99 |  | Outside | Roof
Solar Registration Program | NJSRRE1543254623 | BurlingtonTwp | 8016 | 13 | 5.89 | Residential | Yes | Behind the Meter | SunnyMac LLC | PSE&G | Accepted | 2019-11-14 | 2019-11-19 | 2020-11-19 | SunPower | SPR-E20-327 | Solar Panels |  | 0.327 | 7 | 180 | 30 |  | Fixed | Roof
Solar Registration Program | NJSRRE1543254623 | BurlingtonTwp | 8016 | 13 | 5.89 | Residential | Yes | Behind the Meter | SunnyMac LLC | PSE&G | Accepted | 2019-11-14 | 2019-11-19 | 2020-11-19 | SunPower | SPR-E20-327 | Solar Panels |  | 0.327 | 11 | 180 | 32 |  | Fixed | Roof
Solar Registration Program | NJSRRE1543254623 | BurlingtonTwp | 8016 | 13 | 5.89 | Residential | Yes | Behind the Meter | SunnyMac LLC | PSE&G | Accepted | 2019-11-14 | 2019-11-19 | 2020-11-19 | Enphase | IQ7XS-96-ACM-US | Inverters | 0.315 |  | 18 |  |  | 0.99 |  | Outdoor | roof
Solar Registration Program | NJSRRE1543326375 | Montgomery Twp | 8502 | 5 | 5.89 | Residential | No | Behind the Meter | SunnyMac LLC | PSE&G | Accepted | 2019-11-15 | 2019-11-19 | 2020-11-19 | SunPower | SPR-E20-327 | Solar Panels |  | 0.327 | 18 | 174 | 23 |  | Fixed | Roof
Solar Registration Program | NJSRRE1543326375 | Montgomery Twp | 8502 | 5 | 5.89 | Residential | No | Behind the Meter | SunnyMac LLC | PSE&G | Accepted | 2019-11-15 | 2019-11-19 | 2020-11-19 | Enphase | IQ7XS-96-ACM-US | Inverters | 0.315 |  | 18 |  |  | 0.99 |  | Outdoor | roof
Solar Registration Program | NJSRRE1543421158 | Stratford | 8084 | 14 | 5.89 | Residential | Yes | Behind the Meter | GenRenew, LLC | AC Electric | Accepted | 2019-11-19 | 2019-11-21 | 2020-11-21 | sunpower | SPR-E20-327-E-AC | Solar Panels |  | 0.327 | 3 | 71 | 23 |  | Fixed | Roof
Solar Registration Program | NJSRRE1543421158 | Stratford | 8084 | 14 | 5.89 | Residential | Yes | Behind the Meter | GenRenew, LLC | AC Electric | Accepted | 2019-11-19 | 2019-11-21 | 2020-11-21 | sunpower | SPR-E20-327-E-AC | Solar Panels |  | 0.327 | 15 | 251 | 71 |  | Fixed | Roof
Solar Registration Program | NJSRRE1543421158 | Stratford | 8084 | 14 | 5.89 | Residential | Yes | Behind the Meter | GenRenew, LLC | AC Electric | Accepted | 2019-11-19 | 2019-11-21 | 2020-11-21 | sunpower | MI-C-320-US208/240-10 | Inverters | 320 |  | 18 |  |  | 0.96 |  | Outside | microinverter located under modules
Solar Registration Program | NJSRRE1543421248 | North Plainfield | 7063 | 10 | 5.89 | Residential | No | Behind the Meter | GenRenew, LLC | PSE&G | Final As-Built Received | 2019-11-19 | 2019-11-21 | 2020-11-21 | Sunpower | SPR-E20-327-E-AC | Solar Panels |  | 0.327 | 6 | 144 | 75 |  | Fixed | Roof
Solar Registration Program | NJSRRE1543421248 | North Plainfield | 7063 | 10 | 5.89 | Residential | No | Behind the Meter | GenRenew, LLC | PSE&G | Final As-Built Received | 2019-11-19 | 2019-11-21 | 2020-11-21 | Sunpower | SPR-E20-327-E-AC | Solar Panels |  | 0.327 | 12 | 144 | 27 |  | Fixed | Roof
Solar Registration Program | NJSRRE1543421248 | North Plainfield | 7063 | 10 | 5.89 | Residential | No | Behind the Meter | GenRenew, LLC | PSE&G | Final As-Built Received | 2019-11-19 | 2019-11-21 | 2020-11-21 | Sunpower | MI-E-320-US208/240 | Inverters | 320 |  | 18 |  |  | 0.96 |  | Outdoor | microinverters under modules
Solar Registration Program | NJSRRE1543421248 | North Plainfield | 7063 | 10 | 5.89 | Residential | No | Behind the Meter | GenRenew, LLC | PSE&G | Final As-Built Received | 2019-11-19 | 2019-11-21 | 2020-11-21 | sunpower | pvs6 | Meters |  |  | 1 |  |  |  | Yes | Outdoor
Solar Registration Program | NJSRRE1543426146 | Vineland | 8360 | 20 | 5.89 | Residential | Yes | Behind the Meter | Seabright Solar | Vineland Muni Electric | Accepted | 2019-11-26 | 2019-11-27 | 2020-11-27 | Sunpower | SPR-E20-327 | Solar Panels |  | 0.327 | 18 | 184 | 23 |  | Fixed | Roof
Solar Registration Program | NJSRRE1543426146 | Vineland | 8360 | 20 | 5.89 | Residential | Yes | Behind the Meter | Seabright Solar | Vineland Muni Electric | Accepted | 2019-11-26 | 2019-11-27 | 2020-11-27 | Sunpower | SPR-E20-327 | Inverters | 0.32 |  | 18 |  |  | 0.99 |  | Outside | Roof
Solar Registration Program | NJSRRE1543463377 | Augusta | 7822 | 1 | 5.89 | Residential | No | Behind the Meter | SunnyMac LLC | Sussex Rural | Accepted | 2019-12-02 | 2019-12-04 | 2020-12-04 | Sunpower | SPR E20-327 | Solar Panels |  | 0.327 | 18 | 180 | 27 |  | Fixed | Roof
Solar Registration Program | NJSRRE1543463377 | Augusta | 7822 | 1 | 5.89 | Residential | No | Behind the Meter | SunnyMac LLC | Sussex Rural | Accepted | 2019-12-02 | 2019-12-04 | 2020-12-04 | Enphase | IQ7XS-96-ACM-US | Inverters | 0.315 |  | 18 |  |  | 0.99 |  | Outdoor | roof
Solar Registration Program | NJSRRE1543473942 | Pitman | 8071 | 15 | 5.89 | Residential | Yes | Behind the Meter | Orbit Energy & Power, LLC | AC Electric | Accepted | 2019-12-03 | 2019-12-05 | 2020-12-05 | TRINA SOLAR | TSM-DD05A.08 (II) 310W | Solar Panels |  | 0.31 | 6 | 235 | 10 |  | Fixed | Roof
Solar Registration Program | NJSRRE1543473942 | Pitman | 8071 | 15 | 5.89 | Residential | Yes | Behind the Meter | Orbit Energy & Power, LLC | AC Electric | Accepted | 2019-12-03 | 2019-12-05 | 2020-12-05 | TRINA SOLAR | TSM-DD05A.08(II) 310W | Solar Panels |  | 0.31 | 9 | 235 | 23 |  | Fixed | Roof
Solar Registration Program | NJSRRE1543473942 | Pitman | 8071 | 15 | 5.89 | Residential | Yes | Behind the Meter | Orbit Energy & Power, LLC | AC Electric | Accepted | 2019-12-03 | 2019-12-05 | 2020-12-05 | TRINA SOLAR | TSM-DD05A.08 (II) 310W | Solar Panels |  | 0.31 | 4 | 55 | 23 |  | Fixed | Roof
Solar Registration Program | NJSRRE1543473942 | Pitman | 8071 | 15 | 5.89 | Residential | Yes | Behind the Meter | Orbit Energy & Power, LLC | AC Electric | Accepted | 2019-12-03 | 2019-12-05 | 2020-12-05 | ENPHASE | IQ7-60-2-US | Inverters | 0.24 |  | 19 |  |  | 0.99 |  | Outside | ROOF
Solar Registration Program | NJSRRE1543474818 | Lawrence Township | 8648 | 12 | 5.89 | Residential | Yes | Behind the Meter | Solar Energy World | PSE&G | Accepted | 2019-12-03 | 2019-12-06 | 2020-12-06 | LONGi Green Energy Technology | LR6-60PE-310M | Solar Panels |  | 0.31 | 19 | 150 | 18 |  | Fixed | Roof
Solar Registration Program | NJSRRE1543474818 | Lawrence Township | 8648 | 12 | 5.89 | Residential | Yes | Behind the Meter | Solar Energy World | PSE&G | Accepted | 2019-12-03 | 2019-12-06 | 2020-12-06 | Enphase | IQ7-60-x-US | Inverters | 310 |  | 19 |  |  | 0.976 |  | Outdoor | near panels
Solar Registration Program | NJSRRE1543474884 | Newtonville | 8346 | 19 | 5.89 | Residential | No | Behind the Meter | Castle Energy, LLC | AC Electric | Accepted | 2019-12-03 | 2019-12-26 | 2020-12-26 | SunPower | SPR-E20-327-C-AC | Solar Panels |  | 0.327 | 18 | 192 | 20 |  | Fixed | Roof
Solar Registration Program | NJSRRE1543474884 | Newtonville | 8346 | 19 | 5.89 | Residential | No | Behind the Meter | Castle Energy, LLC | AC Electric | Accepted | 2019-12-03 | 2019-12-26 | 2020-12-26 | SunPower | SPR-E20-327-C-AC | Inverters | 320 |  | 18 |  |  | 0.967 |  | Outside | on the rooftop under each solar panel
Solar Registration Program | NJSRRE1543481641 | Willingboro | 8046 | 13 | 5.89 | Residential | Yes | Behind the Meter | SunPower Corporation, Systems | PSE&G | Accepted | 2019-12-05 | 2019-12-11 | 2020-12-11 | SUNPOWER | SPR-E20-327-E-AC | Solar Panels |  | 0.327 | 18 | 118 | 15 |  | Fixed | Roof
Solar Registration Program | NJSRRE1543481641 | Willingboro | 8046 | 13 | 5.89 | Residential | Yes | Behind the Meter | SunPower Corporation, Systems | PSE&G | Accepted | 2019-12-05 | 2019-12-11 | 2020-12-11 | SUNPOWER | SPR-E20-327-E-AC | Inverters | 320 |  | 18 |  |  | 0.96 |  | Other | under each panel
Solar Registration Program | NJSRRE1543533472 | Brigantine | 8203 | 19 | 5.89 | Residential | Yes | Behind the Meter | Ad Energy | AC Electric | Accepted | 2019-12-12 | 2019-12-17 | 2020-12-17 | SunPower | SPR-E20-327-E-AC | Solar Panels |  | 0.327 | 3 | 183 | 28 |  | Fixed | Roof
Solar Registration Program | NJSRRE1543533472 | Brigantine | 8203 | 19 | 5.89 | Residential | Yes | Behind the Meter | Ad Energy | AC Electric | Accepted | 2019-12-12 | 2019-12-17 | 2020-12-17 | SunPower | SPR-E20-327-E-AC | Solar Panels |  | 0.327 | 15 | 93 | 23 |  | Fixed | Roof
Solar Registration Program | NJSRRE1543533472 | Brigantine | 8203 | 19 | 5.89 | Residential | Yes | Behind the Meter | Ad Energy | AC Electric | Accepted | 2019-12-12 | 2019-12-17 | 2020-12-17 | Enphase Energy | IQ7XS-96-ACM-US | Inverters | 315 |  | 18 |  |  | 0.975 |  | Outdoor | At each panel
Solar Registration Program | NJSRRE1543565076 | Cherry Hill Twp | 8034 | 14 | 5.89 | Residential | No | Behind the Meter | SunnyMac LLC | PSE&G | Accepted | 2019-12-18 | 2019-12-20 | 2020-12-20 | SunPower | SPR-E20327 | Solar Panels |  | 0.327 | 9 | 131 | 18 |  | Fixed | Roof
Solar Registration Program | NJSRRE1543565076 | Cherry Hill Twp | 8034 | 14 | 5.89 | Residential | No | Behind the Meter | SunnyMac LLC | PSE&G | Accepted | 2019-12-18 | 2019-12-20 | 2020-12-20 | SunPower | SPR-E20327 | Solar Panels |  | 0.327 | 9 | 221 | 18 |  | Fixed | Roof
Solar Registration Program | NJSRRE1543565076 | Cherry Hill Twp | 8034 | 14 | 5.89 | Residential | No | Behind the Meter | SunnyMac LLC | PSE&G | Accepted | 2019-12-18 | 2019-12-20 | 2020-12-20 | Enphase | IQ7XS-96-ACM-US | Inverters | 0.315 |  | 18 |  |  | 0.99 |  | Outdoor | roof
Solar Registration Program | NJSRRE1543571016 | Franklin TWP | 8873 | 5 | 5.89 | Residential | No | Behind the Meter | Palmetto Solar LLC | PSE&G | Accepted | 2019-12-19 | 2019-12-26 | 2020-12-26 | SolarEdge | 5000H-US | Inverters | 5000 |  | 1 |  |  | 0.98 |  | Outside | side of the house
Solar Registration Program | NJSRRE1543571016 | Franklin TWP | 8873 | 5 | 5.89 | Residential | No | Behind the Meter | Palmetto Solar LLC | PSE&G | Accepted | 2019-12-19 | 2019-12-26 | 2020-12-26 | Yingli | 310D-30B | Solar Panels |  | 0.31 | 19 | 180 | 25 |  | Fixed | Roof
Solar Registration Program | NJSRRE1540412206 | Jersey City | 7307 | 8 | 5.9 | Residential | Yes | Behind the Meter | Pro Custom Solar dba Momentum Solar | PSE&G | Accepted | 2019-03-01 | 2019-03-04 | 2020-03-04 | HANWHA Q-CELLS | Q.PEAK BLK-G4.1 295 | Solar Panels |  | 0.295 | 20 | 296 | 6 |  | Fixed | Roof
Solar Registration Program | NJSRRE1540412206 | Jersey City | 7307 | 8 | 5.9 | Residential | Yes | Behind the Meter | Pro Custom Solar dba Momentum Solar | PSE&G | Accepted | 2019-03-01 | 2019-03-04 | 2020-03-04 | ENPHASE | IQ6-60-2-US | Inverters | 240 |  | 20 |  |  | 0.97 |  | Outdoor | ROOF
Solar Registration Program | NJSRRE1541017105 | Vineland | 8360 | 20 | 5.9 | Residential | No | Behind the Meter | Go Solar Electric, LLC | Vineland Muni Electric | Accepted | 2019-05-17 | 2019-05-21 | 2020-05-21 | SolarWorld | SW295-Mono | Solar Panels |  | 0.295 | 20 | 225 | 0 |  | Fixed | Ground | At Dwelling
Solar Registration Program | NJSRRE1541017105 | Vineland | 8360 | 20 | 5.9 | Residential | No | Behind the Meter | Go Solar Electric, LLC | Vineland Muni Electric | Accepted | 2019-05-17 | 2019-05-21 | 2020-05-21 | Enphase Energy, Inc. | IQ7 | Inverters | 240 |  | 20 |  |  | 0.97 |  | Outdoor | At Module
Solar Registration Program | NJSRRE1541017153 | Vineland | 8360 | 20 | 5.9 | Residential | No | Behind the Meter | Go Solar Electric, LLC | Vineland Muni Electric | Accepted | 2019-05-17 | 2019-05-21 | 2020-05-21 | SolarWorld | SW295-Mono | Solar Panels |  | 0.295 | 20 | 240 | 0 |  | Fixed | Ground
Solar Registration Program | NJSRRE1541017153 | Vineland | 8360 | 20 | 5.9 | Residential | No | Behind the Meter | Go Solar Electric, LLC | Vineland Muni Electric | Accepted | 2019-05-17 | 2019-05-21 | 2020-05-21 | Enphase Energy | IQ7 | Inverters | 240 |  | 20 |  |  | 0.97 |  | Outdoor | At Module
Solar Registration Program | NJSRRE1541025301 | Vineland | 8360 | 20 | 5.9 | Residential | No | Behind the Meter | Go Solar Electric, LLC | Vineland Muni Electric | Accepted | 2019-05-20 | 2019-05-22 | 2020-05-22 | Solarworld | SW295-Mono | Solar Panels |  | 0.295 | 20 | 240 | 0 |  | Fixed | Ground | Dwelling
Solar Registration Program | NJSRRE1541025301 | Vineland | 8360 | 20 | 5.9 | Residential | No | Behind the Meter | Go Solar Electric, LLC | Vineland Muni Electric | Accepted | 2019-05-20 | 2019-05-22 | 2020-05-22 | Enphase Energy, Inc | IQ7 | Inverters | 240 |  | 20 |  |  | 0.99 |  | Outdoor | Under Module
Solar Registration Program | NJSRRE1541025312 | Vineland | 8360 | 20 | 5.9 | Residential | No | Behind the Meter | Go Solar Electric, LLC | Vineland Muni Electric | Accepted | 2019-05-20 | 2019-05-22 | 2020-05-22 | SolarWorld | SW295-Mono | Solar Panels |  | 0.295 | 20 | 240 | 0 |  | Fixed | Ground | Dwelling
Solar Registration Program | NJSRRE1541025312 | Vineland | 8360 | 20 | 5.9 | Residential | No | Behind the Meter | Go Solar Electric, LLC | Vineland Muni Electric | Accepted | 2019-05-20 | 2019-05-22 | 2020-05-22 | Enphase Energy, Inc. | IQ7 | Inverters | 240 |  | 20 |  |  | 0.97 |  | Outdoor | Dwelling
Solar Registration Program | NJSRRE1541025367 | Vineland | 8360 | 20 | 5.9 | Residential | No | Behind the Meter | Go Solar Electric, LLC | Vineland Muni Electric | Accepted | 2019-05-20 | 2019-05-22 | 2020-05-22 | SolarWorld | SW295-Mono | Solar Panels |  | 0.295 | 20 | 240 | 0 |  | Fixed | Ground
Solar Registration Program | NJSRRE1541025367 | Vineland | 8360 | 20 | 5.9 | Residential | No | Behind the Meter | Go Solar Electric, LLC | Vineland Muni Electric | Accepted | 2019-05-20 | 2019-05-22 | 2020-05-22 | Enphase Energy, Inc | IQ7 | Inverters | 240 |  | 20 |  |  | 0.97 |  | Outdoor | At Dwelling
Solar Registration Program | NJSRRE1541025561 | Vineland | 8360 | 20 | 5.9 | Residential | No | Behind the Meter | Go Solar Electric, LLC | Vineland Muni Electric | Accepted | 2019-05-20 | 2019-05-22 | 2020-05-22 | SolarWorld | SW295-Model | Solar Panels |  | 0.295 | 20 | 240 | 0 |  | Fixed | Ground | At Dwelling
Solar Registration Program | NJSRRE1541025561 | Vineland | 8360 | 20 | 5.9 | Residential | No | Behind the Meter | Go Solar Electric, LLC | Vineland Muni Electric | Accepted | 2019-05-20 | 2019-05-22 | 2020-05-22 | Enphase Energy, Inc. | IQ7 | Inverters | 240 |  | 20 |  |  | 0.97 |  | Outdoor | Under Module
Solar Registration Program | NJSRRE1541025599 | Vineland | 8360 | 20 | 5.9 | Residential | No | Behind the Meter | Go Solar Electric, LLC | Vineland Muni Electric | Accepted | 2019-05-21 | 2019-05-22 | 2020-05-22 | SolarWorld | SW295-Mono | Solar Panels |  | 0.295 | 20 | 240 | 0 |  | Fixed | Ground | At Dwelling
Solar Registration Program | NJSRRE1541025599 | Vineland | 8360 | 20 | 5.9 | Residential | No | Behind the Meter | Go Solar Electric, LLC | Vineland Muni Electric | Accepted | 2019-05-21 | 2019-05-22 | 2020-05-22 | Enphase Energy, Inc. | IQ7 | Inverters | 240 |  | 20 |  |  | 0.97 |  | Outdoor | Under Module
Solar Registration Program | NJSRRE1541028042 | West Deptford Twp | 8086 | 15 | 5.9 | Residential | Yes | Behind the Meter | Bright Planet Solar | PSE&G | Accepted | 2019-05-21 | 2019-05-24 | 2020-05-24 | HANWHA Q-CELLS | Q.PEAK BLK-G4.1 | Solar Panels |  | 0.295 | 20 | 180 | 25 |  | Fixed | Roof
Solar Registration Program | NJSRRE1541028042 | West Deptford Twp | 8086 | 15 | 5.9 | Residential | Yes | Behind the Meter | Bright Planet Solar | PSE&G | Accepted | 2019-05-21 | 2019-05-24 | 2020-05-24 | SOLAR EDGE | SE5000H-USRGM | Inverters | 5000 |  | 1 |  |  | 0.98 |  | Outside | NEXT TO METER
Solar Registration Program | NJSRRE1541028105 | Vineland | 8360 | 20 | 5.9 | Residential | No | Behind the Meter | Go Solar Electric, LLC | Vineland Muni Electric | Accepted | 2019-05-21 | 2019-05-24 | 2020-05-24 | SolarWorld | SW295-Mono | Solar Panels |  | 0.295 | 20 | 240 | 0 |  | Fixed | Ground | At Dwelling
Solar Registration Program | NJSRRE1541028105 | Vineland | 8360 | 20 | 5.9 | Residential | No | Behind the Meter | Go Solar Electric, LLC | Vineland Muni Electric | Accepted | 2019-05-21 | 2019-05-24 | 2020-05-24 | Enphase Energy, Inc. | IQ7 | Inverters | 240 |  | 20 |  |  | 0.97 |  | Outdoor | Under Module
Solar Registration Program | NJSRRE1541028139 | Vineland | 8360 | 20 | 5.9 | Residential | No | Behind the Meter | Go Solar Electric, LLC | Vineland Muni Electric | Accepted | 2019-05-21 | 2019-05-24 | 2020-05-24 | SolarWorld | Sw295-Mono | Solar Panels |  | 0.295 | 20 | 240 | 0 |  | Fixed | Ground | At Dwelling
Solar Registration Program | NJSRRE1541028139 | Vineland | 8360 | 20 | 5.9 | Residential | No | Behind the Meter | Go Solar Electric, LLC | Vineland Muni Electric | Accepted | 2019-05-21 | 2019-05-24 | 2020-05-24 | Enphase Energy, Inc | IQ7 | Inverters | 240 |  | 20 |  |  | 0.97 |  | Outdoor | Under Module
Solar Registration Program | NJSRRE1541028191 | Vineland | 8360 | 20 | 5.9 | Residential | No | Behind the Meter | Go Solar Electric, LLC | Vineland Muni Electric | Accepted | 2019-05-22 | 2019-05-28 | 2020-05-28 | Solar World | SW295-Mono | Solar Panels |  | 0.295 | 20 | 270 | 0 |  | Fixed | Ground | At Dwelling
Solar Registration Program | NJSRRE1541028191 | Vineland | 8360 | 20 | 5.9 | Residential | No | Behind the Meter | Go Solar Electric, LLC | Vineland Muni Electric | Accepted | 2019-05-22 | 2019-05-28 | 2020-05-28 | Enphase Energy, Inc | IQ7 | Inverters | 240 |  | 20 |  |  | 0.97 |  | Outdoor | Under Module
Solar Registration Program | NJSRRE1541031782 | Vineland | 8360 | 20 | 5.9 | Residential | No | Behind the Meter | Go Solar Electric, LLC | Vineland Muni Electric | Accepted | 2019-05-22 | 2019-05-28 | 2020-05-28 | SolarWorld | SW295-Mono | Solar Panels |  | 0.295 | 20 | 270 | 30 |  | Fixed | Ground
Solar Registration Program | NJSRRE1541031782 | Vineland | 8360 | 20 | 5.9 | Residential | No | Behind the Meter | Go Solar Electric, LLC | Vineland Muni Electric | Accepted | 2019-05-22 | 2019-05-28 | 2020-05-28 | Enphase Energy, Inc. | IQ7 | Inverters | 240 |  | 20 |  |  | 0.97 |  | Outdoor | Under Module
Solar Registration Program | NJSRRE1541037832 | Vineland | 8360 | 20 | 5.9 | Residential | No | Behind the Meter | Go Solar Electric, LLC | Vineland Muni Electric | Accepted | 2019-05-23 | 2019-05-28 | 2020-05-28 | SolarWorld | SW295Mono | Solar Panels |  | 0.295 | 20 | 230 | 0 |  | Fixed | Ground
Solar Registration Program | NJSRRE1541037832 | Vineland | 8360 | 20 | 5.9 | Residential | No | Behind the Meter | Go Solar Electric, LLC | Vineland Muni Electric | Accepted | 2019-05-23 | 2019-05-28 | 2020-05-28 | Enphase Energy Inc | IQ7 | Inverters | 240 |  | 20 |  |  | 0.97 |  | Outdoor | Under Module
Solar Registration Program | NJSRRE1541043531 | Wenonah | 8090 | 15 | 5.9 | Residential | No | Behind the Meter | Green Cities Energy, LLC | PSE&G | Accepted | 2019-05-26 | 2019-05-30 | 2020-05-30 | Jinko | JKM295-M-60-V | Solar Panels |  | 0.295 | 20 | 7 | 14 |  | Fixed | Roof
Solar Registration Program | NJSRRE1541043531 | Wenonah | 8090 | 15 | 5.9 | Residential | No | Behind the Meter | Green Cities Energy, LLC | PSE&G | Accepted | 2019-05-26 | 2019-05-30 | 2020-05-30 | Enphase Energy | M250 | Inverters | 0.25 |  | 20 |  |  | 0.96 |  | Outdoor | under modules
Solar Registration Program | NJSRRE1541049979 | Vineland | 8360 | 20 | 5.9 | Residential | No | Behind the Meter | Go Solar Electric, LLC | Vineland Muni Electric | Accepted | 2019-05-29 | 2019-06-03 | 2020-06-03 | SolarWorld | SW295Mono | Solar Panels |  | 0.295 | 20 | 225 | 0 |  | Fixed | Ground
Solar Registration Program | NJSRRE1541049979 | Vineland | 8360 | 20 | 5.9 | Residential | No | Behind the Meter | Go Solar Electric, LLC | Vineland Muni Electric | Accepted | 2019-05-29 | 2019-06-03 | 2020-06-03 | Enphase Energy, Inc. | IQ7 | Inverters | 240 |  | 20 |  |  | 0.97 |  | Outdoor | Under Modules
Solar Registration Program | NJSRRE1541050061 | Vineland | 8360 | 20 | 5.9 | Residential | No | Behind the Meter | Go Solar Electric, LLC | Vineland Muni Electric | Accepted | 2019-05-29 | 2019-06-03 | 2020-06-03 | SolarWorld | SW295-Mono | Solar Panels |  | 0.295 | 20 | 270 | 30 |  | Fixed | Ground
Solar Registration Program | NJSRRE1541050061 | Vineland | 8360 | 20 | 5.9 | Residential | No | Behind the Meter | Go Solar Electric, LLC | Vineland Muni Electric | Accepted | 2019-05-29 | 2019-06-03 | 2020-06-03 | Enphase Energy, Inc | IQ7 | Inverters | 240 |  | 20 |  |  | 0.97 |  | Outdoor | Under Module
Solar Registration Program | NJSRRE1541058629 | Vineland | 8360 | 20 | 5.9 | Residential | No | Behind the Meter | Go Solar Electric, LLC | Vineland Muni Electric | Accepted | 2019-05-30 | 2019-06-03 | 2020-06-03 | SolarWorld | SW295-Mono | Solar Panels |  | 0.295 | 20 | 270 | 30 |  | Fixed | Ground
Solar Registration Program | NJSRRE1541058629 | Vineland | 8360 | 20 | 5.9 | Residential | No | Behind the Meter | Go Solar Electric, LLC | Vineland Muni Electric | Accepted | 2019-05-30 | 2019-06-03 | 2020-06-03 | Enphase Energy, Inc. | IQ7 | Inverters | 240 |  | 20 |  |  | 0.967 |  | Outside | Under Module
Solar Registration Program | NJSRRE1541119793 | Vineland | 8360 | 20 | 5.9 | Residential | No | Behind the Meter | Go Solar Electric, LLC | Vineland Muni Electric | Accepted | 2019-06-06 | 2019-06-10 | 2020-06-10 | SolarWorld | SW295-Mono | Solar Panels |  | 0.295 | 20 | 240 | 0 |  | Fixed | Ground
Solar Registration Program | NJSRRE1541119793 | Vineland | 8360 | 20 | 5.9 | Residential | No | Behind the Meter | Go Solar Electric, LLC | Vineland Muni Electric | Accepted | 2019-06-06 | 2019-06-10 | 2020-06-10 | Enphase Energy, Inc. | IQ7 | Inverters | 240 |  | 20 |  |  | 0.97 |  | Outdoor | Under Module
Solar Registration Program | NJSRRE1541119819 | Vineland | 8360 | 20 | 5.9 | Residential | No | Behind the Meter | Go Solar Electric, LLC | Vineland Muni Electric | Accepted | 2019-06-06 | 2019-06-11 | 2020-06-11 | SolarWorld | SW295-Mono | Solar Panels |  | 0.295 | 20 | 240 | 0 |  | Fixed | Ground
Solar Registration Program | NJSRRE1541119819 | Vineland | 8360 | 20 | 5.9 | Residential | No | Behind the Meter | Go Solar Electric, LLC | Vineland Muni Electric | Accepted | 2019-06-06 | 2019-06-11 | 2020-06-11 | Enphase Energy, Inc | IQ7 | Inverters | 240 |  | 20 |  |  | 0.97 |  | Outdoor | Under Module
Solar Registration Program | NJSRRE1541119882 | Vineland | 8360 | 20 | 5.9 | Residential | No | Behind the Meter | Go Solar Electric, LLC | Vineland Muni Electric | Accepted | 2019-06-06 | 2019-06-11 | 2020-06-11 | SolarWorld | SW295-Mono | Solar Panels |  | 0.295 | 20 | 240 | 0 |  | Fixed | Ground
Solar Registration Program | NJSRRE1541119882 | Vineland | 8360 | 20 | 5.9 | Residential | No | Behind the Meter | Go Solar Electric, LLC | Vineland Muni Electric | Accepted | 2019-06-06 | 2019-06-11 | 2020-06-11 | Enphase Energy, Inc. | IQ7 | Inverters | 240 |  | 20 |  |  | 0.97 |  | Outdoor | Under Module
Solar Registration Program | NJSRRE1541506039 | Vineland | 8360 | 20 | 5.9 | Residential | No | Behind the Meter | Go Solar Electric, LLC | Vineland Muni Electric | Accepted | 2019-06-28 | 2019-07-02 | 2020-07-02 | SolarWorld | SW295-Mono | Solar Panels |  | 0.295 | 20 | 240 | 0 |  | Fixed | Ground
Solar Registration Program | NJSRRE1541506039 | Vineland | 8360 | 20 | 5.9 | Residential | No | Behind the Meter | Go Solar Electric, LLC | Vineland Muni Electric | Accepted | 2019-06-28 | 2019-07-02 | 2020-07-02 | Enphase Energy Inc. | IQ7 | Inverters | 240 |  | 20 |  |  | 0.97 |  | Outside | Under Module
Solar Registration Program | NJSRRE1541631673 | Vineland | 8360 | 20 | 5.9 | Residential | No | Behind the Meter | Go Solar Electric, LLC | Vineland Muni Electric | Accepted | 2019-07-11 | 2019-07-15 | 2020-07-15 | SolarWorld | SW295-Mono | Solar Panels |  | 0.295 | 20 | 240 | 0 |  | Fixed | Ground
Solar Registration Program | NJSRRE1541631673 | Vineland | 8360 | 20 | 5.9 | Residential | No | Behind the Meter | Go Solar Electric, LLC | Vineland Muni Electric | Accepted | 2019-07-11 | 2019-07-15 | 2020-07-15 | Enphase Energy | IQ7 | Inverters | 240 |  | 20 |  |  | 0.99 |  | Outside | uNDER mODULE
Solar Registration Program | NJSRRE1541632443 | Vineland | 8360 | 20 | 5.9 | Residential | Yes | Behind the Meter | Go Solar Electric, LLC | Vineland Muni Electric | Accepted | 2019-07-11 | 2019-07-15 | 2020-07-15 | SolarWorld | SW295-Mono | Solar Panels |  | 0.295 | 20 | 240 | 0 |  | Fixed | Ground
Solar Registration Program | NJSRRE1541632443 | Vineland | 8360 | 20 | 5.9 | Residential | Yes | Behind the Meter | Go Solar Electric, LLC | Vineland Muni Electric | Accepted | 2019-07-11 | 2019-07-15 | 2020-07-15 | Enphase Energy | IQ7 | Inverters | 240 |  | 20 |  |  | 0.99 |  | Outside | Under Module
Solar Registration Program | NJSRRE1541675766 | Union City | 7087 | 8 | 5.9 | Residential | Yes | Behind the Meter | Trinity Solar | PSE&G | Accepted | 2019-07-17 | 2019-07-18 | 2020-07-18 | HANWHA | Q.PEAK-BLK G4.1 295 | Solar Panels |  | 0.295 | 20 | 118 | 45 |  | Fixed | Roof
Solar Registration Program | NJSRRE1541675766 | Union City | 7087 | 8 | 5.9 | Residential | Yes | Behind the Meter | Trinity Solar | PSE&G | Accepted | 2019-07-17 | 2019-07-18 | 2020-07-18 | Solar Edge | SE5000H-US000BNC4 | Inverters | 5000 |  | 1 |  |  | 0.97 |  | Outdoor | side of home
Solar Registration Program | NJSRRE1541880914 | Willingboro Twp | 8046 | 13 | 5.9 | Residential | Yes | Behind the Meter | Code Green Solar, LLC | PSE&G | Accepted | 2019-08-28 | 2019-09-16 | 2020-09-16 | Q-Cells | Q-Cells-Q.PEAK BLK-G4.1 295 | Solar Panels |  | 0.295 | 20 | 259 | 43 |  | Fixed | Roof
Solar Registration Program | NJSRRE1541880914 | Willingboro Twp | 8046 | 13 | 5.9 | Residential | Yes | Behind the Meter | Code Green Solar, LLC | PSE&G | Accepted | 2019-08-28 | 2019-09-16 | 2020-09-16 | Enphase Energy | Enphase Energy IQ6 | Inverters | 0.23 |  | 20 |  |  | 0.985 |  | Outdoor | outside
Solar Registration Program | NJSRRE1540918557 | RUMSON | 7760 | 17 | 5.92 | Residential | No | Behind the Meter | SEA BRIGHT SOLAR, LLC | JCP&L | Accepted | 2019-05-02 | 2019-05-08 | 2020-05-08 | SUNPOWER | SPR-370-AC | Solar Panels |  | 0.37 | 16 | 280 | 18 |  | Fixed | Roof | NE
Solar Registration Program | NJSRRE1540918557 | RUMSON | 7760 | 17 | 5.92 | Residential | No | Behind the Meter | SEA BRIGHT SOLAR, LLC | JCP&L | Accepted | 2019-05-02 | 2019-05-08 | 2020-05-08 | SUNPOWER | SPR-370-AC | Inverters | 320 |  | 16 |  |  | 0.96 |  | Outside | BENEATH ARRAY
Solar Registration Program | NJSRRE1540918557 | RUMSON | 7760 | 17 | 5.92 | Residential | No | Behind the Meter | SEA BRIGHT SOLAR, LLC | JCP&L | Accepted | 2019-05-02 | 2019-05-08 | 2020-05-08 | TESLA | POWERWALL2 | Electric Storage Battery |  |  | 1 |  |  |  | Lithium Ion |  | OUTSIDE
Solar Registration Program | NJSRRE1542501974 | Galloway | 8205 | 19 | 5.92 | Residential | Yes | Behind the Meter | Castle Energy, LLC | AC Electric | Accepted | 2019-10-03 | 2019-10-08 | 2020-10-08 | SunPower | SPR-X22-370-C-AC | Solar Panels |  | 0.37 | 16 | 282 | 18 |  | Fixed | Roof
Solar Registration Program | NJSRRE1542501974 | Galloway | 8205 | 19 | 5.92 | Residential | Yes | Behind the Meter | Castle Energy, LLC | AC Electric | Accepted | 2019-10-03 | 2019-10-08 | 2020-10-08 | SunPower | SPR-X22-370-C-AC Type E | Inverters | 320 |  | 16 |  |  | 0.975 |  | Outside | on the rooftop under each solar panel
Solar Registration Program | NJSRRE1542541546 | Jersey City | 7304 | 8 | 5.92 | Residential | No | Behind the Meter | Green House Solar | PSE&G | Accepted | 2019-10-14 | 2019-10-16 | 2020-10-16 | Sunpower | SPR-X22-370-E-AC | Solar Panels |  | 0.37 | 6 | 303 | 34 |  | Fixed | Roof
Solar Registration Program | NJSRRE1542541546 | Jersey City | 7304 | 8 | 5.92 | Residential | No | Behind the Meter | Green House Solar | PSE&G | Accepted | 2019-10-14 | 2019-10-16 | 2020-10-16 | Sunpower | SPR-X22-370-E-AC | Solar Panels |  | 0.37 | 10 | 123 | 34 |  | Fixed | Roof
Solar Registration Program | NJSRRE1542541546 | Jersey City | 7304 | 8 | 5.92 | Residential | No | Behind the Meter | Green House Solar | PSE&G | Accepted | 2019-10-14 | 2019-10-16 | 2020-10-16 | Sunpower | SPR-X22-370-E-AC | Inverters | 315 |  | 16 |  |  | 0.975 |  | Other | Panel Mounted
Solar Registration Program | NJSRRE1542543908 | Nutley | 7110 | 9 | 5.92 | Residential | No | Behind the Meter | GenRenew, LLC | PSE&G | Accepted | 2019-10-15 | 2019-10-17 | 2020-10-17 | Sunpower | SPR-X22-370-E-AC | Solar Panels |  | 0.37 | 4 | 203 | 25 |  | Fixed | Roof
Solar Registration Program | NJSRRE1542543908 | Nutley | 7110 | 9 | 5.92 | Residential | No | Behind the Meter | GenRenew, LLC | PSE&G | Accepted | 2019-10-15 | 2019-10-17 | 2020-10-17 | Sunpower | SPR-X22-370-E-AC | Solar Panels |  | 0.37 | 6 | 293 | 25 |  | Fixed | Roof
Solar Registration Program | NJSRRE1542543908 | Nutley | 7110 | 9 | 5.92 | Residential | No | Behind the Meter | GenRenew, LLC | PSE&G | Accepted | 2019-10-15 | 2019-10-17 | 2020-10-17 | Sunpower | SPR-X22-370-E-AC | Solar Panels |  | 0.37 | 4 | 113 | 25 |  | Fixed | Roof
Solar Registration Program | NJSRRE1542543908 | Nutley | 7110 | 9 | 5.92 | Residential | No | Behind the Meter | GenRenew, LLC | PSE&G | Accepted | 2019-10-15 | 2019-10-17 | 2020-10-17 | Sunpower | SPR-X22-370-E-AC | Solar Panels |  | 0.37 | 2 | 203 | 25 |  | Fixed | Roof
Solar Registration Program | NJSRRE1542543908 | Nutley | 7110 | 9 | 5.92 | Residential | No | Behind the Meter | GenRenew, LLC | PSE&G | Accepted | 2019-10-15 | 2019-10-17 | 2020-10-17 | Sunpower | MI-E-320-US208/240 | Inverters | 320 |  | 16 |  |  | 0.96 |  | Outdoor | microinverters under modules
Solar Registration Program | NJSRRE1542728263 | ATCO | 8089 | 14 | 5.92 | Residential | No | Behind the Meter | SEA BRIGHT SOLAR, LLC | AC Electric | Accepted | 2019-10-29 | 2019-10-31 | 2020-10-31 | SUNPOWER | SPR-X22-370-C-AC | Solar Panels |  | 0.37 | 16 | 152 | 25 |  | Fixed | Roof | SE
Solar Registration Program | NJSRRE1542728263 | ATCO | 8089 | 14 | 5.92 | Residential | No | Behind the Meter | SEA BRIGHT SOLAR, LLC | AC Electric | Accepted | 2019-10-29 | 2019-10-31 | 2020-10-31 | SUNPOWER | SPR-X22-370-C-AC | Inverters | 320 |  | 16 |  |  | 0.96 |  | Outside | BENEATH ARRAY
Solar Registration Program | NJSRRE1540304642 | North Bergen Twp | 7047 | 8 | 5.94 | Residential | Yes | Behind the Meter | Sunrun Installation Services, Inc. | PSE&G | Accepted | 2019-01-31 | 2019-02-01 | 2020-02-01 | LG Electronics | LG330N1C-A5 | Solar Panels |  | 0.33 | 18 | 122 | 10 |  | Fixed | Roof
Solar Registration Program | NJSRRE1540304642 | North Bergen Twp | 7047 | 8 | 5.94 | Residential | Yes | Behind the Meter | Sunrun Installation Services, Inc. | PSE&G | Accepted | 2019-01-31 | 2019-02-01 | 2020-02-01 | SMA America | SB5.0-1SP-US-40 | Inverters | 5000 |  | 1 |  |  | 0.96 |  | Outdoor | Next To Meter
Solar Registration Program | NJSRRE1540397138 | Old Bridge | 8857 | 11 | 5.94 | Residential | No | Behind the Meter | Sunrun Installation Services, Inc. | JCP&L | Accepted | 2019-02-26 | 2019-02-27 | 2020-02-27 | LG Electronics | LG330N1C-A5 | Solar Panels |  | 0.33 | 18 | 184 | 23 |  | Fixed | Roof
Solar Registration Program | NJSRRE1540397138 | Old Bridge | 8857 | 11 | 5.94 | Residential | No | Behind the Meter | Sunrun Installation Services, Inc. | JCP&L | Accepted | 2019-02-26 | 2019-02-27 | 2020-02-27 | SMA America | SB5.0-1SP-US-40 | Inverters | 5000 |  | 1 |  |  | 0.96 |  | Outdoor | Next To Meter
Solar Registration Program | NJSRRE1540892061 | Denville | 7834 | 3 | 5.94 | Residential | No | Behind the Meter | Sunrun Installation Services, Inc. | JCP&L | Accepted | 2019-04-24 | 2019-04-26 | 2020-04-26 | LG Electronics | LG330N1C-A5 | Solar Panels |  | 0.33 | 15 | 119 | 34 |  | Fixed | Roof
Solar Registration Program | NJSRRE1540892061 | Denville | 7834 | 3 | 5.94 | Residential | No | Behind the Meter | Sunrun Installation Services, Inc. | JCP&L | Accepted | 2019-04-24 | 2019-04-26 | 2020-04-26 | LG Electronics | LG330N1C-A5 | Solar Panels |  | 0.33 | 3 | 209 | 40 |  | Fixed | Roof
Solar Registration Program | NJSRRE1540892061 | Denville | 7834 | 3 | 5.94 | Residential | No | Behind the Meter | Sunrun Installation Services, Inc. | JCP&L | Accepted | 2019-04-24 | 2019-04-26 | 2020-04-26 | SolarEdge Technologies | SE5000H-USRGM | Inverters | 5000 |  | 1 |  |  | 0.96 |  | Outdoor | Next To Meter
Solar Registration Program | NJSRRE1541537039 | Clifton City | 7013 | 6 | 5.94 | Residential | Yes | Behind the Meter | Sunrun Installation Services, Inc. | PSE&G | Accepted | 2019-07-02 | 2019-07-05 | 2020-07-05 | LG Electronics | LG330N1C-A5 | Solar Panels |  | 0.33 | 18 | 221 | 34 |  | Fixed | Roof
Solar Registration Program | NJSRRE1541537039 | Clifton City | 7013 | 6 | 5.94 | Residential | Yes | Behind the Meter | Sunrun Installation Services, Inc. | PSE&G | Accepted | 2019-07-02 | 2019-07-05 | 2020-07-05 | SolarEdge Technologies | SE7600A-USS2RGM | Inverters | 7600 |  | 1 |  |  | 0.96 |  | Outdoor | Next To Meter
Solar Registration Program | NJSRRE1541699026 | Ewing Township | 8638 | 12 | 5.94 | Residential | Yes | Behind the Meter | Sunrun Installation Services, Inc. | PSE&G | Accepted | 2019-07-24 | 2019-07-26 | 2020-07-26 | LG Electronics | LG330N1C-A5 | Solar Panels |  | 0.33 | 18 | 189 | 27 |  | Fixed | Roof
Solar Registration Program | NJSRRE1541699026 | Ewing Township | 8638 | 12 | 5.94 | Residential | Yes | Behind the Meter | Sunrun Installation Services, Inc. | PSE&G | Accepted | 2019-07-24 | 2019-07-26 | 2020-07-26 | Ningbo Ginlong Technologies | Solis-1P4.6K-4G-US | Inverters | 4600 |  | 1 |  |  | 0.96 |  | Outdoor | Next To Meter
Solar Registration Program | NJSRRE1541850926 | Lumberton | 8048 | 13 | 5.94 | Residential | No | Behind the Meter | Green Power Energy | PSE&G | Accepted | 2019-08-16 | 2019-08-23 | 2020-08-23 | Panasonic | VBHN330SA17 | Solar Panels |  | 0.33 | 18 | 223 | 23 |  | Fixed | Roof
Solar Registration Program | NJSRRE1541850926 | Lumberton | 8048 | 13 | 5.94 | Residential | No | Behind the Meter | Green Power Energy | PSE&G | Accepted | 2019-08-16 | 2019-08-23 | 2020-08-23 | Solar Edge | SE5000H-US | Inverters | 5000 |  | 1 |  |  | 0.97 |  | Outside | next to meter
Solar Registration Program | NJSRRE1541887856 | South Plainfield | 7080 | 11 | 5.94 | Residential | No | Behind the Meter | Green Power Energy | PSE&G | Accepted | 2019-08-27 | 2019-08-29 | 2020-08-29 | Panasonic | VBHN330SA17 | Solar Panels |  | 0.33 | 18 | 247 | 27 |  | Fixed | Roof
Solar Registration Program | NJSRRE1541887856 | South Plainfield | 7080 | 11 | 5.94 | Residential | No | Behind the Meter | Green Power Energy | PSE&G | Accepted | 2019-08-27 | 2019-08-29 | 2020-08-29 | Solar Edge | SE6000H-US | Inverters | 6000 |  | 1 |  |  | 0.97 |  | Outside | next to meter
Solar Registration Program | NJSRRE1542412788 | Belleville Twp | 7109 | 9 | 5.94 | Residential | No | Behind the Meter | Sunrun Installation Services, Inc. | PSE&G | Accepted | 2019-09-17 | 2019-09-20 | 2020-09-20 | LG Electronics | LG330N1C-A5 | Solar Panels |  | 0.33 | 18 | 108 | 40 |  | Fixed | Roof
Solar Registration Program | NJSRRE1542412788 | Belleville Twp | 7109 | 9 | 5.94 | Residential | No | Behind the Meter | Sunrun Installation Services, Inc. | PSE&G | Accepted | 2019-09-17 | 2019-09-20 | 2020-09-20 | Ningbo Ginlong Technologies | Solis-1P4.6K-4G-US | Inverters | 4600 |  | 1 |  |  | 0.96 |  | Outdoor | Next To Meter
Solar Registration Program | NJSRRE1542501298 | MOUNT LAUREL | 8054 | 13 | 5.94 | Residential | No | Behind the Meter | Amped On Solar LLC | PSE&G | Final As-Built Received | 2019-10-03 | 2019-10-08 | 2020-10-08 | PANASONIC | VBHN330SA17 | Solar Panels |  | 0.33 | 18 | 200 | 26 |  | Fixed | Roof
Solar Registration Program | NJSRRE1542501298 | MOUNT LAUREL | 8054 | 13 | 5.94 | Residential | No | Behind the Meter | Amped On Solar LLC | PSE&G | Final As-Built Received | 2019-10-03 | 2019-10-08 | 2020-10-08 | ENPHASE | IQ7X | Inverters | 5760 |  | 18 |  |  | 0.975 |  | Outside | ON RACKING
Solar Registration Program | NJSRRE1542501298 | MOUNT LAUREL | 8054 | 13 | 5.94 | Residential | No | Behind the Meter | Amped On Solar LLC | PSE&G | Final As-Built Received | 2019-10-03 | 2019-10-08 | 2020-10-08 | ENPHASE | ENLIGHTEN | Meters |  |  | 1 |  |  |  | Yes
Solar Registration Program | NJSRRE1542505507 | Frenchtown | 8825 | 4 | 5.94 | Residential | No | Behind the Meter | Green Power Energy | JCP&L | Accepted | 2019-10-04 | 2019-10-08 | 2020-10-08 | Panasonic | VBHN330SA17 | Solar Panels |  | 0.33 | 18 | 151 | 34 |  | Fixed | Roof
Solar Registration Program | NJSRRE1542505507 | Frenchtown | 8825 | 4 | 5.94 | Residential | No | Behind the Meter | Green Power Energy | JCP&L | Accepted | 2019-10-04 | 2019-10-08 | 2020-10-08 | Solar Edge | SE6000H-US | Inverters | 6000 |  | 1 |  |  | 0.97 |  | Outside | next to meter
Solar Registration Program | NJSRRE1542525196 | Long Beach Township | 8008 | 18 | 5.94 | Residential | No | Behind the Meter | MOORE ENERGY LLC | AC Electric | Accepted | 2019-10-18 | 2019-10-22 | 2020-10-22 | Winaico | MX330 | Solar Panels |  | 0.33 | 18 | 208 | 30 |  | Fixed | Roof
Solar Registration Program | NJSRRE1542525196 | Long Beach Township | 8008 | 18 | 5.94 | Residential | No | Behind the Meter | MOORE ENERGY LLC | AC Electric | Accepted | 2019-10-18 | 2019-10-22 | 2020-10-22 | Solar Edge | SE240 | Meters |  |  | 1 |  |  |  | Yes | Outdoor
Solar Registration Program | NJSRRE1542525196 | Long Beach Township | 8008 | 18 | 5.94 | Residential | No | Behind the Meter | MOORE ENERGY LLC | AC Electric | Accepted | 2019-10-18 | 2019-10-22 | 2020-10-22 | Solar Edge | SE5000H-US | Inverters | 5000 |  | 1 |  |  | 0.992 |  | Outside | outside
Solar Registration Program | NJSRRE1542575135 | Franklin Township | 8873 | 5 | 5.94 | Residential | No | Behind the Meter | Green Power Energy | PSE&G | Accepted | 2019-10-22 | 2019-10-24 | 2020-10-24 | Panasonic | VBHN330SA17 | Solar Panels |  | 0.33 | 18 | 217 | 30 |  | Fixed | Roof
Solar Registration Program | NJSRRE1542575135 | Franklin Township | 8873 | 5 | 5.94 | Residential | No | Behind the Meter | Green Power Energy | PSE&G | Accepted | 2019-10-22 | 2019-10-24 | 2020-10-24 | SolarEdge | SE5000H-US | Inverters | 5000 |  | 1 |  |  | 0.97 |  | Outside | next to meter
Solar Registration Program | NJSRRE1542909763 | Monroe Township | 8831 | 11 | 5.94 | Residential | No | Behind the Meter | Sunrun Installation Services, Inc. | JCP&L | Accepted | 2019-11-04 | 2019-11-06 | 2020-11-06 | LG Electronics | LG330N1C-A5 | Solar Panels |  | 0.33 | 9 | 197 | 18 |  | Fixed | Roof
Solar Registration Program | NJSRRE1542909763 | Monroe Township | 8831 | 11 | 5.94 | Residential | No | Behind the Meter | Sunrun Installation Services, Inc. | JCP&L | Accepted | 2019-11-04 | 2019-11-06 | 2020-11-06 | LG Electronics | LG330N1C-A5 | Solar Panels |  | 0.33 | 9 | 196 | 34 |  | Fixed | Roof
Solar Registration Program | NJSRRE1542909763 | Monroe Township | 8831 | 11 | 5.94 | Residential | No | Behind the Meter | Sunrun Installation Services, Inc. | JCP&L | Accepted | 2019-11-04 | 2019-11-06 | 2020-11-06 | Delta Electronics | M5-TL-US | Inverters | 4800 |  | 1 |  |  | 0.96 |  | Outdoor | Next To Meter
Solar Registration Program | NJSRRE1543040909 | VILLAS | 8251 | 21 | 5.94 | Residential | No | Behind the Meter | Amped On Solar LLC | AC Electric | Accepted | 2019-11-06 | 2019-11-08 | 2020-11-08 | PANASONIC | VBHN330SA17E | Solar Panels |  | 0.33 | 18 | 97 | 26 |  | Fixed | Roof
Solar Registration Program | NJSRRE1543040909 | VILLAS | 8251 | 21 | 5.94 | Residential | No | Behind the Meter | Amped On Solar LLC | AC Electric | Accepted | 2019-11-06 | 2019-11-08 | 2020-11-08 | ENPHASE | IQ7X | Inverters | 0.315 |  | 18 |  |  | 0.975 |  | Outdoor | ON RACKING
Solar Registration Program | NJSRRE1543208056 | Glassboro | 8028 | 15 | 5.94 | Residential | No | Behind the Meter | Kaitanna Solar, LLC | AC Electric | Accepted | 2019-11-13 | 2019-11-18 | 2020-11-18 | Canadian Solar | 330 | Solar Panels |  | 0.33 | 18 | 226 | 26 |  | Fixed | Roof
Solar Registration Program | NJSRRE1543208056 | Glassboro | 8028 | 15 | 5.94 | Residential | No | Behind the Meter | Kaitanna Solar, LLC | AC Electric | Accepted | 2019-11-13 | 2019-11-18 | 2020-11-18 | Enphase | IQ7 | Inverters | 240 |  | 18 |  |  | 0.97 |  | Outdoor | Under Module
Solar Registration Program | NJSRRE1543208056 | Glassboro | 8028 | 15 | 5.94 | Residential | No | Behind the Meter | Kaitanna Solar, LLC | AC Electric | Accepted | 2019-11-13 | 2019-11-18 | 2020-11-18 | Enphase | Envoy S | Meters |  |  | 1 |  |  |  | Yes | Outdoor
Solar Registration Program | NJSRRE1540232836 | South Amboy | 8879 | 11 | 5.95 | Residential | Yes | Behind the Meter | Sunrun Installation Services, Inc. | JCP&L | Accepted | 2019-01-10 | 2019-01-15 | 2020-01-15 | LG Electronics | LG350Q1C-A5 | Solar Panels |  | 0.35 | 8 | 33 | 37 |  | Fixed | Roof
Solar Registration Program | NJSRRE1540232836 | South Amboy | 8879 | 11 | 5.95 | Residential | Yes | Behind the Meter | Sunrun Installation Services, Inc. | JCP&L | Accepted | 2019-01-10 | 2019-01-15 | 2020-01-15 | LG Electronics | LG350Q1C-A5 | Solar Panels |  | 0.35 | 9 | 213 | 37 |  | Fixed | Roof
Solar Registration Program | NJSRRE1540232836 | South Amboy | 8879 | 11 | 5.95 | Residential | Yes | Behind the Meter | Sunrun Installation Services, Inc. | JCP&L | Accepted | 2019-01-10 | 2019-01-15 | 2020-01-15 | SMA America | SB5.0-1SP-US-40 | Inverters | 5000 |  | 1 |  |  | 0.96 |  | Outdoor | Next To Meter
Solar Registration Program | NJSRRE1542578562 | Clifton City | 7011 | 6 | 5.95 | Residential | No | Behind the Meter | SunnyMac LLC | PSE&G | Accepted | 2019-10-23 | 2019-10-25 | 2020-10-25 | SunPower | SPR-X21-350 | Solar Panels |  | 0.35 | 17 | 165 | 40 |  | Fixed | Roof
Solar Registration Program | NJSRRE1542578562 | Clifton City | 7011 | 6 | 5.95 | Residential | No | Behind the Meter | SunnyMac LLC | PSE&G | Accepted | 2019-10-23 | 2019-10-25 | 2020-10-25 | Enphase | IQ7XS-96-ACM-US | Inverters | 0.315 |  | 17 |  |  | 0.99 |  | Outdoor | roof
Solar Registration Program | NJSRRE1539708280 | Jersey City | 7304 | 8 | 5.99 | Residential | Yes | Behind the Meter | Suntuity Solar LLC | PSE&G | Accepted | 2018-10-30 | 2018-11-01 | 2020-05-01 | Hanwha Solar | Q-Cells 315 Mono | Solar Panels |  | 0.315 | 19 | 212 | 5 |  | Fixed | Roof
Solar Registration Program | NJSRRE1539708280 | Jersey City | 7304 | 8 | 5.99 | Residential | Yes | Behind the Meter | Suntuity Solar LLC | PSE&G | Accepted | 2018-10-30 | 2018-11-01 | 2020-05-01 | Enphase Energy | IQ7-60-2-US | Inverters | 240 |  | 19 |  |  | 0.97 |  | Outdoor | Behind the PV Modules
Solar Registration Program | NJSRRE1540253642 | Moorestown | 8057 | 13 | 5.99 | Residential | Yes | Behind the Meter | Trinity Solar | PSE&G | Accepted | 2019-01-17 | 2019-01-28 | 2020-01-28 | HANWHA | Q.PEAK DUO BLK-G5 315 | Solar Panels |  | 0.315 | 19 | 130 | 22 |  | Fixed | Roof
Solar Registration Program | NJSRRE1540253642 | Moorestown | 8057 | 13 | 5.99 | Residential | Yes | Behind the Meter | Trinity Solar | PSE&G | Accepted | 2019-01-17 | 2019-01-28 | 2020-01-28 | Solar Edge | SE5000H-US000NNC2 | Inverters | 5000 |  | 1 |  |  | 0.97 |  | Outdoor | side of home
Solar Registration Program | NJSRRE1540284460 | Somerset | 8873 | 5 | 5.99 | Residential | Yes | Behind the Meter | Pro Custom Solar dba Momentum Solar | PSE&G | Accepted | 2019-01-24 | 2019-01-28 | 2020-01-28 | HANWHA | Q.PEAK DUO BLK-G5 315 | Solar Panels |  | 0.315 | 6 | 129 | 38 |  | Fixed | Roof
Solar Registration Program | NJSRRE1540284460 | Somerset | 8873 | 5 | 5.99 | Residential | Yes | Behind the Meter | Pro Custom Solar dba Momentum Solar | PSE&G | Accepted | 2019-01-24 | 2019-01-28 | 2020-01-28 | HANWHA | Q.PEAK DUO BLK-G5 315 | Solar Panels |  | 0.315 | 13 | 219 | 9 |  | Fixed | Roof
Solar Registration Program | NJSRRE1540284460 | Somerset | 8873 | 5 | 5.99 | Residential | Yes | Behind the Meter | Pro Custom Solar dba Momentum Solar | PSE&G | Accepted | 2019-01-24 | 2019-01-28 | 2020-01-28 | ENPHASE | IQ7-60-2-US | Inverters | 250 |  | 19 |  |  | 0.97 |  | Outdoor | ROOF
Solar Registration Program | NJSRRE1540287650 | Paulsboro | 8066 | 15 | 5.99 | Residential | Yes | Behind the Meter | Vivint Solar Developer, LLC | AC Electric | Accepted | 2019-01-28 | 2019-01-29 | 2020-01-29 | Solar Edge | SE7600H-US | Inverters | 7600 |  | 1 |  |  | 0.992 |  | Outdoor | Near the Utility Meter
Solar Registration Program | NJSRRE1540287650 | Paulsboro | 8066 | 15 | 5.99 | Residential | Yes | Behind the Meter | Vivint Solar Developer, LLC | AC Electric | Accepted | 2019-01-28 | 2019-01-29 | 2020-01-29 | Hanwha Solar | Q.PEAK DUO BLK-G5 315 | Solar Panels |  | 0.315 | 19 | 187 | 36 |  | Fixed | Roof
Solar Registration Program | NJSRRE1540292286 | South Amboy | 8879 | 11 | 5.99 | Residential | Yes | Behind the Meter | Vivint Solar Developer, LLC | JCP&L | Accepted | 2019-01-29 | 2019-01-30 | 2020-01-30 | Hanwha Solar | Q.Peak BLK G5-315 | Solar Panels |  | 0.315 | 17 | 304 | 17 |  | Fixed | Roof
Solar Registration Program | NJSRRE1540292286 | South Amboy | 8879 | 11 | 5.99 | Residential | Yes | Behind the Meter | Vivint Solar Developer, LLC | JCP&L | Accepted | 2019-01-29 | 2019-01-30 | 2020-01-30 | Hanwha Solar | Q.Peak BLK-G5 315 | Solar Panels |  | 0.315 | 2 | 124 | 17 |  | Fixed | Roof
Solar Registration Program | NJSRRE1540292286 | South Amboy | 8879 | 11 | 5.99 | Residential | Yes | Behind the Meter | Vivint Solar Developer, LLC | JCP&L | Accepted | 2019-01-29 | 2019-01-30 | 2020-01-30 | Solar Edge | SE7600H-US | Inverters | 7600 |  | 1 |  |  | 0.992 |  | Outdoor | Near the Utility Meter.
Solar Registration Program | NJSRRE1540304896 | Pennsauken | 8110 | 14 | 5.99 | Residential | Yes | Behind the Meter | Vivint Solar Developer, LLC | JCP&L | Accepted | 2019-02-01 | 2019-02-01 | 2020-02-01 | Hanwha Solar | Q.Peak BLK-G5 315 | Solar Panels |  | 0.315 | 19 | 30 | 2 |  | Fixed | Roof
Solar Registration Program | NJSRRE1540304896 | Pennsauken | 8110 | 14 | 5.99 | Residential | Yes | Behind the Meter | Vivint Solar Developer, LLC | JCP&L | Accepted | 2019-02-01 | 2019-02-01 | 2020-02-01 | Solar Edge | SE7600H-US | Inverters | 7600 |  | 1 |  |  | 0.992 |  | Outdoor | Near the Utility Meter.
Solar Registration Program | NJSRRE1540311706 | Metuchen | 8840 | 11 | 5.99 | Residential | No | Behind the Meter | Vivint Solar Developer, LLC | PSE&G | Accepted | 2019-02-05 | 2019-02-05 | 2020-02-05 | Hanwha Solar | Q.Peak BLK-G5 315 | Solar Panels |  | 0.315 | 13 | 184 | 42 |  | Fixed | Roof
Solar Registration Program | NJSRRE1540311706 | Metuchen | 8840 | 11 | 5.99 | Residential | No | Behind the Meter | Vivint Solar Developer, LLC | PSE&G | Accepted | 2019-02-05 | 2019-02-05 | 2020-02-05 | Hanwha Solar | Q.Peak BLK-G5 315 | Solar Panels |  | 0.315 | 6 | 94 | 32 |  | Fixed | Roof
Solar Registration Program | NJSRRE1540311706 | Metuchen | 8840 | 11 | 5.99 | Residential | No | Behind the Meter | Vivint Solar Developer, LLC | PSE&G | Accepted | 2019-02-05 | 2019-02-05 | 2020-02-05 | Solar Edge | SE7600H-US | Inverters | 7600 |  | 1 |  |  | 0.992 |  | Outdoor | Near the Utility Meter.
Solar Registration Program | NJSRRE1540313243 | North Arlington | 7031 | 7 | 5.99 | Residential | Yes | Behind the Meter | Vivint Solar Developer, LLC | PSE&G | Accepted | 2019-02-05 | 2019-02-05 | 2020-02-05 | Hanwha Solar | Q.Peak BLK-G5 315 | Solar Panels |  | 0.315 | 10 | 212 | 19 |  | Fixed | Roof
Solar Registration Program | NJSRRE1540313243 | North Arlington | 7031 | 7 | 5.99 | Residential | Yes | Behind the Meter | Vivint Solar Developer, LLC | PSE&G | Accepted | 2019-02-05 | 2019-02-05 | 2020-02-05 | Hanwha Solar | Q.Peak BLK-G5 315 | Solar Panels |  | 0.315 | 9 | 32 | 19 |  | Fixed | Roof
Solar Registration Program | NJSRRE1540313243 | North Arlington | 7031 | 7 | 5.99 | Residential | Yes | Behind the Meter | Vivint Solar Developer, LLC | PSE&G | Accepted | 2019-02-05 | 2019-02-05 | 2020-02-05 | Solar Edge | SE7600H-US | Inverters | 7600 |  | 1 |  |  | 0.992 |  | Outdoor | Near the Utility Meter.
Solar Registration Program | NJSRRE1540318474 | Roselle Park | 7204 | 10 | 5.99 | Residential | No | Behind the Meter | Trinity Solar | PSE&G | Accepted | 2019-02-04 | 2019-02-05 | 2020-02-05 | Hanwha 315 | Q.PEAK DUO BLK-G5 315 | Solar Panels |  | 0.315 | 19 | 232 | 23 |  | Fixed | Roof
Solar Registration Program | NJSRRE1540318474 | Roselle Park | 7204 | 10 | 5.99 | Residential | No | Behind the Meter | Trinity Solar | PSE&G | Accepted | 2019-02-04 | 2019-02-05 | 2020-02-05 | Solar Edge | SE5000H-US | Inverters | 5000 |  | 1 |  |  | 0.97 |  | Outside | Side of home
Solar Registration Program | NJSRRE1540358375 | Burlington | 8016 | 13 | 5.99 | Residential | Yes | Behind the Meter | Trinity Solar | PSE&G | Accepted | 2019-02-13 | 2019-02-18 | 2020-02-18 | HANWHA | Q.PEAK DUO BLK-G5 315 | Solar Panels |  | 0.315 | 4 | 111 | 23 |  | Fixed | Roof
Solar Registration Program | NJSRRE1540358375 | Burlington | 8016 | 13 | 5.99 | Residential | Yes | Behind the Meter | Trinity Solar | PSE&G | Accepted | 2019-02-13 | 2019-02-18 | 2020-02-18 | HANWHA | Q.PEAK DUO BLK-G5 315 | Solar Panels |  | 0.315 | 15 | 111 | 18 |  | Fixed | Roof
Solar Registration Program | NJSRRE1540358375 | Burlington | 8016 | 13 | 5.99 | Residential | Yes | Behind the Meter | Trinity Solar | PSE&G | Accepted | 2019-02-13 | 2019-02-18 | 2020-02-18 | Solar Edge | SE5000H-US000NNC2 | Inverters | 5000 |  | 1 |  |  | 0.97 |  | Outdoor | side of home
Solar Registration Program | NJSRRE1540397040 | Bellmawr | 8031 | 14 | 5.99 | Residential | Yes | Behind the Meter | Trinity Solar | PSE&G | Accepted | 2019-02-26 | 2019-02-27 | 2020-02-27 | Hanwha 315 | Q.PEAK DUO BLK-G5 315 | Solar Panels |  | 0.315 | 13 | 241 | 23 |  | Fixed | Roof
Solar Registration Program | NJSRRE1540397040 | Bellmawr | 8031 | 14 | 5.99 | Residential | Yes | Behind the Meter | Trinity Solar | PSE&G | Accepted | 2019-02-26 | 2019-02-27 | 2020-02-27 | Hanwha 315 | Q.PEAK DUO BLK-G5 315 | Solar Panels |  | 0.315 | 6 | 151 | 23 |  | Fixed | Roof
Solar Registration Program | NJSRRE1540397040 | Bellmawr | 8031 | 14 | 5.99 | Residential | Yes | Behind the Meter | Trinity Solar | PSE&G | Accepted | 2019-02-26 | 2019-02-27 | 2020-02-27 | Solar Edge | SE5000H-US | Inverters | 5000 |  | 1 |  |  | 0.97 |  | Outside | Side of home
Solar Registration Program | NJSRRE1540458781 | New Brunswick | 8901 | 11 | 5.99 | Residential | No | Behind the Meter | Trinity Solar | PSE&G | Accepted | 2019-03-07 | 2019-03-08 | 2020-03-08 | Hanwha | Q.PEAK DUO BLK-G5 315 | Solar Panels |  | 0.315 | 10 | 219 | 21 |  | Fixed | Roof
Solar Registration Program | NJSRRE1540458781 | New Brunswick | 8901 | 11 | 5.99 | Residential | No | Behind the Meter | Trinity Solar | PSE&G | Accepted | 2019-03-07 | 2019-03-08 | 2020-03-08 | Hanwha | Q.PEAK DUO BLK-G5 315 | Solar Panels |  | 0.315 | 9 | 219 | 32 |  | Fixed | Roof
Solar Registration Program | NJSRRE1540458781 | New Brunswick | 8901 | 11 | 5.99 | Residential | No | Behind the Meter | Trinity Solar | PSE&G | Accepted | 2019-03-07 | 2019-03-08 | 2020-03-08 | Solar Edge | SE5000 | Inverters | 5000 |  | 1 |  |  | 0.97 |  | Outside | side of home
Solar Registration Program | NJSRRE1540496735 | Kendall Park | 8824 | 11 | 5.99 | Residential | Yes | Behind the Meter | Vivint Solar Developer, LLC | PSE&G | Accepted | 2019-03-18 | 2019-03-19 | 2020-03-19 | Hanwha Solar | Q.PEAK BLK-G5 315 | Solar Panels |  | 0.315 | 8 | 20 | 27 |  | Fixed | Roof
Solar Registration Program | NJSRRE1540496735 | Kendall Park | 8824 | 11 | 5.99 | Residential | Yes | Behind the Meter | Vivint Solar Developer, LLC | PSE&G | Accepted | 2019-03-18 | 2019-03-19 | 2020-03-19 | Hanwha Solar | Q.PEAK BLK-G5 315 | Solar Panels |  | 0.315 | 11 | 200 | 27 |  | Fixed | Roof
Solar Registration Program | NJSRRE1540496735 | Kendall Park | 8824 | 11 | 5.99 | Residential | Yes | Behind the Meter | Vivint Solar Developer, LLC | PSE&G | Accepted | 2019-03-18 | 2019-03-19 | 2020-03-19 | Solar Edge | SE7600H-US | Inverters | 7600 |  | 1 |  |  | 0.992 |  | Outdoor | Near the Utility Meter
Solar Registration Program | NJSRRE1540721218 | Point Pleasant | 8742 | 18 | 5.99 | Residential | Yes | Behind the Meter | Trinity Solar | JCP&L | Accepted | 2019-03-26 | 2019-03-27 | 2020-03-27 | Hanwha 315 | Q.PEAK DUO BLK-G5 315 | Solar Panels |  | 0.315 | 11 | 208 | 23 |  | Fixed | Roof
Solar Registration Program | NJSRRE1540721218 | Point Pleasant | 8742 | 18 | 5.99 | Residential | Yes | Behind the Meter | Trinity Solar | JCP&L | Accepted | 2019-03-26 | 2019-03-27 | 2020-03-27 | Hanwha 315 | Q.PEAK DUO BLK-G5 315 | Solar Panels |  | 0.315 | 6 | 208 | 23 |  | Fixed | Roof
Solar Registration Program | NJSRRE1540721218 | Point Pleasant | 8742 | 18 | 5.99 | Residential | Yes | Behind the Meter | Trinity Solar | JCP&L | Accepted | 2019-03-26 | 2019-03-27 | 2020-03-27 | Hanwha 315 | Q.PEAK DUO BLK-G5 315 | Solar Panels |  | 0.315 | 2 | 118 | 23 |  | Fixed | Roof
Solar Registration Program | NJSRRE1540721218 | Point Pleasant | 8742 | 18 | 5.99 | Residential | Yes | Behind the Meter | Trinity Solar | JCP&L | Accepted | 2019-03-26 | 2019-03-27 | 2020-03-27 | Solar Edge | SE5000H-US | Inverters | 5000 |  | 1 |  |  | 0.97 |  | Outside | side of home
Solar Registration Program | NJSRRE1540743434 | Edison | 8820 | 11 | 5.99 | Residential | Yes | Behind the Meter | Vivint Solar Developer, LLC | PSE&G | Accepted | 2019-04-02 | 2019-04-02 | 2020-04-02 | Hanwha Solar | Q.Peak BLK-G5 315 | Solar Panels |  | 0.315 | 5 | 354 | 21 |  | Fixed | Roof
Solar Registration Program | NJSRRE1540743434 | Edison | 8820 | 11 | 5.99 | Residential | Yes | Behind the Meter | Vivint Solar Developer, LLC | PSE&G | Accepted | 2019-04-02 | 2019-04-02 | 2020-04-02 | Hanwha Solar | Q.Peak BLK-G5 315 | Solar Panels |  | 0.315 | 14 | 174 | 21 |  | Fixed | Roof
Solar Registration Program | NJSRRE1540743434 | Edison | 8820 | 11 | 5.99 | Residential | Yes | Behind the Meter | Vivint Solar Developer, LLC | PSE&G | Accepted | 2019-04-02 | 2019-04-02 | 2020-04-02 | Solar Edge | SE7600H-US | Inverters | 7600 |  | 1 |  |  | 0.992 |  | Outdoor | Near the Utility Meter.
Solar Registration Program | NJSRRE1540755916 | North Wildwood | 8260 | 21 | 5.99 | Residential | Yes | Behind the Meter | Trinity Solar | AC Electric | Accepted | 2019-03-29 | 2019-04-01 | 2020-04-01 | Hanwha | Q.PEAK DUO BLK-G5 315 | Solar Panels |  | 0.315 | 6 | 133 | 27 |  | Fixed | Roof
Solar Registration Program | NJSRRE1540755916 | North Wildwood | 8260 | 21 | 5.99 | Residential | Yes | Behind the Meter | Trinity Solar | AC Electric | Accepted | 2019-03-29 | 2019-04-01 | 2020-04-01 | Hanwha | Q.PEAK DUO BLK-G5 315 | Solar Panels |  | 0.315 | 6 | 313 | 27 |  | Fixed | Roof
Solar Registration Program | NJSRRE1540755916 | North Wildwood | 8260 | 21 | 5.99 | Residential | Yes | Behind the Meter | Trinity Solar | AC Electric | Accepted | 2019-03-29 | 2019-04-01 | 2020-04-01 | Hanwha | Q.PEAK DUO BLK-G5 315 | Solar Panels |  | 0.315 | 2 | 313 | 34 |  | Fixed | Roof
Solar Registration Program | NJSRRE1540755916 | North Wildwood | 8260 | 21 | 5.99 | Residential | Yes | Behind the Meter | Trinity Solar | AC Electric | Accepted | 2019-03-29 | 2019-04-01 | 2020-04-01 | Hanwha | Q.PEAK DUO BLK-G5 315 | Solar Panels |  | 0.315 | 5 | 133 | 34 |  | Fixed | Roof
Solar Registration Program | NJSRRE1540755916 | North Wildwood | 8260 | 21 | 5.99 | Residential | Yes | Behind the Meter | Trinity Solar | AC Electric | Accepted | 2019-03-29 | 2019-04-01 | 2020-04-01 | Solar Edge | SE5000 | Inverters | 5000 |  | 1 |  |  | 0.97 |  | Outside | side of home
Solar Registration Program | NJSRRE1540817159 | EDISON | 8817 | 11 | 5.99 | Residential | Yes | Behind the Meter | Vivint Solar Developer, LLC | PSE&G | Accepted | 2019-04-04 | 2019-04-09 | 2020-04-09 | Hanwha Solar | Q.PEAK BLK-G5 315 | Solar Panels |  | 0.315 | 16 | 252 | 20 |  | Fixed | Roof
Solar Registration Program | NJSRRE1540817159 | EDISON | 8817 | 11 | 5.99 | Residential | Yes | Behind the Meter | Vivint Solar Developer, LLC | PSE&G | Accepted | 2019-04-04 | 2019-04-09 | 2020-04-09 | Hanwha Solar | Q.PEAK BLK-G5 315 | Solar Panels |  | 0.315 | 3 | 252 | 19 |  | Fixed | Roof
Solar Registration Program | NJSRRE1540817159 | EDISON | 8817 | 11 | 5.99 | Residential | Yes | Behind the Meter | Vivint Solar Developer, LLC | PSE&G | Accepted | 2019-04-04 | 2019-04-09 | 2020-04-09 | Solar Edge | SE7600H-US | Inverters | 7600 |  | 1 |  |  | 0.992 |  | Outdoor | Near the Utility Meter
Solar Registration Program | NJSRRE1540819850 | Whiting, | 8759 | 18 | 5.99 | Residential | Yes | Behind the Meter | Trinity Solar | JCP&L | Accepted | 2019-04-04 | 2019-05-01 | 2020-05-01 | HANWHA | Q.PEAK DUO BLK-G5 315 | Solar Panels |  | 0.315 | 4 | 269 | 27 |  | Fixed | Roof
Solar Registration Program | NJSRRE1540819850 | Whiting, | 8759 | 18 | 5.99 | Residential | Yes | Behind the Meter | Trinity Solar | JCP&L | Accepted | 2019-04-04 | 2019-05-01 | 2020-05-01 | HANWHA | Q.PEAK DUO BLK-G5 315 | Solar Panels |  | 0.315 | 15 | 269 | 27 |  | Double Axis | Roof
Solar Registration Program | NJSRRE1540819850 | Whiting, | 8759 | 18 | 5.99 | Residential | Yes | Behind the Meter | Trinity Solar | JCP&L | Accepted | 2019-04-04 | 2019-05-01 | 2020-05-01 | Solar Edge | SE5000H-US000NNC2 | Inverters | 5000 |  | 1 |  |  | 0.97 |  | Outdoor | side of home
Solar Registration Program | NJSRRE1540849158 | Orange | 7050 | 9 | 5.99 | Residential | Yes | Behind the Meter | Pro Custom Solar dba Momentum Solar | PSE&G | Accepted | 2019-04-12 | 2019-04-15 | 2020-04-15 | HANWHA | Q.PEAK DUO BLK-G5 315 | Solar Panels |  | 0.315 | 14 | 202 | 44 |  | Fixed | Roof
Solar Registration Program | NJSRRE1540849158 | Orange | 7050 | 9 | 5.99 | Residential | Yes | Behind the Meter | Pro Custom Solar dba Momentum Solar | PSE&G | Accepted | 2019-04-12 | 2019-04-15 | 2020-04-15 | HANWHA | Q.PEAK DUO BLK-G5 315 | Solar Panels |  | 0.315 | 5 | 22 | 44 |  | Fixed | Roof
Solar Registration Program | NJSRRE1540849158 | Orange | 7050 | 9 | 5.99 | Residential | Yes | Behind the Meter | Pro Custom Solar dba Momentum Solar | PSE&G | Accepted | 2019-04-12 | 2019-04-15 | 2020-04-15 | ENPHASE | IQ7-60-2-US | Inverters | 250 |  | 19 |  |  | 0.97 |  | Outdoor | Roof
Solar Registration Program | NJSRRE1540864170 | Nutley | 7110 | 9 | 5.99 | Residential | Yes | Behind the Meter | Vivint Solar Developer, LLC | PSE&G | Accepted | 2019-04-18 | 2019-04-22 | 2020-04-22 | Hanwha Solar | Q.PEAK BLK-G5 315 | Solar Panels |  | 0.315 | 13 | 126 | 33 |  | Fixed | Roof
Solar Registration Program | NJSRRE1540864170 | Nutley | 7110 | 9 | 5.99 | Residential | Yes | Behind the Meter | Vivint Solar Developer, LLC | PSE&G | Accepted | 2019-04-18 | 2019-04-22 | 2020-04-22 | Hanwha Solar | Q.PEAK BLK-G5 315 | Solar Panels |  | 0.315 | 6 | 126 | 33 |  | Fixed | Roof
Solar Registration Program | NJSRRE1540864170 | Nutley | 7110 | 9 | 5.99 | Residential | Yes | Behind the Meter | Vivint Solar Developer, LLC | PSE&G | Accepted | 2019-04-18 | 2019-04-22 | 2020-04-22 | Solar Edge | SE7600H-US | Inverters | 7600 |  | 1 |  |  | 0.992 |  | Outdoor | Near the Utility Meter
Solar Registration Program | NJSRRE1540878202 | Little Falls | 7424 | 6 | 5.99 | Residential | Yes | Behind the Meter | Pro Custom Solar dba Momentum Solar | PSE&G | Accepted | 2019-04-24 | 2019-04-25 | 2020-04-25 | HANWHA | Q.PEAK DUO BLK-G5 315 | Solar Panels |  | 0.315 | 15 | 260 | 25 |  | Fixed | Roof
Solar Registration Program | NJSRRE1540878202 | Little Falls | 7424 | 6 | 5.99 | Residential | Yes | Behind the Meter | Pro Custom Solar dba Momentum Solar | PSE&G | Accepted | 2019-04-24 | 2019-04-25 | 2020-04-25 | HANWHA | Q.PEAK DUO BLK-G5 315 | Solar Panels |  | 0.315 | 4 | 80 | 26 |  | Fixed | Roof
Solar Registration Program | NJSRRE1540878202 | Little Falls | 7424 | 6 | 5.99 | Residential | Yes | Behind the Meter | Pro Custom Solar dba Momentum Solar | PSE&G | Accepted | 2019-04-24 | 2019-04-25 | 2020-04-25 | ENPHASE | IQ7-60-2-US | Inverters | 250 |  | 19 |  |  | 0.97 |  | Outdoor | ROOF
Solar Registration Program | NJSRRE1540913362 | Merchantville | 8109 | 14 | 5.99 | Residential | Yes | Behind the Meter | Vivint Solar Developer, LLC | PSE&G | Accepted | 2019-05-02 | 2019-05-06 | 2020-05-06 | Hanwha Solar | Q.Peak BLK-G5 315 | Solar Panels |  | 0.315 | 19 | 223 | 41 |  | Fixed | Roof
Solar Registration Program | NJSRRE1540913362 | Merchantville | 8109 | 14 | 5.99 | Residential | Yes | Behind the Meter | Vivint Solar Developer, LLC | PSE&G | Accepted | 2019-05-02 | 2019-05-06 | 2020-05-06 | Solar Edge | SE7600H-US | Inverters | 7600 |  | 1 |  |  | 0.992 |  | Outdoor | Near the Utility Meter.
Solar Registration Program | NJSRRE1540958618 | NORTH BERGEN, | 7047 | 8 | 5.99 | Residential | Yes | Behind the Meter | Vivint Solar Developer, LLC | PSE&G | Accepted | 2019-05-07 | 2019-05-08 | 2020-05-08 | HANWHA SOLAR | Q.PEAK BLK-G5 315 | Solar Panels |  | 0.315 | 4 | 213 | 20 |  | Fixed | Roof
Solar Registration Program | NJSRRE1540958618 | NORTH BERGEN, | 7047 | 8 | 5.99 | Residential | Yes | Behind the Meter | Vivint Solar Developer, LLC | PSE&G | Accepted | 2019-05-07 | 2019-05-08 | 2020-05-08 | HANWHA SOLAR | Q.PEAK BLK-G5 315 | Solar Panels |  | 0.315 | 15 | 123 | 20 |  | Fixed | Roof
Solar Registration Program | NJSRRE1540958618 | NORTH BERGEN, | 7047 | 8 | 5.99 | Residential | Yes | Behind the Meter | Vivint Solar Developer, LLC | PSE&G | Accepted | 2019-05-07 | 2019-05-08 | 2020-05-08 | Solar Edge | SE7600H-US | Inverters | 7600 |  | 1 |  |  | 0.992 |  | Outdoor | Near the Utility Meter
Solar Registration Program | NJSRRE1540980098 | Columbus | 8022 | 13 | 5.99 | Residential | No | Behind the Meter | Vivint Solar Developer, LLC | PSE&G | Accepted | 2019-05-13 | 2019-05-14 | 2020-05-14 | Hanwha Solar | Q.PEAK DUO BLK-G5 315 | Solar Panels |  | 0.315 | 19 | 144 | 22 |  | Fixed | Roof
Solar Registration Program | NJSRRE1540980098 | Columbus | 8022 | 13 | 5.99 | Residential | No | Behind the Meter | Vivint Solar Developer, LLC | PSE&G | Accepted | 2019-05-13 | 2019-05-14 | 2020-05-14 | Solar Edge | SE7600H-US | Inverters | 7600 |  | 1 |  |  | 0.992 |  | Outdoor | Near the Utility Meter
Solar Registration Program | NJSRRE1540991581 | Blackwood | 8012 | 14 | 5.99 | Residential | Yes | Behind the Meter | Trinity Solar | PSE&G | Accepted | 2019-05-15 | 2019-05-20 | 2020-05-20 | Hanwha 315 | Q.PEAK DUO BLK-G5 315 | Solar Panels |  | 0.315 | 16 | 222 | 23 |  | Fixed | Roof
Solar Registration Program | NJSRRE1540991581 | Blackwood | 8012 | 14 | 5.99 | Residential | Yes | Behind the Meter | Trinity Solar | PSE&G | Accepted | 2019-05-15 | 2019-05-20 | 2020-05-20 | Hanwha 315 | Q.PEAK DUO BLK-G5 315 | Solar Panels |  | 0.315 | 3 | 132 | 30 |  | Fixed | Roof
Solar Registration Program | NJSRRE1540991581 | Blackwood | 8012 | 14 | 5.99 | Residential | Yes | Behind the Meter | Trinity Solar | PSE&G | Accepted | 2019-05-15 | 2019-05-20 | 2020-05-20 | Solar Edge | SE5000 | Inverters | 5000 |  | 1 |  |  | 0.97 |  | Outside | Back of home
Solar Registration Program | NJSRRE1541028188 | Ocean City | 8226 | 21 | 5.99 | Residential | Yes | Behind the Meter | Trinity Solar | AC Electric | Accepted | 2019-05-21 | 2019-05-24 | 2020-05-24 | HANWHA | Q.PEAK DUO BLK-G5 315 | Solar Panels |  | 0.315 | 9 | 123 | 27 |  | Fixed | Roof
Solar Registration Program | NJSRRE1541028188 | Ocean City | 8226 | 21 | 5.99 | Residential | Yes | Behind the Meter | Trinity Solar | AC Electric | Accepted | 2019-05-21 | 2019-05-24 | 2020-05-24 | HANWHA | Q.PEAK DUO BLK-G5 315 | Solar Panels |  | 0.315 | 7 | 213 | 23 |  | Fixed | Roof
Solar Registration Program | NJSRRE1541028188 | Ocean City | 8226 | 21 | 5.99 | Residential | Yes | Behind the Meter | Trinity Solar | AC Electric | Accepted | 2019-05-21 | 2019-05-24 | 2020-05-24 | HANWHA | Q.PEAK DUO BLK-G5 315 | Solar Panels |  | 0.315 | 3 | 123 | 12 |  | Fixed | Roof
Solar Registration Program | NJSRRE1541028188 | Ocean City | 8226 | 21 | 5.99 | Residential | Yes | Behind the Meter | Trinity Solar | AC Electric | Accepted | 2019-05-21 | 2019-05-24 | 2020-05-24 | Solar Edge | SE5000H-US000NNC2 | Inverters | 5000 |  | 1 |  |  | 0.97 |  | Outdoor | side of home
Solar Registration Program | NJSRRE1541031661 | Cape May Court House | 8210 | 21 | 5.99 | Residential | No | Behind the Meter | Trinity Solar | AC Electric | Accepted | 2019-05-22 | 2019-05-28 | 2020-05-28 | Hanwha | Q.PEAK DUO BLK-G5 315 | Solar Panels |  | 0.315 | 5 | 209 | 30 |  | Fixed | Roof
Solar Registration Program | NJSRRE1541031661 | Cape May Court House | 8210 | 21 | 5.99 | Residential | No | Behind the Meter | Trinity Solar | AC Electric | Accepted | 2019-05-22 | 2019-05-28 | 2020-05-28 | Hanwha | Q.PEAK DUO BLK-G5 315 | Solar Panels |  | 0.315 | 14 | 209 | 30 |  | Fixed | Roof
Solar Registration Program | NJSRRE1541031661 | Cape May Court House | 8210 | 21 | 5.99 | Residential | No | Behind the Meter | Trinity Solar | AC Electric | Accepted | 2019-05-22 | 2019-05-28 | 2020-05-28 | Solar Edge | SE5000 | Inverters | 5000 |  | 1 |  |  | 0.97 |  | Outside | side of home
Solar Registration Program | NJSRRE1541039071 | Dumont | 7628 | 7 | 5.99 | Residential | No | Behind the Meter | Vivint Solar Developer, LLC | PSE&G | Accepted | 2019-05-24 | 2019-05-29 | 2020-05-29 | Jinko Solar | JKM315M-60BL | Solar Panels |  | 0.315 | 6 | 356 | 10 |  | Fixed | Roof
Solar Registration Program | NJSRRE1541039071 | Dumont | 7628 | 7 | 5.99 | Residential | No | Behind the Meter | Vivint Solar Developer, LLC | PSE&G | Accepted | 2019-05-24 | 2019-05-29 | 2020-05-29 | Jinko Solar | JKM315M-60BL | Solar Panels |  | 0.315 | 13 | 176 | 35 |  | Fixed | Roof
Solar Registration Program | NJSRRE1541039071 | Dumont | 7628 | 7 | 5.99 | Residential | No | Behind the Meter | Vivint Solar Developer, LLC | PSE&G | Accepted | 2019-05-24 | 2019-05-29 | 2020-05-29 | Solar Edge | SE7600H-US | Inverters | 7600 |  | 1 |  |  | 0.992 |  | Outdoor | Near the Utility Meter.
Solar Registration Program | NJSRRE1541049546 | Helmetta | 8828 | 11 | 5.99 | Residential | No | Behind the Meter | Maier Solar Engineering dba Solar Me | JCP&L | Accepted | 2019-05-29 | 2019-05-31 | 2020-05-31 | Hanwha | Q. Peak BLK-G4.1 315W | Solar Panels |  | 0.315 | 11 | 233 | 35 |  | Fixed | Roof
Solar Registration Program | NJSRRE1541049546 | Helmetta | 8828 | 11 | 5.99 | Residential | No | Behind the Meter | Maier Solar Engineering dba Solar Me | JCP&L | Accepted | 2019-05-29 | 2019-05-31 | 2020-05-31 | Hanwha | Q. Peak BLK-G4.1 315W | Solar Panels |  | 0.315 | 8 | 53 | 35 |  | Fixed | Roof
Solar Registration Program | NJSRRE1541049546 | Helmetta | 8828 | 11 | 5.99 | Residential | No | Behind the Meter | Maier Solar Engineering dba Solar Me | JCP&L | Accepted | 2019-05-29 | 2019-05-31 | 2020-05-31 | Enphase | IQ7+ | Inverters | 290 |  | 19 |  |  | 0.96 |  | Outdoor | Next to meter
Solar Registration Program | NJSRRE1541058615 | MANALAPAN | 7726 | 17 | 5.99 | Residential | Yes | Behind the Meter | Vivint Solar Developer, LLC | JCP&L | Accepted | 2019-05-31 | 2019-06-03 | 2020-06-03 | HANWHA SOLAR | Q.PEAK BLK-G5 315 | Solar Panels |  | 0.315 | 19 | 264 | 31 |  | Fixed | Roof
Solar Registration Program | NJSRRE1541058615 | MANALAPAN | 7726 | 17 | 5.99 | Residential | Yes | Behind the Meter | Vivint Solar Developer, LLC | JCP&L | Accepted | 2019-05-31 | 2019-06-03 | 2020-06-03 | SOLAR EDGE | SE7600H-US | Inverters | 7600 |  | 1 |  |  | 0.992 |  | Outdoor | Near the Utility meter
Solar Registration Program | NJSRRE1541064149 | North Bergen | 7047 | 8 | 5.99 | Residential | No | Behind the Meter | Trinity Solar | PSE&G | Accepted | 2019-05-31 | 2019-06-05 | 2020-06-05 | Hanwha | Q.PEAK DUO BLK-G5 315 | Solar Panels |  | 0.315 | 19 | 214 | 27 |  | Fixed | Roof
Solar Registration Program | NJSRRE1541064149 | North Bergen | 7047 | 8 | 5.99 | Residential | No | Behind the Meter | Trinity Solar | PSE&G | Accepted | 2019-05-31 | 2019-06-05 | 2020-06-05 | Solar Edge | SE5000 | Inverters | 5000 |  | 1 |  |  | 0.97 |  | Outside | side of home
Solar Registration Program | NJSRRE1541125211 | Paterson | 7504 | 6 | 5.99 | Residential | Yes | Behind the Meter | Pro Custom Solar dba Momentum Solar | PSE&G | Accepted | 2019-06-07 | 2019-06-12 | 2020-06-12 | HANWHA | Q.PEAK DUO BLK-G5 315 | Solar Panels |  | 0.315 | 19 | 99 | 27 |  | Fixed | Roof
Solar Registration Program | NJSRRE1541125211 | Paterson | 7504 | 6 | 5.99 | Residential | Yes | Behind the Meter | Pro Custom Solar dba Momentum Solar | PSE&G | Accepted | 2019-06-07 | 2019-06-12 | 2020-06-12 | ENPHASE | IQ7-60-2-US | Inverters | 240 |  | 19 |  |  | 0.97 |  | Outdoor | ROOF
Solar Registration Program | NJSRRE1541311270 | Union Beach | 7735 | 17 | 5.99 | Residential | Yes | Behind the Meter | Vivint Solar Developer, LLC | JCP&L | Accepted | 2019-06-14 | 2019-06-18 | 2020-06-18 | Hanwha Solar | Q.PEAK BLK-G5 315 | Solar Panels |  | 0.315 | 19 | 134 | 22 |  | Fixed | Roof
Solar Registration Program | NJSRRE1541311270 | Union Beach | 7735 | 17 | 5.99 | Residential | Yes | Behind the Meter | Vivint Solar Developer, LLC | JCP&L | Accepted | 2019-06-14 | 2019-06-18 | 2020-06-18 | Solar Edge | SE7600H-US | Inverters | 7600 |  | 1 |  |  | 0.992 |  | Outdoor | Near the Utility Meter
Solar Registration Program | NJSRRE1541615195 | Monroe Township | 8831 | 11 | 5.99 | Residential | No | Behind the Meter | Vivint Solar Developer, LLC | JCP&L | Accepted | 2019-07-08 | 2019-07-09 | 2020-07-09 | HANWHA SOLAR | Q.PEAK BLK-G5 315 | Solar Panels |  | 0.315 | 13 | 351 | 18 |  | Fixed | Roof
Solar Registration Program | NJSRRE1541615195 | Monroe Township | 8831 | 11 | 5.99 | Residential | No | Behind the Meter | Vivint Solar Developer, LLC | JCP&L | Accepted | 2019-07-08 | 2019-07-09 | 2020-07-09 | HANWHA SOLAR | Q.PEAK BLK-G5 315 | Solar Panels |  | 0.315 | 6 | 81 | 17 |  | Fixed | Roof
Solar Registration Program | NJSRRE1541615195 | Monroe Township | 8831 | 11 | 5.99 | Residential | No | Behind the Meter | Vivint Solar Developer, LLC | JCP&L | Accepted | 2019-07-08 | 2019-07-09 | 2020-07-09 | SOLAREDGE | SE7600H-US | Inverters | 7600 |  | 1 |  |  | 0.992 |  | Outdoor | Neat The Utility Meter
Solar Registration Program | NJSRRE1541620642 | BERGENFIELD | 7621 | 7 | 5.99 | Residential | Yes | Behind the Meter | Vivint Solar Developer, LLC | PSE&G | Accepted | 2019-07-08 | 2019-07-10 | 2020-07-10 | Hanwha Solar | Q.PEAK BLK-G5 315 | Solar Panels |  | 0.315 | 13 | 183 | 35 |  | Fixed | Roof
Solar Registration Program | NJSRRE1541620642 | BERGENFIELD | 7621 | 7 | 5.99 | Residential | Yes | Behind the Meter | Vivint Solar Developer, LLC | PSE&G | Accepted | 2019-07-08 | 2019-07-10 | 2020-07-10 | Hanwha Solar | Q.PEAK BLK-G5 315 | Solar Panels |  | 0.315 | 6 | 3 | 35 |  | Fixed | Roof
Solar Registration Program | NJSRRE1541620642 | BERGENFIELD | 7621 | 7 | 5.99 | Residential | Yes | Behind the Meter | Vivint Solar Developer, LLC | PSE&G | Accepted | 2019-07-08 | 2019-07-10 | 2020-07-10 | SolarEdge | SE7600H-US | Inverters | 7600 |  | 1 |  |  | 0.992 |  | Outdoor | Near The Utility Meter
Solar Registration Program | NJSRRE1541677781 | Keyport | 7735 | 17 | 5.99 | Residential | Yes | Behind the Meter | Vivint Solar Developer, LLC | JCP&L | Accepted | 2019-07-20 | 2019-07-22 | 2020-07-22 | Hanwha Solar | Q.PEAK BLK-G5 315 | Solar Panels |  | 0.315 | 10 | 287 | 19 |  | Fixed | Roof
Solar Registration Program | NJSRRE1541677781 | Keyport | 7735 | 17 | 5.99 | Residential | Yes | Behind the Meter | Vivint Solar Developer, LLC | JCP&L | Accepted | 2019-07-20 | 2019-07-22 | 2020-07-22 | Hanwha Solar | Q.PEAK BLK-G5 315 | Solar Panels |  | 0.315 | 9 | 287 | 19 |  | Fixed | Roof
Solar Registration Program | NJSRRE1541677781 | Keyport | 7735 | 17 | 5.99 | Residential | Yes | Behind the Meter | Vivint Solar Developer, LLC | JCP&L | Accepted | 2019-07-20 | 2019-07-22 | 2020-07-22 | Solar Edge | SE7600H-US | Inverters | 7600 |  | 1 |  |  | 0.992 |  | Outdoor | Near The Utility Meter
Solar Registration Program | NJSRRE1541689299 | NEPTUNE | 7753 | 17 | 5.99 | Residential | Yes | Behind the Meter | Vivint Solar Developer, LLC | JCP&L | Accepted | 2019-07-23 | 2019-07-24 | 2020-07-24 | Hanwha Solar | Q.PEAK BLK-G5 315 | Solar Panels |  | 0.315 | 19 | 96 | 29 |  | Fixed | Roof
Solar Registration Program | NJSRRE1541689299 | NEPTUNE | 7753 | 17 | 5.99 | Residential | Yes | Behind the Meter | Vivint Solar Developer, LLC | JCP&L | Accepted | 2019-07-23 | 2019-07-24 | 2020-07-24 | SolarEdge | SE7600H-US | Inverters | 7600 |  | 1 |  |  | 0.992 |  | Outdoor | Near The Utility Meter
Solar Registration Program | NJSRRE1541702275 | Englewood | 7631 | 7 | 5.99 | Residential | Yes | Behind the Meter | Trinity Solar | PSE&G | Accepted | 2019-07-25 | 2019-07-29 | 2020-07-29 | Hanwha | Q.PEAK DUO BLK-G5 315 | Solar Panels |  | 0.315 | 19 | 84 | 35 |  | Fixed | Roof
Solar Registration Program | NJSRRE1541702275 | Englewood | 7631 | 7 | 5.99 | Residential | Yes | Behind the Meter | Trinity Solar | PSE&G | Accepted | 2019-07-25 | 2019-07-29 | 2020-07-29 | Solar Edge | SE5000 | Inverters | 5000 |  | 1 |  |  | 0.97 |  | Outside | side of home
Solar Registration Program | NJSRRE1541713327 | Linden | 7036 | 10 | 5.99 | Residential | Yes | Behind the Meter | Vivint Solar Developer, LLC | PSE&G | Accepted | 2019-08-02 | 2019-08-05 | 2020-08-05 | Hanwha Solar | Q. Peak BLK-G5 315 | Solar Panels |  | 0.315 | 16 | 134 | 24 |  | Fixed | Roof
Solar Registration Program | NJSRRE1541713327 | Linden | 7036 | 10 | 5.99 | Residential | Yes | Behind the Meter | Vivint Solar Developer, LLC | PSE&G | Accepted | 2019-08-02 | 2019-08-05 | 2020-08-05 | Hanwha Solar | Q. Peak BLK-G5 315 | Solar Panels |  | 0.315 | 3 | 134 | 24 |  | Fixed | Roof
Solar Registration Program | NJSRRE1541713327 | Linden | 7036 | 10 | 5.99 | Residential | Yes | Behind the Meter | Vivint Solar Developer, LLC | PSE&G | Accepted | 2019-08-02 | 2019-08-05 | 2020-08-05 | Solar Edge | SE7600H-US | Inverters | 7600 |  | 1 |  |  | 0.992 |  | Outdoor | Near The Utility Meter
Solar Registration Program | NJSRRE1541722584 | Barnegat | 8005 | 18 | 5.99 | Residential | Yes | Behind the Meter | Vivint Solar Developer, LLC | JCP&L | Accepted | 2019-08-02 | 2019-08-05 | 2020-08-05 | Hanwha Solar | Q.PEAK BLK-G5 315 | Solar Panels |  | 0.315 | 19 | 105 | 26 |  | Fixed | Roof
Solar Registration Program | NJSRRE1541722584 | Barnegat | 8005 | 18 | 5.99 | Residential | Yes | Behind the Meter | Vivint Solar Developer, LLC | JCP&L | Accepted | 2019-08-02 | 2019-08-05 | 2020-08-05 | Solar Edge | SE7600H-US | Inverters | 7600 |  | 1 |  |  | 0.992 |  | Other | Near the Utility Meter
Solar Registration Program | NJSRRE1541722801 | BAYONNE | 7002 | 8 | 5.99 | Residential | No | Behind the Meter | Pro Custom Solar dba Momentum Solar | PSE&G | Accepted | 2019-07-31 | 2019-08-22 | 2020-08-22 | HANWHA | Q.PEAK DUO BLK-G5 315 | Solar Panels |  | 0.315 | 19 | 123 | 18 |  | Fixed | Roof
Solar Registration Program | NJSRRE1541722801 | BAYONNE | 7002 | 8 | 5.99 | Residential | No | Behind the Meter | Pro Custom Solar dba Momentum Solar | PSE&G | Accepted | 2019-07-31 | 2019-08-22 | 2020-08-22 | ENPHASE ENERGY | IQ7-60-2-US | Inverters | 250 |  | 19 |  |  | 0.97 |  | Outdoor | Roof
Solar Registration Program | NJSRRE1541790381 | ELIZABETH | 7202 | 10 | 5.99 | Residential | Yes | Behind the Meter | Pro Custom Solar dba Momentum Solar | PSE&G | Accepted | 2019-08-06 | 2019-08-08 | 2020-08-08 | HANWHA | Q.PEAK DUO BLK-G5 315 | Solar Panels |  | 0.315 | 19 | 132 | 3 |  | Fixed | Roof
Solar Registration Program | NJSRRE1541790381 | ELIZABETH | 7202 | 10 | 5.99 | Residential | Yes | Behind the Meter | Pro Custom Solar dba Momentum Solar | PSE&G | Accepted | 2019-08-06 | 2019-08-08 | 2020-08-08 | Enphase Energy | IQ7-60-2-US | Inverters | 250 |  | 19 |  |  | 0.97 |  | Outdoor | Roof
Solar Registration Program | NJSRRE1541804235 | Piscataway | 8854 | 11 | 5.99 | Residential | Yes | Behind the Meter | Pro Custom Solar dba Momentum Solar | PSE&G | Accepted | 2019-08-08 | 2019-08-23 | 2020-08-23 | HANWHA | Q.PEAK DUO BLK-G5 315 | Solar Panels |  | 0.315 | 10 | 152 | 23 |  | Fixed | Roof
Solar Registration Program | NJSRRE1541804235 | Piscataway | 8854 | 11 | 5.99 | Residential | Yes | Behind the Meter | Pro Custom Solar dba Momentum Solar | PSE&G | Accepted | 2019-08-08 | 2019-08-23 | 2020-08-23 | HANWHA | Q.PEAK DUO BLK-G5 315 | Solar Panels |  | 0.315 | 9 | 242 | 23 |  | Fixed | Roof
Solar Registration Program | NJSRRE1541804235 | Piscataway | 8854 | 11 | 5.99 | Residential | Yes | Behind the Meter | Pro Custom Solar dba Momentum Solar | PSE&G | Accepted | 2019-08-08 | 2019-08-23 | 2020-08-23 | Enphase Energy | IQ7-60-2-US | Inverters | 250 |  | 19 |  |  | 0.97 |  | Outdoor | Roof
Solar Registration Program | NJSRRE1541809517 | Plainfield | 7062 | 10 | 5.99 | Residential | Yes | Behind the Meter | Pro Custom Solar dba Momentum Solar | PSE&G | Accepted | 2019-08-09 | 2019-08-27 | 2020-08-27 | HANWHA | Q.PEAK DUO BLK-G5 315 | Solar Panels |  | 0.315 | 11 | 216 | 10 |  | Fixed | Roof
Solar Registration Program | NJSRRE1541809517 | Plainfield | 7062 | 10 | 5.99 | Residential | Yes | Behind the Meter | Pro Custom Solar dba Momentum Solar | PSE&G | Accepted | 2019-08-09 | 2019-08-27 | 2020-08-27 | LG ELECTRONICS | Q.PEAK DUO BLK-G5 315 | Solar Panels |  | 0.315 | 8 | 216 | 36 |  | Fixed | Roof
Solar Registration Program | NJSRRE1541809517 | Plainfield | 7062 | 10 | 5.99 | Residential | Yes | Behind the Meter | Pro Custom Solar dba Momentum Solar | PSE&G | Accepted | 2019-08-09 | 2019-08-27 | 2020-08-27 | Enphase Energy | IQ7-60-2-US | Inverters | 250 |  | 19 |  |  | 0.97 |  | Outdoor | Roof
Solar Registration Program | NJSRRE1541851288 | East Orange | 7018 | 9 | 5.99 | Residential | Yes | Behind the Meter | Trinity Solar | PSE&G | Accepted | 2019-08-16 | 2019-08-23 | 2020-08-23 | Hanwha | Q.PEAK DUO BLK-G5 315 | Solar Panels |  | 0.315 | 9 | 204 | 34 |  | Fixed | Roof
Solar Registration Program | NJSRRE1541851288 | East Orange | 7018 | 9 | 5.99 | Residential | Yes | Behind the Meter | Trinity Solar | PSE&G | Accepted | 2019-08-16 | 2019-08-23 | 2020-08-23 | Hanwha | Q.PEAK DUO BLK-G5 315 | Solar Panels |  | 0.315 | 10 | 114 | 27 |  | Fixed | Roof
Solar Registration Program | NJSRRE1541851288 | East Orange | 7018 | 9 | 5.99 | Residential | Yes | Behind the Meter | Trinity Solar | PSE&G | Accepted | 2019-08-16 | 2019-08-23 | 2020-08-23 | Solar Edge | SE5000 | Inverters | 5000 |  | 1 |  |  | 0.97 |  | Outside | side of home
Solar Registration Program | NJSRRE1541861746 | Pleasantville | 8232 | 19 | 5.99 | Residential | No | Behind the Meter | Trinity Solar | AC Electric | Accepted | 2019-08-20 | 2019-08-23 | 2020-08-23 | HANWHA | Q.PEAK DUO BLK-G5 315 | Solar Panels |  | 0.315 | 11 | 25 | 27 |  | Fixed | Roof
Solar Registration Program | NJSRRE1541861746 | Pleasantville | 8232 | 19 | 5.99 | Residential | No | Behind the Meter | Trinity Solar | AC Electric | Accepted | 2019-08-20 | 2019-08-23 | 2020-08-23 | HANWHA | Q.PEAK DUO BLK-G5 315 | Solar Panels |  | 0.315 | 8 | 205 | 27 |  | Fixed | Roof
Solar Registration Program | NJSRRE1541861746 | Pleasantville | 8232 | 19 | 5.99 | Residential | No | Behind the Meter | Trinity Solar | AC Electric | Accepted | 2019-08-20 | 2019-08-23 | 2020-08-23 | Solar Edge | SE5000H-US000BNC4 | Inverters | 5000 |  | 1 |  |  | 0.97 |  | Outdoor | side of home
Solar Registration Program | NJSRRE1541873686 | SAYREVILLE | 8872 | 11 | 5.99 | Residential | Yes | Behind the Meter | Vivint Solar Developer, LLC | JCP&L | Accepted | 2019-08-22 | 2019-08-27 | 2020-08-27 | Hanwha Solar | Q.PEAK BLK-G5 315 | Solar Panels |  | 0.315 | 19 | 156 | 29 |  | Fixed | Roof
Solar Registration Program | NJSRRE1541873686 | SAYREVILLE | 8872 | 11 | 5.99 | Residential | Yes | Behind the Meter | Vivint Solar Developer, LLC | JCP&L | Accepted | 2019-08-22 | 2019-08-27 | 2020-08-27 | Solar Edge | SE7600H-US | Inverters | 7600 |  | 1 |  |  | 0.992 |  | Outdoor | Near the Utility Meter
Solar Registration Program | NJSRRE1541877957 | Waretown | 8758 | 18 | 5.99 | Residential | Yes | Behind the Meter | Vivint Solar Developer, LLC | JCP&L | Accepted | 2019-08-22 | 2019-08-27 | 2020-08-27 | Hanwha Solar | Q.PEAK BLK-G5 315 | Solar Panels |  | 0.315 | 10 | 99 | 26 |  | Fixed | Roof
Solar Registration Program | NJSRRE1541877957 | Waretown | 8758 | 18 | 5.99 | Residential | Yes | Behind the Meter | Vivint Solar Developer, LLC | JCP&L | Accepted | 2019-08-22 | 2019-08-27 | 2020-08-27 | Hanwha Solar | Q.PEAK BLK-G5 315 | Solar Panels |  | 0.315 | 9 | 279 | 26 |  | Fixed | Roof
Solar Registration Program | NJSRRE1541877957 | Waretown | 8758 | 18 | 5.99 | Residential | Yes | Behind the Meter | Vivint Solar Developer, LLC | JCP&L | Accepted | 2019-08-22 | 2019-08-27 | 2020-08-27 | Solar Edge | SE7600H-US | Inverters | 7600 |  | 1 |  |  | 0.992 |  | Outdoor | Near the Utility Meter
Solar Registration Program | NJSRRE1541880969 | GLASSBORO | 8028 | 15 | 5.99 | Residential | Yes | Behind the Meter | Vivint Solar Developer, LLC | AC Electric | Accepted | 2019-08-23 | 2019-09-03 | 2020-09-03 | HANWHA SOLAR | Q.PEAK BLK-G5 | Solar Panels |  | 0.315 | 10 | 172 | 18 |  | Fixed | Roof
Solar Registration Program | NJSRRE1541880969 | GLASSBORO | 8028 | 15 | 5.99 | Residential | Yes | Behind the Meter | Vivint Solar Developer, LLC | AC Electric | Accepted | 2019-08-23 | 2019-09-03 | 2020-09-03 | HANWHA SOLAR | Q.PEAK BLK-G5 | Solar Panels |  | 0.315 | 9 | 172 | 18 |  | Fixed | Roof
Solar Registration Program | NJSRRE1541880969 | GLASSBORO | 8028 | 15 | 5.99 | Residential | Yes | Behind the Meter | Vivint Solar Developer, LLC | AC Electric | Accepted | 2019-08-23 | 2019-09-03 | 2020-09-03 | Solaredge | SE7600H-US | Inverters | 7600 |  | 1 |  |  | 0.992 |  | Outdoor | Near the Utility Meter
Solar Registration Program | NJSRRE1541883991 | EGG HARBOR TOWNSHIP | 8234 | 19 | 5.99 | Residential | Yes | Behind the Meter | Vivint Solar Developer, LLC | AC Electric | Accepted | 2019-08-29 | 2019-08-30 | 2020-08-30 | Hanwha Solar | Q.PEAK BLK-G5 315 | Solar Panels |  | 0.315 | 11 | 22 | 22 |  | Fixed | Roof
Solar Registration Program | NJSRRE1541883991 | EGG HARBOR TOWNSHIP | 8234 | 19 | 5.99 | Residential | Yes | Behind the Meter | Vivint Solar Developer, LLC | AC Electric | Accepted | 2019-08-29 | 2019-08-30 | 2020-08-30 | Hanwha Solar | Q.PEAK BLK-G5 315 | Solar Panels |  | 0.315 | 3 | 202 | 22 |  | Fixed | Roof
Solar Registration Program | NJSRRE1541883991 | EGG HARBOR TOWNSHIP | 8234 | 19 | 5.99 | Residential | Yes | Behind the Meter | Vivint Solar Developer, LLC | AC Electric | Accepted | 2019-08-29 | 2019-08-30 | 2020-08-30 | Hanwha Solar | Q.PEAK BLK-G5 315 | Solar Panels |  | 0.315 | 5 | 202 | 22 |  | Fixed | Roof
Solar Registration Program | NJSRRE1541883991 | EGG HARBOR TOWNSHIP | 8234 | 19 | 5.99 | Residential | Yes | Behind the Meter | Vivint Solar Developer, LLC | AC Electric | Accepted | 2019-08-29 | 2019-08-30 | 2020-08-30 | Solar Edge | SE7600H-US | Inverters | 7600 |  | 1 |  |  | 0.992 |  | Outdoor | Near the Utility Meter
Solar Registration Program | NJSRRE1541891082 | Absecon | 8205 | 19 | 5.99 | Residential | Yes | Behind the Meter | Vivint Solar Developer, LLC | AC Electric | Accepted | 2019-09-04 | 2019-09-04 | 2020-09-04 | Hanwha Solar | Q.PEAK BLK-G5 315 | Solar Panels |  | 0.315 | 2 | 8 | 15 |  | Fixed | Roof
Solar Registration Program | NJSRRE1541891082 | Absecon | 8205 | 19 | 5.99 | Residential | Yes | Behind the Meter | Vivint Solar Developer, LLC | AC Electric | Accepted | 2019-09-04 | 2019-09-04 | 2020-09-04 | Hanwha Solar | Q.PEAK BLK-G5 315 | Solar Panels |  | 0.315 | 17 | 188 | 15 |  | Fixed | Roof
Solar Registration Program | NJSRRE1541891082 | Absecon | 8205 | 19 | 5.99 | Residential | Yes | Behind the Meter | Vivint Solar Developer, LLC | AC Electric | Accepted | 2019-09-04 | 2019-09-04 | 2020-09-04 | SolarEdge Technologies | SE7600H | Inverters | 7600 |  | 1 |  |  | 0.992 |  | Outdoor | Near the Utility Meter
Solar Registration Program | NJSRRE1541891132 | HAWTHORNE | 7506 | 6 | 5.99 | Residential | No | Behind the Meter | Vivint Solar Developer, LLC | PSE&G | Accepted | 2019-09-04 | 2019-09-05 | 2020-09-05 | Hanwha | Q.PEAK DUO BLK-G5 315w | Solar Panels |  | 0.315 | 5 | 359 | 28 |  | Fixed | Roof
Solar Registration Program | NJSRRE1541891132 | HAWTHORNE | 7506 | 6 | 5.99 | Residential | No | Behind the Meter | Vivint Solar Developer, LLC | PSE&G | Accepted | 2019-09-04 | 2019-09-05 | 2020-09-05 | Hanwha | Q.PEAK DUO BLK-G5 315w | Solar Panels |  | 0.315 | 14 | 178 | 28 |  | Fixed | Roof
Solar Registration Program | NJSRRE1541891132 | HAWTHORNE | 7506 | 6 | 5.99 | Residential | No | Behind the Meter | Vivint Solar Developer, LLC | PSE&G | Accepted | 2019-09-04 | 2019-09-05 | 2020-09-05 | Solar Edge | SE3800H-US | Inverters | 3800 |  | 1 |  |  | 0.992 |  | Outdoor | Near the Utility Meter
Solar Registration Program | NJSRRE1541891209 | MILLVILLE | 8332 | 20 | 5.99 | Residential | Yes | Behind the Meter | Vivint Solar Developer, LLC | AC Electric | Accepted | 2019-09-03 | 2019-09-04 | 2020-09-04 | SolarEdge Technologies | SE7600H | Inverters | 7600 |  | 1 |  |  | 0.992 |  | Outdoor | Near the Utility Meter
Solar Registration Program | NJSRRE1541891209 | MILLVILLE | 8332 | 20 | 5.99 | Residential | Yes | Behind the Meter | Vivint Solar Developer, LLC | AC Electric | Accepted | 2019-09-03 | 2019-09-04 | 2020-09-04 | Hanwha Solar | Q.PEAK BLK-G5 315 | Solar Panels |  | 0.315 | 19 | 58 | 20 |  | Fixed | Roof
Solar Registration Program | NJSRRE1541945840 | Bogota | 7603 | 7 | 5.99 | Residential | Yes | Behind the Meter | Trinity Solar | PSE&G | Accepted | 2019-08-30 | 2019-09-04 | 2020-09-04 | Hanwha | Q.PEAK DUO BLK-G5 315 | Solar Panels |  | 0.315 | 19 | 200 | 27 |  | Fixed | Roof
Solar Registration Program | NJSRRE1541945840 | Bogota | 7603 | 7 | 5.99 | Residential | Yes | Behind the Meter | Trinity Solar | PSE&G | Accepted | 2019-08-30 | 2019-09-04 | 2020-09-04 | Solar Edge | SE5000 | Inverters | 5000 |  | 1 |  |  | 0.97 |  | Outside | side of home
Solar Registration Program | NJSRRE1541950760 | Bloomfield | 7003 | 9 | 5.99 | Residential | Yes | Behind the Meter | Trinity Solar | PSE&G | Accepted | 2019-08-30 | 2019-09-04 | 2020-09-04 | Hanwha | Q.PEAK DUO BLK-G5 315 | Solar Panels |  | 0.315 | 3 | 136 | 30 |  | Fixed | Roof
Solar Registration Program | NJSRRE1541950760 | Bloomfield | 7003 | 9 | 5.99 | Residential | Yes | Behind the Meter | Trinity Solar | PSE&G | Accepted | 2019-08-30 | 2019-09-04 | 2020-09-04 | Hanwha | Q.PEAK DUO BLK-G5 315 | Solar Panels |  | 0.315 | 10 | 226 | 45 |  | Fixed | Roof
Solar Registration Program | NJSRRE1541950760 | Bloomfield | 7003 | 9 | 5.99 | Residential | Yes | Behind the Meter | Trinity Solar | PSE&G | Accepted | 2019-08-30 | 2019-09-04 | 2020-09-04 | Hanwha | Q.PEAK DUO BLK-G5 315 | Solar Panels |  | 0.315 | 6 | 226 | 30 |  | Fixed | Roof
Solar Registration Program | NJSRRE1541950760 | Bloomfield | 7003 | 9 | 5.99 | Residential | Yes | Behind the Meter | Trinity Solar | PSE&G | Accepted | 2019-08-30 | 2019-09-04 | 2020-09-04 | Solar Edge | SE5000 | Inverters | 5000 |  | 1 |  |  | 0.97 |  | Outside | side of home
Solar Registration Program | NJSRRE1541993220 | Cape May Court House | 8210 | 21 | 5.99 | Residential | Yes | Behind the Meter | Suntuity Solar LLC | AC Electric | Accepted | 2019-09-03 | 2019-09-05 | 2020-09-05 | Yingli Green Energy | YL315D-30b | Solar Panels |  | 0.315 | 13 | 208 | 45 |  | Fixed | Roof
Solar Registration Program | NJSRRE1541993220 | Cape May Court House | 8210 | 21 | 5.99 | Residential | Yes | Behind the Meter | Suntuity Solar LLC | AC Electric | Accepted | 2019-09-03 | 2019-09-05 | 2020-09-05 | Yingli Green Energy | YL315D-30b | Solar Panels |  | 0.315 | 6 | 208 | 42 |  | Fixed | Roof
Solar Registration Program | NJSRRE1541993220 | Cape May Court House | 8210 | 21 | 5.99 | Residential | Yes | Behind the Meter | Suntuity Solar LLC | AC Electric | Accepted | 2019-09-03 | 2019-09-05 | 2020-09-05 | Enphase Energy | IQ7-60-2-US | Inverters | 240 |  | 19 |  |  | 0.97 |  | Outdoor | Behind the PV Modules
Solar Registration Program | NJSRRE1542081344 | Jamesburg | 8831 | 11 | 5.99 | Residential | Yes | Behind the Meter | Vivint Solar Developer, LLC | JCP&L | Accepted | 2019-09-05 | 2019-09-06 | 2020-09-06 | Hanwha Solar | Q.PEAK BLK-G5 315 | Solar Panels |  | 0.315 | 3 | 210 | 21 |  | Fixed | Roof
Solar Registration Program | NJSRRE1542081344 | Jamesburg | 8831 | 11 | 5.99 | Residential | Yes | Behind the Meter | Vivint Solar Developer, LLC | JCP&L | Accepted | 2019-09-05 | 2019-09-06 | 2020-09-06 | Hanwha Solar | Q.PEAK BLK-G5 315 | Solar Panels |  | 0.315 | 4 | 300 | 21 |  | Fixed | Roof
Solar Registration Program | NJSRRE1542081344 | Jamesburg | 8831 | 11 | 5.99 | Residential | Yes | Behind the Meter | Vivint Solar Developer, LLC | JCP&L | Accepted | 2019-09-05 | 2019-09-06 | 2020-09-06 | Hanwha Solar | Q.PEAK BLK-G5 315 | Solar Panels |  | 0.315 | 12 | 120 | 21 |  | Fixed | Roof
Solar Registration Program | NJSRRE1542081344 | Jamesburg | 8831 | 11 | 5.99 | Residential | Yes | Behind the Meter | Vivint Solar Developer, LLC | JCP&L | Accepted | 2019-09-05 | 2019-09-06 | 2020-09-06 | Solar Edge | SE7600H-US000BNC4 | Inverters | 7600 |  | 1 |  |  | 0.992 |  | Outdoor | Near the Utility meter
Solar Registration Program | NJSRRE1542370289 | NEPTUNE | 7753 | 17 | 5.99 | Residential | Yes | Behind the Meter | Vivint Solar Developer, LLC | JCP&L | Accepted | 2019-09-09 | 2019-09-11 | 2020-09-11 | Hanwha Solar | Q.PEAK BLK-G5 315 | Solar Panels |  | 0.315 | 19 | 82 | 23 |  | Fixed | Roof
Solar Registration Program | NJSRRE1542370289 | NEPTUNE | 7753 | 17 | 5.99 | Residential | Yes | Behind the Meter | Vivint Solar Developer, LLC | JCP&L | Accepted | 2019-09-09 | 2019-09-11 | 2020-09-11 | SolarEdge | SE7600H-US | Inverters | 7600 |  | 1 |  |  | 0.992 |  | Outdoor | Near the Utility Meter
Solar Registration Program | NJSRRE1542377407 | WILLINGBORO | 8046 | 13 | 5.99 | Residential | Yes | Behind the Meter | Vivint Solar Developer, LLC | PSE&G | Accepted | 2019-09-12 | 2019-09-12 | 2020-09-12 | HANWHA SOLAR | Q.PEAK BLK-G5 315 | Solar Panels |  | 0.315 | 19 | 200 | 19 |  | Fixed | Roof
Solar Registration Program | NJSRRE1542377407 | WILLINGBORO | 8046 | 13 | 5.99 | Residential | Yes | Behind the Meter | Vivint Solar Developer, LLC | PSE&G | Accepted | 2019-09-12 | 2019-09-12 | 2020-09-12 | SOLAREDGE TECHNOLOGIES | SE7600H-US000BNC4 | Inverters | 7600 |  | 1 |  |  | 0.992 |  | Outdoor | Near The Utility Meter
Solar Registration Program | NJSRRE1542389875 | EAST WINDSOR | 8520 | 12 | 5.99 | Residential | Yes | Behind the Meter | Vivint Solar Developer, LLC | JCP&L | Accepted | 2019-10-18 | 2019-10-18 | 2020-10-18 | Hanwha | Q.PEAK BLK-G5 315w | Solar Panels |  | 0.315 | 3 | 149 | 30 |  | Fixed | Roof
Solar Registration Program | NJSRRE1542389875 | EAST WINDSOR | 8520 | 12 | 5.99 | Residential | Yes | Behind the Meter | Vivint Solar Developer, LLC | JCP&L | Accepted | 2019-10-18 | 2019-10-18 | 2020-10-18 | Hanwha | Q.PEAK BLK-G5 315w | Solar Panels |  | 0.315 | 16 | 149 | 30 |  | Fixed | Roof
Solar Registration Program | NJSRRE1542389875 | EAST WINDSOR | 8520 | 12 | 5.99 | Residential | Yes | Behind the Meter | Vivint Solar Developer, LLC | JCP&L | Accepted | 2019-10-18 | 2019-10-18 | 2020-10-18 | Solar Edge | SE7600H-US000BNC4 | Inverters | 7600 |  | 1 |  |  | 0.992 |  | Outdoor | Near the Utility Meter
Solar Registration Program | NJSRRE1542390478 | Clayton | 8312 | 15 | 5.99 | Residential | Yes | Behind the Meter | Trinity Solar | AC Electric | Accepted | 2019-09-11 | 2019-09-13 | 2020-09-13 | Hanwha | Q.PEAK DUO BLK-G5 315 | Solar Panels |  | 0.315 | 4 | 91 | 45 |  | Fixed | Roof
Solar Registration Program | NJSRRE1542390478 | Clayton | 8312 | 15 | 5.99 | Residential | Yes | Behind the Meter | Trinity Solar | AC Electric | Accepted | 2019-09-11 | 2019-09-13 | 2020-09-13 | Hanwha | Q.PEAK DUO BLK-G5 315 | Solar Panels |  | 0.315 | 3 | 181 | 30 |  | Fixed | Roof
Solar Registration Program | NJSRRE1542390478 | Clayton | 8312 | 15 | 5.99 | Residential | Yes | Behind the Meter | Trinity Solar | AC Electric | Accepted | 2019-09-11 | 2019-09-13 | 2020-09-13 | Hanwha | Q.PEAK DUO BLK-G5 315 | Solar Panels |  | 0.315 | 12 | 181 | 30 |  | Fixed | Roof
Solar Registration Program | NJSRRE1542390478 | Clayton | 8312 | 15 | 5.99 | Residential | Yes | Behind the Meter | Trinity Solar | AC Electric | Accepted | 2019-09-11 | 2019-09-13 | 2020-09-13 | Solar Edge | SE5000 | Inverters | 5000 |  | 1 |  |  | 0.97 |  | Outside | side of home
Solar Registration Program | NJSRRE1542394325 | North Brunswick | 8902 | 11 | 5.99 | Residential | Yes | Behind the Meter | Vivint Solar Developer, LLC | JCP&L | Accepted | 2019-09-13 | 2019-09-16 | 2020-09-16 | Hanwha | Q.PEAK BLK-G5 315 | Solar Panels |  | 0.315 | 19 | 90 | 29 |  | Fixed | Roof
Solar Registration Program | NJSRRE1542394325 | North Brunswick | 8902 | 11 | 5.99 | Residential | Yes | Behind the Meter | Vivint Solar Developer, LLC | JCP&L | Accepted | 2019-09-13 | 2019-09-16 | 2020-09-16 | SOLAREDGE | SE7600H-US | Inverters | 7600 |  | 1 |  |  | 0.992 |  | Outdoor | Near the Utility Meter
Solar Registration Program | NJSRRE1542407189 | MILLVILLE | 8332 | 20 | 5.99 | Residential | Yes | Behind the Meter | Vivint Solar Developer, LLC | AC Electric | Accepted | 2019-09-16 | 2019-09-17 | 2020-09-17 | Hanwha | Q.PEAK BLK-G5 315 | Solar Panels |  | 0.315 | 12 | 161 | 38 |  | Fixed | Roof
Solar Registration Program | NJSRRE1542407189 | MILLVILLE | 8332 | 20 | 5.99 | Residential | Yes | Behind the Meter | Vivint Solar Developer, LLC | AC Electric | Accepted | 2019-09-16 | 2019-09-17 | 2020-09-17 | Hanwha | Q.PEAK BLK-G5 315 | Solar Panels |  | 0.315 | 7 | 341 | 38 |  | Fixed | Roof
Solar Registration Program | NJSRRE1542407189 | MILLVILLE | 8332 | 20 | 5.99 | Residential | Yes | Behind the Meter | Vivint Solar Developer, LLC | AC Electric | Accepted | 2019-09-16 | 2019-09-17 | 2020-09-17 | SolarEdge | SE7600H-US | Inverters | 7600 |  | 1 |  |  | 0.992 |  | Outdoor | Near the Utility Meter
Solar Registration Program | NJSRRE1542407201 | NUTLEY | 7110 | 9 | 5.99 | Residential | No | Behind the Meter | Vivint Solar Developer, LLC | PSE&G | Accepted | 2019-09-14 | 2019-09-18 | 2020-09-18 | Hanwha Solar | Q.PEAK BLK-G5 315 | Solar Panels |  | 0.315 | 19 | 126 | 33 |  | Fixed | Roof
Solar Registration Program | NJSRRE1542407201 | NUTLEY | 7110 | 9 | 5.99 | Residential | No | Behind the Meter | Vivint Solar Developer, LLC | PSE&G | Accepted | 2019-09-14 | 2019-09-18 | 2020-09-18 | Solar Edge | SE7600H-US000BNC4 | Inverters | 7600 |  | 1 |  |  | 0.992 |  | Outdoor | near the utility meter
Solar Registration Program | NJSRRE1542408813 | Pompton Plains | 7444 | 3 | 5.99 | Residential | Yes | Behind the Meter | Vivint Solar Developer, LLC | JCP&L | Accepted | 2019-09-16 | 2019-09-18 | 2020-09-18 | Hanwha Solar | Q.PEAK BLK-G5 315 | Solar Panels |  | 0.315 | 14 | 114 | 31 |  | Fixed | Roof
Solar Registration Program | NJSRRE1542408813 | Pompton Plains | 7444 | 3 | 5.99 | Residential | Yes | Behind the Meter | Vivint Solar Developer, LLC | JCP&L | Accepted | 2019-09-16 | 2019-09-18 | 2020-09-18 | Hanwha Solar | Q.PEAK BLK-G5 315 | Solar Panels |  | 0.315 | 5 | 294 | 31 |  | Fixed | Roof
Solar Registration Program | NJSRRE1542408813 | Pompton Plains | 7444 | 3 | 5.99 | Residential | Yes | Behind the Meter | Vivint Solar Developer, LLC | JCP&L | Accepted | 2019-09-16 | 2019-09-18 | 2020-09-18 | Solar Edge | SE7600H-US000BNC4 | Inverters | 7600 |  | 1 |  |  | 0.992 |  | Outdoor | near the utility meter
Solar Registration Program | NJSRRE1542412004 | Jersey City | 7307 | 8 | 5.99 | Residential | Yes | Behind the Meter | Pro Custom Solar dba Momentum Solar | PSE&G | Accepted | 2019-09-17 | 2019-09-19 | 2020-09-19 | HANWHA | Q.PEAK DUO BLK-G5 315 | Solar Panels |  | 0.315 | 19 | 297 | 6 |  | Fixed | Roof
Solar Registration Program | NJSRRE1542412004 | Jersey City | 7307 | 8 | 5.99 | Residential | Yes | Behind the Meter | Pro Custom Solar dba Momentum Solar | PSE&G | Accepted | 2019-09-17 | 2019-09-19 | 2020-09-19 | Enphase Energy | IQ6-60-2-US | Inverters | 240 |  | 19 |  |  | 0.97 |  | Outdoor | Roof
Solar Registration Program | NJSRRE1542412297 | Edison | 8817 | 11 | 5.99 | Residential | Yes | Behind the Meter | Trinity Solar | PSE&G | Accepted | 2019-09-17 | 2019-09-19 | 2020-09-19 | Hanwha | Q.PEAK DUO BLK-G5 315 | Solar Panels |  | 0.315 | 19 | 253 | 23 |  | Fixed | Roof
Solar Registration Program | NJSRRE1542412297 | Edison | 8817 | 11 | 5.99 | Residential | Yes | Behind the Meter | Trinity Solar | PSE&G | Accepted | 2019-09-17 | 2019-09-19 | 2020-09-19 | Solar Edge | SE5000 | Inverters | 5000 |  | 1 |  |  | 0.97 |  | Outside | side of home
Solar Registration Program | NJSRRE1542422599 | Keyport | 7735 | 17 | 5.99 | Residential | Yes | Behind the Meter | Vivint Solar Developer, LLC | JCP&L | Accepted | 2019-09-19 | 2019-09-23 | 2020-09-23 | Hanwha | Q.PEAK BLK-G5 315 | Solar Panels |  | 0.315 | 15 | 118 | 25 |  | Fixed | Roof
Solar Registration Program | NJSRRE1542422599 | Keyport | 7735 | 17 | 5.99 | Residential | Yes | Behind the Meter | Vivint Solar Developer, LLC | JCP&L | Accepted | 2019-09-19 | 2019-09-23 | 2020-09-23 | Hanwha | Q.PEAK BLK-G5 315 | Solar Panels |  | 0.315 | 4 | 118 | 25 |  | Fixed | Roof
Solar Registration Program | NJSRRE1542422599 | Keyport | 7735 | 17 | 5.99 | Residential | Yes | Behind the Meter | Vivint Solar Developer, LLC | JCP&L | Accepted | 2019-09-19 | 2019-09-23 | 2020-09-23 | SolarEdge | SE7600H-US | Inverters | 7600 |  | 1 |  |  | 0.992 |  | Outdoor | Near the Utility Meter
Solar Registration Program | NJSRRE1542441130 | Linden | 7036 | 10 | 5.99 | Residential | Yes | Behind the Meter | Trinity Solar | PSE&G | Accepted | 2019-09-25 | 2019-09-27 | 2020-09-27 | Solar Edge | SE5000H-US000BNC4 | Inverters | 5000 |  | 1 |  |  | 0.97 |  | Outdoor | side of home
Solar Registration Program | NJSRRE1542441130 | Linden | 7036 | 10 | 5.99 | Residential | Yes | Behind the Meter | Trinity Solar | PSE&G | Accepted | 2019-09-25 | 2019-09-27 | 2020-09-27 | HANWHA | Q.PEAK DUO BLK-G5 315 | Solar Panels |  | 0.315 | 11 | 142 | 40 |  | Fixed | Roof
Solar Registration Program | NJSRRE1542441130 | Linden | 7036 | 10 | 5.99 | Residential | Yes | Behind the Meter | Trinity Solar | PSE&G | Accepted | 2019-09-25 | 2019-09-27 | 2020-09-27 | HANWHA | Q.PEAK DUO BLK-G5 315 | Solar Panels |  | 0.315 | 8 | 232 | 40 |  | Fixed | Roof
Solar Registration Program | NJSRRE1542445356 | Paterson City | 7504 | 6 | 5.99 | Residential | Yes | Behind the Meter | Trinity Solar | PSE&G | Accepted | 2019-09-26 | 2019-09-30 | 2020-09-30 | HANWHA | Q.PEAK DUO BLK-G5 315 | Solar Panels |  | 0.315 | 3 | 99 | 27 |  | Fixed | Roof
Solar Registration Program | NJSRRE1542445356 | Paterson City | 7504 | 6 | 5.99 | Residential | Yes | Behind the Meter | Trinity Solar | PSE&G | Accepted | 2019-09-26 | 2019-09-30 | 2020-09-30 | HANWHA | Q.PEAK DUO BLK-G5 315 | Solar Panels |  | 0.315 | 16 | 189 | 27 |  | Fixed | Roof
Solar Registration Program | NJSRRE1542445356 | Paterson City | 7504 | 6 | 5.99 | Residential | Yes | Behind the Meter | Trinity Solar | PSE&G | Accepted | 2019-09-26 | 2019-09-30 | 2020-09-30 | Solar Edge | SE5000H-US000BNC4 | Inverters | 5000 |  | 1 |  |  | 0.97 |  | Outdoor | side of home
Solar Registration Program | NJSRRE1542448048 | Maple Shade Township | 8052 | 13 | 5.99 | Residential | Yes | Behind the Meter | Trinity Solar | PSE&G | Accepted | 2019-09-27 | 2019-10-01 | 2020-10-01 | HANWHA | Q.PEAK DUO BLK-G5 315 | Solar Panels |  | 0.315 | 6 | 130 | 27 |  | Fixed | Roof
Solar Registration Program | NJSRRE1542448048 | Maple Shade Township | 8052 | 13 | 5.99 | Residential | Yes | Behind the Meter | Trinity Solar | PSE&G | Accepted | 2019-09-27 | 2019-10-01 | 2020-10-01 | HANWHA | Q.PEAK DUO BLK-G5 315 | Solar Panels |  | 0.315 | 13 | 220 | 27 |  | Fixed | Roof
Solar Registration Program | NJSRRE1542448048 | Maple Shade Township | 8052 | 13 | 5.99 | Residential | Yes | Behind the Meter | Trinity Solar | PSE&G | Accepted | 2019-09-27 | 2019-10-01 | 2020-10-01 | Solar Edge | SE5000H-US000BNC4 | Inverters | 5000 |  | 1 |  |  | 0.97 |  | Outdoor | side of home
Solar Registration Program | NJSRRE1542461025 | Englewood | 7631 | 7 | 5.99 | Residential | Yes | Behind the Meter | Trinity Solar | PSE&G | Accepted | 2019-09-30 | 2019-10-02 | 2020-10-02 | Hanwha 315 | Q.PEAK DUO BLK-G5 315 | Solar Panels |  | 0.315 | 12 | 215 | 34 |  | Fixed | Roof
Solar Registration Program | NJSRRE1542461025 | Englewood | 7631 | 7 | 5.99 | Residential | Yes | Behind the Meter | Trinity Solar | PSE&G | Accepted | 2019-09-30 | 2019-10-02 | 2020-10-02 | Hanwha 315 | Q.PEAK DUO BLK-G5 315 | Solar Panels |  | 0.315 | 7 | 215 | 18 |  | Fixed | Roof
Solar Registration Program | NJSRRE1542461025 | Englewood | 7631 | 7 | 5.99 | Residential | Yes | Behind the Meter | Trinity Solar | PSE&G | Accepted | 2019-09-30 | 2019-10-02 | 2020-10-02 | Solar Edge | SE5000H-US | Inverters | 5000 |  | 1 |  |  | 0.97 |  | Outside | side of home
Solar Registration Program | NJSRRE1542501713 | PENNSAUKEN | 8110 | 14 | 5.99 | Residential | Yes | Behind the Meter | Vivint Solar Developer, LLC | PSE&G | Accepted | 2019-10-03 | 2019-10-08 | 2020-10-08 | Hanwha Solar | Q.PEAK BLK-G5 315 | Solar Panels |  | 0.315 | 11 | 238 | 42 |  | Fixed | Roof
Solar Registration Program | NJSRRE1542501713 | PENNSAUKEN | 8110 | 14 | 5.99 | Residential | Yes | Behind the Meter | Vivint Solar Developer, LLC | PSE&G | Accepted | 2019-10-03 | 2019-10-08 | 2020-10-08 | Hanwha Solar | Q.PEAK BLK-G5 315 | Solar Panels |  | 0.315 | 8 | 238 | 43 |  | Fixed | Roof
Solar Registration Program | NJSRRE1542501713 | PENNSAUKEN | 8110 | 14 | 5.99 | Residential | Yes | Behind the Meter | Vivint Solar Developer, LLC | PSE&G | Accepted | 2019-10-03 | 2019-10-08 | 2020-10-08 | Solar Edge | SE7600H-US000BNC4 | Inverters | 7600 |  | 1 |  |  | 0.992 |  | Outdoor | Near the Utility Meter
Solar Registration Program | NJSRRE1542504540 | Piscataway | 8854 | 11 | 5.99 | Residential | No | Behind the Meter | Suntuity Solar LLC | PSE&G | Accepted | 2019-10-04 | 2019-10-08 | 2020-10-08 | Yingli Green Energy | YL315D-30b | Solar Panels |  | 0.315 | 19 | 217 | 27 |  | Fixed | Roof
Solar Registration Program | NJSRRE1542504540 | Piscataway | 8854 | 11 | 5.99 | Residential | No | Behind the Meter | Suntuity Solar LLC | PSE&G | Accepted | 2019-10-04 | 2019-10-08 | 2020-10-08 | Enphase Energy | IQ7-60-2-US | Inverters | 240 |  | 19 |  |  | 0.97 |  | Outdoor | Behind the PV Modules
Solar Registration Program | NJSRRE1542510353 | Parsippany | 7054 | 3 | 5.99 | Residential | Yes | Behind the Meter | Vivint Solar Developer, LLC | JCP&L | Accepted | 2019-10-05 | 2019-10-09 | 2020-10-09 | Hanwha Solar | Q.PEAKBLK-G5315 | Solar Panels |  | 0.315 | 6 | 82 | 21 |  | Fixed | Roof
Solar Registration Program | NJSRRE1542510353 | Parsippany | 7054 | 3 | 5.99 | Residential | Yes | Behind the Meter | Vivint Solar Developer, LLC | JCP&L | Accepted | 2019-10-05 | 2019-10-09 | 2020-10-09 | Hanwha Solar | Q.PEAKBLK-G5315 | Solar Panels |  | 0.315 | 8 | 172 | 21 |  | Fixed | Roof
Solar Registration Program | NJSRRE1542510353 | Parsippany | 7054 | 3 | 5.99 | Residential | Yes | Behind the Meter | Vivint Solar Developer, LLC | JCP&L | Accepted | 2019-10-05 | 2019-10-09 | 2020-10-09 | Hanwha Solar | Q.PEAKBLK-G5315 | Solar Panels |  | 0.315 | 5 | 172 | 21 |  | Fixed | Roof
Solar Registration Program | NJSRRE1542510353 | Parsippany | 7054 | 3 | 5.99 | Residential | Yes | Behind the Meter | Vivint Solar Developer, LLC | JCP&L | Accepted | 2019-10-05 | 2019-10-09 | 2020-10-09 | Solar Edge | SE7600H-US000BNC4 | Inverters | 7600 |  | 1 |  |  | 0.992 |  | Outdoor | near the utility meter
Solar Registration Program | NJSRRE1542511011 | Pleasantville | 8232 | 19 | 5.99 | Residential | No | Behind the Meter | Castle Energy, LLC | AC Electric | Accepted | 2019-10-07 | 2019-11-07 | 2020-11-07 | Hanwha Q-Cells | Q.Peak DUO-G5 315 | Solar Panels |  | 0.315 | 17 | 209 | 27 |  | Fixed | Roof
Solar Registration Program | NJSRRE1542511011 | Pleasantville | 8232 | 19 | 5.99 | Residential | No | Behind the Meter | Castle Energy, LLC | AC Electric | Accepted | 2019-10-07 | 2019-11-07 | 2020-11-07 | Hanwha Q-Cells | Q.Peak DUO-G5 315 | Solar Panels |  | 0.315 | 2 | 119 | 18 |  | Fixed | Roof
Solar Registration Program | NJSRRE1542511011 | Pleasantville | 8232 | 19 | 5.99 | Residential | No | Behind the Meter | Castle Energy, LLC | AC Electric | Accepted | 2019-10-07 | 2019-11-07 | 2020-11-07 | Enphase Energy | IQ7-60-2-US | Inverters | 240 |  | 19 |  |  | 0.967 |  | Outside | on the rooftop under each solar panel
Solar Registration Program | NJSRRE1542515446 | Burlington | 8016 | 13 | 5.99 | Residential | Yes | Behind the Meter | Trinity Solar | PSE&G | Accepted | 2019-10-08 | 2019-10-10 | 2020-10-10 | Hanwha | Q.PEAK DUO BLK-G5 315 | Solar Panels |  | 0.315 | 6 | 277 | 27 |  | Fixed | Roof
Solar Registration Program | NJSRRE1542515446 | Burlington | 8016 | 13 | 5.99 | Residential | Yes | Behind the Meter | Trinity Solar | PSE&G | Accepted | 2019-10-08 | 2019-10-10 | 2020-10-10 | Hanwha | Q.PEAK DUO BLK-G5 315 | Solar Panels |  | 0.315 | 5 | 97 | 45 |  | Fixed | Roof
Solar Registration Program | NJSRRE1542515446 | Burlington | 8016 | 13 | 5.99 | Residential | Yes | Behind the Meter | Trinity Solar | PSE&G | Accepted | 2019-10-08 | 2019-10-10 | 2020-10-10 | Hanwha | Q.PEAK DUO BLK-G5 315 | Solar Panels |  | 0.315 | 8 | 97 | 27 |  | Fixed | Roof
Solar Registration Program | NJSRRE1542515446 | Burlington | 8016 | 13 | 5.99 | Residential | Yes | Behind the Meter | Trinity Solar | PSE&G | Accepted | 2019-10-08 | 2019-10-10 | 2020-10-10 | Solar Edge | SE5000 | Inverters | 5000 |  | 1 |  |  | 0.97 |  | Outside | side of home
Solar Registration Program | NJSRRE1542518847 | Linden | 7036 | 10 | 5.99 | Residential | Yes | Behind the Meter | Suntuity Solar LLC | PSE&G | Accepted | 2019-10-09 | 2019-10-11 | 2020-10-11 | Yingli Green Energy | YL315D-30b | Solar Panels |  | 0.315 | 13 | 219 | 21 |  | Fixed | Roof
Solar Registration Program | NJSRRE1542518847 | Linden | 7036 | 10 | 5.99 | Residential | Yes | Behind the Meter | Suntuity Solar LLC | PSE&G | Accepted | 2019-10-09 | 2019-10-11 | 2020-10-11 | Yingli Green Energy | YL315D-30b | Solar Panels |  | 0.315 | 6 | 129 | 21 |  | Fixed | Roof
Solar Registration Program | NJSRRE1542518847 | Linden | 7036 | 10 | 5.99 | Residential | Yes | Behind the Meter | Suntuity Solar LLC | PSE&G | Accepted | 2019-10-09 | 2019-10-11 | 2020-10-11 | Enphase Energy | IQ7-60-2-US | Inverters | 240 |  | 19 |  |  | 0.97 |  | Outdoor | Behind the PV Modules
Solar Registration Program | NJSRRE1542543723 | Lanoka Harbor | 8734 | 18 | 5.99 | Residential | Yes | Behind the Meter | Trinity Solar | JCP&L | Accepted | 2019-10-15 | 2019-10-17 | 2020-10-17 | Hanwha 315 | Q.PEAK DUO BLK-G5 315 | Solar Panels |  | 0.315 | 19 | 94 | 18 |  | Fixed | Roof
Solar Registration Program | NJSRRE1542543723 | Lanoka Harbor | 8734 | 18 | 5.99 | Residential | Yes | Behind the Meter | Trinity Solar | JCP&L | Accepted | 2019-10-15 | 2019-10-17 | 2020-10-17 | Solar Edge | SE5000H-US | Inverters | 5000 |  | 1 |  |  | 0.97 |  | Outside | side of home
Solar Registration Program | NJSRRE1542547419 | Bloomfield | 7003 | 9 | 5.99 | Residential | Yes | Behind the Meter | Trinity Solar | PSE&G | Accepted | 2019-10-16 | 2019-10-18 | 2020-10-18 | Hanwha 315 | Q.PEAK DUO BLK-G5 315 | Solar Panels |  | 0.315 | 16 | 175 | 43 |  | Fixed | Roof
Solar Registration Program | NJSRRE1542547419 | Bloomfield | 7003 | 9 | 5.99 | Residential | Yes | Behind the Meter | Trinity Solar | PSE&G | Accepted | 2019-10-16 | 2019-10-18 | 2020-10-18 | Hanwha 315 | Q.PEAK DUO BLK-G5 315 | Solar Panels |  | 0.315 | 3 | 265 | 14 |  | Fixed | Roof
Solar Registration Program | NJSRRE1542547419 | Bloomfield | 7003 | 9 | 5.99 | Residential | Yes | Behind the Meter | Trinity Solar | PSE&G | Accepted | 2019-10-16 | 2019-10-18 | 2020-10-18 | Solar Edge | SE5000H-US | Inverters | 5000 |  | 1 |  |  | 0.97 |  | Outside | side of home
Solar Registration Program | NJSRRE1542547431 | Ewing | 8638 | 12 | 5.99 | Residential | Yes | Behind the Meter | Pro Custom Solar dba Momentum Solar | PSE&G | Accepted | 2019-10-16 | 2019-10-18 | 2020-10-18 | HANWHA | Q.PEAK DUO BLK-G5 315 | Solar Panels |  | 0.315 | 19 | 227 | 25 |  | Fixed | Roof
Solar Registration Program | NJSRRE1542547431 | Ewing | 8638 | 12 | 5.99 | Residential | Yes | Behind the Meter | Pro Custom Solar dba Momentum Solar | PSE&G | Accepted | 2019-10-16 | 2019-10-18 | 2020-10-18 | Enphase Energy | IQ7-60-2-US | Inverters | 250 |  | 19 |  |  | 0.97 |  | Outdoor | Roof
Solar Registration Program | NJSRRE1542548524 | Clifton | 7012 | 6 | 5.99 | Residential | No | Behind the Meter | Vivint Solar Developer, LLC | PSE&G | Accepted | 2019-10-16 | 2019-10-18 | 2020-10-18 | Hanwha | Q.PEAK BLK-G5 31 | Solar Panels |  | 0.315 | 15 | 222 | 22 |  | Fixed | Roof
Solar Registration Program | NJSRRE1542548524 | Clifton | 7012 | 6 | 5.99 | Residential | No | Behind the Meter | Vivint Solar Developer, LLC | PSE&G | Accepted | 2019-10-16 | 2019-10-18 | 2020-10-18 | Hanwha | Q.PEAK BLK-G5 315 | Solar Panels |  | 0.315 | 4 | 222 | 24 |  | Fixed | Roof
Solar Registration Program | NJSRRE1542548524 | Clifton | 7012 | 6 | 5.99 | Residential | No | Behind the Meter | Vivint Solar Developer, LLC | PSE&G | Accepted | 2019-10-16 | 2019-10-18 | 2020-10-18 | SolarEdge | SE7600H-US | Inverters | 7600 |  | 1 |  |  | 0.992 |  | Outdoor | Near the Utility Meter
Solar Registration Program | NJSRRE1542548790 | Keyport | 7735 | 17 | 5.99 | Residential | Yes | Behind the Meter | Vivint Solar Developer, LLC | JCP&L | Accepted | 2019-10-16 | 2019-10-18 | 2020-10-18 | Hanwha Solar | Q.PEAK BLK-G5 315 | Solar Panels |  | 0.315 | 19 | 213 | 12 |  | Fixed | Roof
Solar Registration Program | NJSRRE1542548790 | Keyport | 7735 | 17 | 5.99 | Residential | Yes | Behind the Meter | Vivint Solar Developer, LLC | JCP&L | Accepted | 2019-10-16 | 2019-10-18 | 2020-10-18 | Solar Edge | SE7600H-US000BNC4 | Inverters | 7600 |  | 1 |  |  | 0.992 |  | Outdoor | Near the Utility Meter
Solar Registration Program | NJSRRE1542553656 | 3 EVERGREEN ST | 7730 | 17 | 5.99 | Residential | Yes | Behind the Meter | Vivint Solar Developer, LLC | JCP&L | Accepted | 2019-11-04 | 2019-11-04 | 2020-11-04 | HANWHA SOLAR | Q.PEAK BLK-G5 315 | Solar Panels |  | 0.315 | 19 | 206 | 22 |  | Fixed | Roof
Solar Registration Program | NJSRRE1542553656 | 3 EVERGREEN ST | 7730 | 17 | 5.99 | Residential | Yes | Behind the Meter | Vivint Solar Developer, LLC | JCP&L | Accepted | 2019-11-04 | 2019-11-04 | 2020-11-04 | SOLAREDGE | SE7600H-US000BNC4 | Inverters | 7600 |  | 1 |  |  | 0.992 |  | Outdoor | Near The Utility Meter
Solar Registration Program | NJSRRE1542554045 | Willingboro | 8046 | 13 | 5.99 | Residential | Yes | Behind the Meter | Vivint Solar Developer, LLC | PSE&G | Accepted | 2019-10-17 | 2019-10-21 | 2020-10-21 | HANWHA SOLAR | Q.PEAK BLK-G5 315 | Solar Panels |  | 0.315 | 19 | 186 | 42 |  | Fixed | Roof
Solar Registration Program | NJSRRE1542554045 | Willingboro | 8046 | 13 | 5.99 | Residential | Yes | Behind the Meter | Vivint Solar Developer, LLC | PSE&G | Accepted | 2019-10-17 | 2019-10-21 | 2020-10-21 | solar edge | SE7600H-US | Inverters | 7600 |  | 1 |  |  | 0.992 |  | Outdoor | Near the utility meter
Solar Registration Program | NJSRRE1542559390 | Mount Laurel | 8054 | 13 | 5.99 | Residential | Yes | Behind the Meter | Vivint Solar Developer, LLC | PSE&G | Accepted | 2019-10-18 | 2019-10-22 | 2020-10-22 | HANWHA SOLAR | Q.PEAK BLK-G5 315 | Solar Panels |  | 0.315 | 12 | 173 | 25 |  | Fixed | Roof
Solar Registration Program | NJSRRE1542559390 | Mount Laurel | 8054 | 13 | 5.99 | Residential | Yes | Behind the Meter | Vivint Solar Developer, LLC | PSE&G | Accepted | 2019-10-18 | 2019-10-22 | 2020-10-22 | HANWHA SOLAR | Q.PEAK BLK-G5 315 | Solar Panels |  | 0.315 | 7 | 263 | 14 |  | Fixed | Roof
Solar Registration Program | NJSRRE1542559390 | Mount Laurel | 8054 | 13 | 5.99 | Residential | Yes | Behind the Meter | Vivint Solar Developer, LLC | PSE&G | Accepted | 2019-10-18 | 2019-10-22 | 2020-10-22 | solar edge | SE7600H-US | Inverters | 7600 |  | 1 |  |  | 0.992 |  | Outdoor | near utility meter
Solar Registration Program | NJSRRE1542559523 | Mullica Hill | 8062 | 15 | 5.99 | Residential | Yes | Behind the Meter | Vivint Solar Developer, LLC | AC Electric | Accepted | 2019-10-18 | 2019-10-22 | 2020-10-22 | Hanwha | Q.PEAK BLK-G5 315 | Solar Panels |  | 0.315 | 4 | 148 | 20 |  | Fixed | Roof
Solar Registration Program | NJSRRE1542559523 | Mullica Hill | 8062 | 15 | 5.99 | Residential | Yes | Behind the Meter | Vivint Solar Developer, LLC | AC Electric | Accepted | 2019-10-18 | 2019-10-22 | 2020-10-22 | Hanwha | Q.PEAK BLK-G5 315 | Solar Panels |  | 0.315 | 11 | 148 | 20 |  | Fixed | Roof
Solar Registration Program | NJSRRE1542559523 | Mullica Hill | 8062 | 15 | 5.99 | Residential | Yes | Behind the Meter | Vivint Solar Developer, LLC | AC Electric | Accepted | 2019-10-18 | 2019-10-22 | 2020-10-22 | Hanwha | Q.PEAK BLK-G5 315 | Solar Panels |  | 0.315 | 4 | 328 | 20 |  | Fixed | Roof
Solar Registration Program | NJSRRE1542559523 | Mullica Hill | 8062 | 15 | 5.99 | Residential | Yes | Behind the Meter | Vivint Solar Developer, LLC | AC Electric | Accepted | 2019-10-18 | 2019-10-22 | 2020-10-22 | Solar Edge | SE7600H-US000BNC4 | Inverters | 7600 |  | 1 |  |  | 0.992 |  | Outdoor | Near the Utility Meter
Solar Registration Program | NJSRRE1542578546 | Union | 7083 | 10 | 5.99 | Residential | Yes | Behind the Meter | Trinity Solar | PSE&G | Accepted | 2019-10-23 | 2019-10-25 | 2020-10-25 | Hanwha | Q.PEAK DUO BLK-G5 315 | Solar Panels |  | 0.315 | 16 | 129 | 30 |  | Fixed | Roof
Solar Registration Program | NJSRRE1542578546 | Union | 7083 | 10 | 5.99 | Residential | Yes | Behind the Meter | Trinity Solar | PSE&G | Accepted | 2019-10-23 | 2019-10-25 | 2020-10-25 | Hanwha | Q.PEAK DUO BLK-G5 315 | Solar Panels |  | 0.315 | 3 | 219 | 14 |  | Fixed | Roof
Solar Registration Program | NJSRRE1542578546 | Union | 7083 | 10 | 5.99 | Residential | Yes | Behind the Meter | Trinity Solar | PSE&G | Accepted | 2019-10-23 | 2019-10-25 | 2020-10-25 | Solar Edge | SE5000 | Inverters | 5000 |  | 1 |  |  | 0.97 |  | Outside | side of home
Solar Registration Program | NJSRRE1542578864 | Toms River | 8757 | 18 | 5.99 | Residential | Yes | Behind the Meter | Trinity Solar | JCP&L | Accepted | 2019-10-23 | 2019-10-25 | 2020-10-25 | Hanwha | Q.PEAK DUO BLK-G5 315 | Solar Panels |  | 0.315 | 9 | 112 | 18 |  | Fixed | Roof
Solar Registration Program | NJSRRE1542578864 | Toms River | 8757 | 18 | 5.99 | Residential | Yes | Behind the Meter | Trinity Solar | JCP&L | Accepted | 2019-10-23 | 2019-10-25 | 2020-10-25 | Hanwha | Q.PEAK DUO BLK-G5 315 | Solar Panels |  | 0.315 | 10 | 112 | 18 |  | Fixed | Roof
Solar Registration Program | NJSRRE1542578864 | Toms River | 8757 | 18 | 5.99 | Residential | Yes | Behind the Meter | Trinity Solar | JCP&L | Accepted | 2019-10-23 | 2019-10-25 | 2020-10-25 | Solar Edge | SE5000 | Inverters | 5000 |  | 1 |  |  | 0.97 |  | Outside | side of home
Solar Registration Program | NJSRRE1542581615 | Phillipsburg | 8865 | 2 | 5.99 | Residential | No | Behind the Meter | Solar Spectrum LLC | JCP&L | Accepted | 2019-10-24 | 2019-10-28 | 2020-10-28 | Q CELLS | Q.PEAK-DUO-BLK-G5-315 | Solar Panels |  | 0.315 | 15 | 295 | 30 |  | Fixed | Roof
Solar Registration Program | NJSRRE1542581615 | Phillipsburg | 8865 | 2 | 5.99 | Residential | No | Behind the Meter | Solar Spectrum LLC | JCP&L | Accepted | 2019-10-24 | 2019-10-28 | 2020-10-28 | Q CELLS | Q.PEAK-DUO-BLK-G5-315 | Solar Panels |  | 0.315 | 4 | 115 | 30 |  | Fixed | Roof
Solar Registration Program | NJSRRE1542581615 | Phillipsburg | 8865 | 2 | 5.99 | Residential | No | Behind the Meter | Solar Spectrum LLC | JCP&L | Accepted | 2019-10-24 | 2019-10-28 | 2020-10-28 | SolarEdge Tech. | SE5000H-US | Inverters | 21 |  | 1 |  |  | 0.99 |  | Outdoor | near meter
Solar Registration Program | NJSRRE1542584417 | PENNSAUKEN | 8109 | 14 | 5.99 | Residential | Yes | Behind the Meter | Vivint Solar Developer, LLC | PSE&G | Accepted | 2019-10-25 | 2019-10-29 | 2020-10-29 | Hanwha | Q.PEAK BLK-G5 315 | Solar Panels |  | 0.315 | 8 | 262 | 45 |  | Fixed | Roof
Solar Registration Program | NJSRRE1542584417 | PENNSAUKEN | 8109 | 14 | 5.99 | Residential | Yes | Behind the Meter | Vivint Solar Developer, LLC | PSE&G | Accepted | 2019-10-25 | 2019-10-29 | 2020-10-29 | Hanwha | Q.PEAK BLK-G5 315 | Solar Panels |  | 0.315 | 8 | 262 | 45 |  | Fixed | Roof
Solar Registration Program | NJSRRE1542584417 | PENNSAUKEN | 8109 | 14 | 5.99 | Residential | Yes | Behind the Meter | Vivint Solar Developer, LLC | PSE&G | Accepted | 2019-10-25 | 2019-10-29 | 2020-10-29 | Hanwha | Q.PEAK BLK-G5 315 | Solar Panels |  | 0.315 | 3 | 172 | 60 |  | Fixed | Roof
Solar Registration Program | NJSRRE1542584417 | PENNSAUKEN | 8109 | 14 | 5.99 | Residential | Yes | Behind the Meter | Vivint Solar Developer, LLC | PSE&G | Accepted | 2019-10-25 | 2019-10-29 | 2020-10-29 | Solar Edge | SE7600H-US | Inverters | 7600 |  | 1 |  |  | 0.992 |  | Outdoor | Near the utility meter
Solar Registration Program | NJSRRE1542641201 | PENNSAUKEN | 8110 | 14 | 5.99 | Residential | Yes | Behind the Meter | Vivint Solar Developer, LLC | PSE&G | Accepted | 2019-10-25 | 2019-10-29 | 2020-10-29 | HANWHA SOLAR | Q.PEAK BLK-G5 315 | Solar Panels |  | 0.315 | 19 | 57 | 3 |  | Fixed | Roof
Solar Registration Program | NJSRRE1542641201 | PENNSAUKEN | 8110 | 14 | 5.99 | Residential | Yes | Behind the Meter | Vivint Solar Developer, LLC | PSE&G | Accepted | 2019-10-25 | 2019-10-29 | 2020-10-29 | solar edge | SE7600H-US | Inverters | 7600 |  | 1 |  |  | 0.992 |  | Outdoor | near the utility meter
Solar Registration Program | NJSRRE1542685436 | NORTH BRUNSWICK | 8902 | 11 | 5.99 | Residential | Yes | Behind the Meter | Vivint Solar Developer, LLC | PSE&G | Accepted | 2019-10-28 | 2019-10-30 | 2020-10-30 | Hanwha Solar | Q.PEAK BLK-G5 315 | Solar Panels |  | 0.315 | 15 | 127 | 19 |  | Fixed | Roof
Solar Registration Program | NJSRRE1542685436 | NORTH BRUNSWICK | 8902 | 11 | 5.99 | Residential | Yes | Behind the Meter | Vivint Solar Developer, LLC | PSE&G | Accepted | 2019-10-28 | 2019-10-30 | 2020-10-30 | Hanwha Solar | Q.PEAK BLK-G5 315 | Solar Panels |  | 0.315 | 4 | 127 | 19 |  | Fixed | Roof
Solar Registration Program | NJSRRE1542685436 | NORTH BRUNSWICK | 8902 | 11 | 5.99 | Residential | Yes | Behind the Meter | Vivint Solar Developer, LLC | PSE&G | Accepted | 2019-10-28 | 2019-10-30 | 2020-10-30 | Solar Edge | SE7600H-US000BNC4 | Inverters | 7600 |  | 1 |  |  | 0.992 |  | Outdoor | Near the utility meter
Solar Registration Program | NJSRRE1542839941 | MANAHAWKIN | 8050 | 18 | 5.99 | Residential | Yes | Behind the Meter | Vivint Solar Developer, LLC | AC Electric | Accepted | 2019-10-31 | 2019-11-04 | 2020-11-04 | Hanwha | Q.PEAK BLK-G5 315 | Solar Panels |  | 0.315 | 11 | 191 | 22 |  | Fixed | Roof
Solar Registration Program | NJSRRE1542839941 | MANAHAWKIN | 8050 | 18 | 5.99 | Residential | Yes | Behind the Meter | Vivint Solar Developer, LLC | AC Electric | Accepted | 2019-10-31 | 2019-11-04 | 2020-11-04 | Hanwha | Q.PEAK BLK-G5 315 | Solar Panels |  | 0.315 | 8 | 101 | 22 |  | Fixed | Roof
Solar Registration Program | NJSRRE1542839941 | MANAHAWKIN | 8050 | 18 | 5.99 | Residential | Yes | Behind the Meter | Vivint Solar Developer, LLC | AC Electric | Accepted | 2019-10-31 | 2019-11-04 | 2020-11-04 | Solar Edge | SE7600H-US000BNC4 | Inverters | 7600 |  | 1 |  |  | 0.992 |  | Outdoor | Near the Utility Meter
Solar Registration Program | NJSRRE1542851426 | Piscataway | 8854 | 11 | 5.99 | Residential | No | Behind the Meter | Pro Custom Solar dba Momentum Solar | PSE&G | Accepted | 2019-10-31 | 2019-11-04 | 2020-11-04 | HANWHA | Q.PEAK DUO BLK-G5 315 | Solar Panels |  | 0.315 | 9 | 223 | 9 |  | Fixed | Roof
Solar Registration Program | NJSRRE1542851426 | Piscataway | 8854 | 11 | 5.99 | Residential | No | Behind the Meter | Pro Custom Solar dba Momentum Solar | PSE&G | Accepted | 2019-10-31 | 2019-11-04 | 2020-11-04 | HANWHA | Q.PEAK DUO BLK-G5 315 | Solar Panels |  | 0.315 | 10 | 43 | 27 |  | Fixed | Roof
Solar Registration Program | NJSRRE1542851426 | Piscataway | 8854 | 11 | 5.99 | Residential | No | Behind the Meter | Pro Custom Solar dba Momentum Solar | PSE&G | Accepted | 2019-10-31 | 2019-11-04 | 2020-11-04 | Enphase Energy | IQ6-60-2-US | Inverters | 240 |  | 19 |  |  | 0.97 |  | Outdoor | Roof
Solar Registration Program | NJSRRE1542884136 | Jackson | 8527 | 18 | 5.99 | Residential | No | Behind the Meter | Trinity Solar | JCP&L | Accepted | 2019-11-01 | 2019-11-05 | 2020-11-05 | Hanwha 315 | Q.PEAK DUO BLK-G5 315 | Solar Panels |  | 0.315 | 8 | 175 | 40 |  | Fixed | Roof
Solar Registration Program | NJSRRE1542884136 | Jackson | 8527 | 18 | 5.99 | Residential | No | Behind the Meter | Trinity Solar | JCP&L | Accepted | 2019-11-01 | 2019-11-05 | 2020-11-05 | Hanwha 315 | Q.PEAK DUO BLK-G5 315 | Solar Panels |  | 0.315 | 5 | 175 | 40 |  | Fixed | Roof
Solar Registration Program | NJSRRE1542884136 | Jackson | 8527 | 18 | 5.99 | Residential | No | Behind the Meter | Trinity Solar | JCP&L | Accepted | 2019-11-01 | 2019-11-05 | 2020-11-05 | Hanwha 315 | Q.PEAK DUO BLK-G5 315 | Solar Panels |  | 0.315 | 6 | 175 | 40 |  | Fixed | Roof
Solar Registration Program | NJSRRE1542884136 | Jackson | 8527 | 18 | 5.99 | Residential | No | Behind the Meter | Trinity Solar | JCP&L | Accepted | 2019-11-01 | 2019-11-05 | 2020-11-05 | Solar Edge | SE5000H-US | Inverters | 5000 |  | 1 |  |  | 0.97 |  | Outside | side of home
Solar Registration Program | NJSRRE1542884145 | NORTH PLAINFIELD | 7063 | 10 | 5.99 | Residential | Yes | Behind the Meter | Vivint Solar Developer, LLC | PSE&G | Accepted | 2019-11-01 | 2019-11-05 | 2020-11-05 | Hanwha | Q.PEAK BLK-G5 315 | Solar Panels |  | 0.315 | 14 | 129 | 34 |  | Fixed | Roof
Solar Registration Program | NJSRRE1542884145 | NORTH PLAINFIELD | 7063 | 10 | 5.99 | Residential | Yes | Behind the Meter | Vivint Solar Developer, LLC | PSE&G | Accepted | 2019-11-01 | 2019-11-05 | 2020-11-05 | Hanwha | Q.PEAK BLK-G5 315 | Solar Panels |  | 0.315 | 5 | 309 | 34 |  | Fixed | Roof
Solar Registration Program | NJSRRE1542884145 | NORTH PLAINFIELD | 7063 | 10 | 5.99 | Residential | Yes | Behind the Meter | Vivint Solar Developer, LLC | PSE&G | Accepted | 2019-11-01 | 2019-11-05 | 2020-11-05 | Solar Edge | SE7600H-US000BNC4 | Inverters | 7600 |  | 1 |  |  | 0.992 |  | Outdoor | Near the utility meter
Solar Registration Program | NJSRRE1542884237 | MILLVILLE | 8332 | 20 | 5.99 | Residential | Yes | Behind the Meter | Vivint Solar Developer, LLC | AC Electric | Accepted | 2019-11-01 | 2019-11-05 | 2020-11-05 | HANWHA SOLAR | Q.PEAK BLK-G5 315 | Solar Panels |  | 0.315 | 19 | 329 | 39 |  | Fixed | Roof
Solar Registration Program | NJSRRE1542884237 | MILLVILLE | 8332 | 20 | 5.99 | Residential | Yes | Behind the Meter | Vivint Solar Developer, LLC | AC Electric | Accepted | 2019-11-01 | 2019-11-05 | 2020-11-05 | solar edge | SE7600H-US | Inverters | 7600 |  | 1 |  |  | 0.992 |  | Outdoor | near utility meter
Solar Registration Program | NJSRRE1542911465 | East Orange | 7017 | 9 | 5.99 | Residential | Yes | Behind the Meter | Trinity Solar | PSE&G | Accepted | 2019-11-05 | 2019-11-06 | 2020-11-06 | Hanwha | Q.PEAK DUO BLK-G5 315 | Solar Panels |  | 0.315 | 7 | 96 | 37 |  | Fixed | Roof
Solar Registration Program | NJSRRE1542911465 | East Orange | 7017 | 9 | 5.99 | Residential | Yes | Behind the Meter | Trinity Solar | PSE&G | Accepted | 2019-11-05 | 2019-11-06 | 2020-11-06 | Hanwha | Q.PEAK DUO BLK-G5 315 | Solar Panels |  | 0.315 | 4 | 186 | 27 |  | Fixed | Roof
Solar Registration Program | NJSRRE1542911465 | East Orange | 7017 | 9 | 5.99 | Residential | Yes | Behind the Meter | Trinity Solar | PSE&G | Accepted | 2019-11-05 | 2019-11-06 | 2020-11-06 | Hanwha | Q.PEAK DUO BLK-G5 315 | Solar Panels |  | 0.315 | 8 | 276 | 37 |  | Fixed | Roof
Solar Registration Program | NJSRRE1542911465 | East Orange | 7017 | 9 | 5.99 | Residential | Yes | Behind the Meter | Trinity Solar | PSE&G | Accepted | 2019-11-05 | 2019-11-06 | 2020-11-06 | Solar Edge | SE5000 | Inverters | 5000 |  | 1 |  |  | 0.97 |  | Outside | side of home
Solar Registration Program | NJSRRE1542962352 | Hazlet | 7730 | 17 | 5.99 | Residential | Yes | Behind the Meter | Trinity Solar | JCP&L | Accepted | 2019-11-05 | 2019-11-07 | 2020-11-07 | HANWHA | Q.PEAK DUO BLK-G5 315 | Solar Panels |  | 0.315 | 8 | 108 | 18 |  | Fixed | Roof
Solar Registration Program | NJSRRE1542962352 | Hazlet | 7730 | 17 | 5.99 | Residential | Yes | Behind the Meter | Trinity Solar | JCP&L | Accepted | 2019-11-05 | 2019-11-07 | 2020-11-07 | HANWHA | Q.PEAK DUO BLK-G5 315 | Solar Panels |  | 0.315 | 11 | 108 | 19 |  | Fixed | Roof
Solar Registration Program | NJSRRE1542962352 | Hazlet | 7730 | 17 | 5.99 | Residential | Yes | Behind the Meter | Trinity Solar | JCP&L | Accepted | 2019-11-05 | 2019-11-07 | 2020-11-07 | SOLAR EDGE | SE5000H-US | Inverters | 5000 |  | 1 |  |  | 0.97 |  | Outdoor | SIDE
Solar Registration Program | NJSRRE1542967046 | Beach Haven Terrace | 8008 | 18 | 5.99 | Residential | Yes | Behind the Meter | Trinity Solar | AC Electric | Accepted | 2019-11-05 | 2019-11-07 | 2020-11-07 | Hanwha | Q.PEAK DUO BLK-G5 315 | Solar Panels |  | 0.315 | 12 | 118 | 18 |  | Fixed | Roof
Solar Registration Program | NJSRRE1542967046 | Beach Haven Terrace | 8008 | 18 | 5.99 | Residential | Yes | Behind the Meter | Trinity Solar | AC Electric | Accepted | 2019-11-05 | 2019-11-07 | 2020-11-07 | Hanwha | Q.PEAK DUO BLK-G5 315 | Solar Panels |  | 0.315 | 4 | 298 | 23 |  | Fixed | Roof
Solar Registration Program | NJSRRE1542967046 | Beach Haven Terrace | 8008 | 18 | 5.99 | Residential | Yes | Behind the Meter | Trinity Solar | AC Electric | Accepted | 2019-11-05 | 2019-11-07 | 2020-11-07 | Hanwha | Q.PEAK DUO BLK-G5 315 | Solar Panels |  | 0.315 | 3 | 118 | 23 |  | Fixed | Roof
Solar Registration Program | NJSRRE1542967046 | Beach Haven Terrace | 8008 | 18 | 5.99 | Residential | Yes | Behind the Meter | Trinity Solar | AC Electric | Accepted | 2019-11-05 | 2019-11-07 | 2020-11-07 | Solar Edge | SE5000 | Inverters | 5000 |  | 1 |  |  | 0.97 |  | Outside | side of home
Solar Registration Program | NJSRRE1543042294 | WASHINGTON | 7882 | 2 | 5.99 | Residential | Yes | Behind the Meter | Vivint Solar Developer, LLC | JCP&L | Accepted | 2019-11-06 | 2019-11-11 | 2020-11-11 | Hanwha Solar | Q.PEAK BLK-G5 315 | Solar Panels |  | 0.315 | 12 | 176 | 33 |  | Fixed | Roof
Solar Registration Program | NJSRRE1543042294 | WASHINGTON | 7882 | 2 | 5.99 | Residential | Yes | Behind the Meter | Vivint Solar Developer, LLC | JCP&L | Accepted | 2019-11-06 | 2019-11-11 | 2020-11-11 | Hanwha Solar | Q.PEAK BLK-G5 315 | Solar Panels |  | 0.315 | 7 | 176 | 18 |  | Fixed | Roof
Solar Registration Program | NJSRRE1543042294 | WASHINGTON | 7882 | 2 | 5.99 | Residential | Yes | Behind the Meter | Vivint Solar Developer, LLC | JCP&L | Accepted | 2019-11-06 | 2019-11-11 | 2020-11-11 | Solar Edge | SE7600H-US000BNC4 | Inverters | 7600 |  | 1 |  |  | 0.992 |  | Outdoor | Near The Utility Meter
Solar Registration Program | NJSRRE1543046366 | South Plainfield | 7080 | 11 | 5.99 | Residential | No | Behind the Meter | Trinity Solar | PSE&G | Accepted | 2019-11-07 | 2019-11-11 | 2020-11-11 | Hanwha | Q.PEAK DUO BLK-G5 315 | Solar Panels |  | 0.315 | 19 | 148 | 34 |  | Fixed | Roof
Solar Registration Program | NJSRRE1543046366 | South Plainfield | 7080 | 11 | 5.99 | Residential | No | Behind the Meter | Trinity Solar | PSE&G | Accepted | 2019-11-07 | 2019-11-11 | 2020-11-11 | Solar Edge | SE5000 | Inverters | 5000 |  | 1 |  |  | 0.97 |  | Outside | side of home
Solar Registration Program | NJSRRE1543056179 | Perth Amboy | 8861 | 11 | 5.99 | Residential | Yes | Behind the Meter | Pro Custom Solar dba Momentum Solar | PSE&G | Accepted | 2019-11-07 | 2019-11-12 | 2020-11-12 | Hanwha | Q.Peak DUO BLK-G5 315 | Solar Panels |  | 0.315 | 19 | 115 | 34 |  | Fixed | Roof
Solar Registration Program | NJSRRE1543056179 | Perth Amboy | 8861 | 11 | 5.99 | Residential | Yes | Behind the Meter | Pro Custom Solar dba Momentum Solar | PSE&G | Accepted | 2019-11-07 | 2019-11-12 | 2020-11-12 | Enphase Energy | IQ6-60-2-US | Inverters | 240 |  | 19 |  |  | 0.97 |  | Outdoor | Roof
Solar Registration Program | NJSRRE1543065235 | Irvington | 7111 | 9 | 5.99 | Residential | Yes | Behind the Meter | Pro Custom Solar dba Momentum Solar | PSE&G | Accepted | 2019-11-11 | 2019-11-13 | 2020-11-13 | Hanwha | Q.Peak DUO BLK-G5 315 | Solar Panels |  | 0.315 | 19 | 121 | 20 |  | Fixed | Roof
Solar Registration Program | NJSRRE1543065235 | Irvington | 7111 | 9 | 5.99 | Residential | Yes | Behind the Meter | Pro Custom Solar dba Momentum Solar | PSE&G | Accepted | 2019-11-11 | 2019-11-13 | 2020-11-13 | Enphase Energy | IQ6-60-2-US | Inverters | 240 |  | 19 |  |  | 0.97 |  | Outdoor | Roof
Solar Registration Program | NJSRRE1543156642 | Linden | 7036 | 10 | 5.99 | Residential | Yes | Behind the Meter | Pro Custom Solar dba Momentum Solar | PSE&G | Accepted | 2019-11-13 | 2019-11-15 | 2020-11-15 | Hanwha | Q.Peak DUO BLK-G5 315 | Solar Panels |  | 0.315 | 19 | 128 | 22 |  | Fixed | Roof
Solar Registration Program | NJSRRE1543156642 | Linden | 7036 | 10 | 5.99 | Residential | Yes | Behind the Meter | Pro Custom Solar dba Momentum Solar | PSE&G | Accepted | 2019-11-13 | 2019-11-15 | 2020-11-15 | Enphase Energy | IQ6-60-2-US | Inverters | 240 |  | 19 |  |  | 0.97 |  | Outdoor | Roof
Solar Registration Program | NJSRRE1543208014 | Lodi | 7644 | 7 | 5.99 | Residential | No | Behind the Meter | Trinity Solar | PSE&G | Accepted | 2019-11-13 | 2019-11-18 | 2020-11-18 | Hanwha 315 | Q.PEAK DUO BLK-G5 315 | Solar Panels |  | 0.315 | 6 | 217 | 40 |  | Fixed | Roof
Solar Registration Program | NJSRRE1543208014 | Lodi | 7644 | 7 | 5.99 | Residential | No | Behind the Meter | Trinity Solar | PSE&G | Accepted | 2019-11-13 | 2019-11-18 | 2020-11-18 | Hanwha 315 | Q.PEAK DUO BLK-G5 315 | Solar Panels |  | 0.315 | 7 | 127 | 18 |  | Fixed | Roof
Solar Registration Program | NJSRRE1543208014 | Lodi | 7644 | 7 | 5.99 | Residential | No | Behind the Meter | Trinity Solar | PSE&G | Accepted | 2019-11-13 | 2019-11-18 | 2020-11-18 | Hanwha 315 | Q.PEAK DUO BLK-G5 315 | Solar Panels |  | 0.315 | 2 | 307 | 18 |  | Fixed | Roof
Solar Registration Program | NJSRRE1543208014 | Lodi | 7644 | 7 | 5.99 | Residential | No | Behind the Meter | Trinity Solar | PSE&G | Accepted | 2019-11-13 | 2019-11-18 | 2020-11-18 | Hanwha 315 | Q.PEAK DUO BLK-G5 315 | Solar Panels |  | 0.315 | 4 | 127 | 45 |  | Fixed | Roof
Solar Registration Program | NJSRRE1543208014 | Lodi | 7644 | 7 | 5.99 | Residential | No | Behind the Meter | Trinity Solar | PSE&G | Accepted | 2019-11-13 | 2019-11-18 | 2020-11-18 | Solar Edge | SE5000H-US | Inverters | 5000 |  | 1 |  |  | 0.97 |  | Outside | side of home
Solar Registration Program | NJSRRE1543257771 | Blackwood | 8012 | 14 | 5.99 | Residential | Yes | Behind the Meter | Vivint Solar Developer, LLC | PSE&G | Accepted | 2019-11-15 | 2019-11-19 | 2020-11-19 | HANWHA SOLAR | Q.PEAK BLK-G5 315 | Solar Panels |  | 0.315 | 14 | 202 | 19 |  | Fixed | Roof
Solar Registration Program | NJSRRE1543257771 | Blackwood | 8012 | 14 | 5.99 | Residential | Yes | Behind the Meter | Vivint Solar Developer, LLC | PSE&G | Accepted | 2019-11-15 | 2019-11-19 | 2020-11-19 | HANWHA SOLAR | Q.PEAK BLK-G5 315 | Solar Panels |  | 0.315 | 2 | 202 | 19 |  | Fixed | Roof
Solar Registration Program | NJSRRE1543257771 | Blackwood | 8012 | 14 | 5.99 | Residential | Yes | Behind the Meter | Vivint Solar Developer, LLC | PSE&G | Accepted | 2019-11-15 | 2019-11-19 | 2020-11-19 | HANWHA SOLAR | Q.PEAK BLK-G5 315 | Solar Panels |  | 0.315 | 3 | 202 | 19 |  | Fixed | Roof
Solar Registration Program | NJSRRE1543257771 | Blackwood | 8012 | 14 | 5.99 | Residential | Yes | Behind the Meter | Vivint Solar Developer, LLC | PSE&G | Accepted | 2019-11-15 | 2019-11-19 | 2020-11-19 | solar edge | SE7600H-US000BNC4 | Inverters | 7600 |  | 1 |  |  | 0.992 |  | Outdoor | near utility meter
Solar Registration Program | NJSRRE1543315321 | ROSELLE | 7203 | 10 | 5.99 | Residential | Yes | Behind the Meter | Vivint Solar Developer, LLC | PSE&G | Accepted | 2019-11-19 | 2019-11-19 | 2020-11-19 | HANWHA SOLAR | Q.PEAK BLK-G5 315 | Solar Panels |  | 0.315 | 5 | 348 | 35 |  | Fixed | Roof
Solar Registration Program | NJSRRE1543315321 | ROSELLE | 7203 | 10 | 5.99 | Residential | Yes | Behind the Meter | Vivint Solar Developer, LLC | PSE&G | Accepted | 2019-11-19 | 2019-11-19 | 2020-11-19 | HANWHA SOLAR | Q.PEAK BLK-G5 315 | Solar Panels |  | 0.315 | 14 | 168 | 35 |  | Fixed | Roof
Solar Registration Program | NJSRRE1543315321 | ROSELLE | 7203 | 10 | 5.99 | Residential | Yes | Behind the Meter | Vivint Solar Developer, LLC | PSE&G | Accepted | 2019-11-19 | 2019-11-19 | 2020-11-19 | solar edge | SE7600H-US000BNC4 | Inverters | 7600 |  | 1 |  |  | 0.992 |  | Outdoor | near the utility meter
Solar Registration Program | NJSRRE1543417188 | Edison | 8820 | 11 | 5.99 | Residential | No | Behind the Meter | Suntuity Solar LLC | PSE&G | Accepted | 2019-11-18 | 2019-11-20 | 2020-11-20 | Yingli Green Energy | YL315D-30b | Solar Panels |  | 0.315 | 19 | 273 | 32 |  | Fixed | Roof
Solar Registration Program | NJSRRE1543417188 | Edison | 8820 | 11 | 5.99 | Residential | No | Behind the Meter | Suntuity Solar LLC | PSE&G | Accepted | 2019-11-18 | 2019-11-20 | 2020-11-20 | Enphase Energy | IQ7-60-2-US | Inverters | 240 |  | 19 |  |  | 0.97 |  | Outdoor | Behind the PV Modules
Solar Registration Program | NJSRRE1543417320 | Marlboro | 7746 | 17 | 5.99 | Residential | Yes | Behind the Meter | Trinity Solar | JCP&L | Accepted | 2019-11-18 | 2019-11-20 | 2020-11-20 | Hanwha | Q.PEAK DUO BLK-G5 315 | Solar Panels |  | 0.315 | 19 | 143 | 30 |  | Fixed | Roof
Solar Registration Program | NJSRRE1543417320 | Marlboro | 7746 | 17 | 5.99 | Residential | Yes | Behind the Meter | Trinity Solar | JCP&L | Accepted | 2019-11-18 | 2019-11-20 | 2020-11-20 | Solar Edge | SE5000 | Inverters | 5000 |  | 1 |  |  | 0.97 |  | Outside | side of home
Solar Registration Program | NJSRRE1543417487 | Clifton | 7012 | 6 | 5.99 | Residential | Yes | Behind the Meter | Vivint Solar Developer, LLC | PSE&G | Accepted | 2019-11-18 | 2019-11-20 | 2020-11-20 | HANWHA SOLAR | Q.PEAK BLK-G5 315 | Solar Panels |  | 0.315 | 19 | 223 | 20 |  | Fixed | Roof
Solar Registration Program | NJSRRE1543417487 | Clifton | 7012 | 6 | 5.99 | Residential | Yes | Behind the Meter | Vivint Solar Developer, LLC | PSE&G | Accepted | 2019-11-18 | 2019-11-20 | 2020-11-20 | SOLAREDGE | SE7600H-US | Inverters | 7600 |  | 1 |  |  | 0.992 |  | Outdoor | Near the Utility Meter
Solar Registration Program | NJSRRE1543418178 | New Brunswick | 8901 | 11 | 5.99 | Residential | Yes | Behind the Meter | Pro Custom Solar dba Momentum Solar | PSE&G | Accepted | 2019-11-18 | 2019-11-20 | 2020-11-20 | Hanwha | Q.Peak DUO BLK-G5 315 | Solar Panels |  | 0.315 | 15 | 129 | 43 |  | Fixed | Roof
Solar Registration Program | NJSRRE1543418178 | New Brunswick | 8901 | 11 | 5.99 | Residential | Yes | Behind the Meter | Pro Custom Solar dba Momentum Solar | PSE&G | Accepted | 2019-11-18 | 2019-11-20 | 2020-11-20 | Hanwha | Q.Peak DUO BLK-G5 315 | Solar Panels |  | 0.315 | 4 | 309 | 43 |  | Fixed | Roof
Solar Registration Program | NJSRRE1543418178 | New Brunswick | 8901 | 11 | 5.99 | Residential | Yes | Behind the Meter | Pro Custom Solar dba Momentum Solar | PSE&G | Accepted | 2019-11-18 | 2019-11-20 | 2020-11-20 | Enphase Energy | IQ6-60-2-US | Inverters | 240 |  | 19 |  |  | 0.97 |  | Outdoor | Roof
Solar Registration Program | NJSRRE1543421212 | Manchester | 8759 | 18 | 5.99 | Residential | Yes | Behind the Meter | Trinity Solar | JCP&L | Accepted | 2019-11-19 | 2019-11-21 | 2020-11-21 | Hanwha | Q.PEAK DUO BLK-G5 315 | Solar Panels |  | 0.315 | 19 | 48 | 27 |  | Fixed | Roof
Solar Registration Program | NJSRRE1543421212 | Manchester | 8759 | 18 | 5.99 | Residential | Yes | Behind the Meter | Trinity Solar | JCP&L | Accepted | 2019-11-19 | 2019-11-21 | 2020-11-21 | Solar Edge | SE5000 | Inverters | 5000 |  | 1 |  |  | 0.97 |  | Outside | side of home
Solar Registration Program | NJSRRE1543421549 | Mount Ephraim | 8059 | 14 | 5.99 | Residential | Yes | Behind the Meter | Pro Custom Solar dba Momentum Solar | PSE&G | Accepted | 2019-11-19 | 2019-11-21 | 2020-11-21 | Enphase Energy | IQ6-60-2-US | Inverters | 240 |  | 19 |  |  | 0.97 |  | Outdoor | Roof
Solar Registration Program | NJSRRE1543421549 | Mount Ephraim | 8059 | 14 | 5.99 | Residential | Yes | Behind the Meter | Pro Custom Solar dba Momentum Solar | PSE&G | Accepted | 2019-11-19 | 2019-11-21 | 2020-11-21 | Hanwha | Q.Peak DUO BLK-G5 315 | Solar Panels |  | 0.315 | 8 | 168 | 6 |  | Fixed | Roof
Solar Registration Program | NJSRRE1543421549 | Mount Ephraim | 8059 | 14 | 5.99 | Residential | Yes | Behind the Meter | Pro Custom Solar dba Momentum Solar | PSE&G | Accepted | 2019-11-19 | 2019-11-21 | 2020-11-21 | Hanwha | Q.Peak DUO BLK-G5 315 | Solar Panels |  | 0.315 | 8 | 168 | 36 |  | Fixed | Roof
Solar Registration Program | NJSRRE1543421549 | Mount Ephraim | 8059 | 14 | 5.99 | Residential | Yes | Behind the Meter | Pro Custom Solar dba Momentum Solar | PSE&G | Accepted | 2019-11-19 | 2019-11-21 | 2020-11-21 | Hanwha | Q.Peak DUO BLK-G5 315 | Solar Panels |  | 0.315 | 3 | 78 | 34 |  | Fixed | Roof
Solar Registration Program | NJSRRE1543422375 | ATLANTIC CITY | 8401 | 19 | 5.99 | Residential | Yes | Behind the Meter | Vivint Solar Developer, LLC | AC Electric | Accepted | 2019-11-20 | 2019-11-22 | 2020-11-22 | HANWHA SOLAR | Q.PEAK BLK-G5 315 | Solar Panels |  | 0.315 | 19 | 333 | 29 |  | Fixed | Roof
Solar Registration Program | NJSRRE1543422375 | ATLANTIC CITY | 8401 | 19 | 5.99 | Residential | Yes | Behind the Meter | Vivint Solar Developer, LLC | AC Electric | Accepted | 2019-11-20 | 2019-11-22 | 2020-11-22 | solar edge | SE7600H-US | Inverters | 7600 |  | 1 |  |  | 0.992 |  | Outdoor | near the utility meter
Solar Registration Program | NJSRRE1543425517 | Manahawkin | 8050 | 18 | 5.99 | Residential | Yes | Behind the Meter | Trinity Solar | AC Electric | Accepted | 2019-11-20 | 2019-11-25 | 2020-11-25 | Hanwha 315 | Q.PEAK DUO BLK-G5 315 | Solar Panels |  | 0.315 | 19 | 176 | 18 |  | Fixed | Roof
Solar Registration Program | NJSRRE1543425517 | Manahawkin | 8050 | 18 | 5.99 | Residential | Yes | Behind the Meter | Trinity Solar | AC Electric | Accepted | 2019-11-20 | 2019-11-25 | 2020-11-25 | Solar Edge | SE5000H-US | Inverters | 5000 |  | 1 |  |  | 0.97 |  | Outside | side of home
Solar Registration Program | NJSRRE1543425669 | Union | 7083 | 10 | 5.99 | Residential | Yes | Behind the Meter | Pro Custom Solar dba Momentum Solar | PSE&G | Accepted | 2019-11-20 | 2019-11-25 | 2020-11-25 | Hanwha | Q.Peak DUO BLK-G5 315 | Solar Panels |  | 0.315 | 9 | 303 | 30 |  | Fixed | Roof
Solar Registration Program | NJSRRE1543425669 | Union | 7083 | 10 | 5.99 | Residential | Yes | Behind the Meter | Pro Custom Solar dba Momentum Solar | PSE&G | Accepted | 2019-11-20 | 2019-11-25 | 2020-11-25 | Hanwha | Q.Peak DUO BLK-G5 315 | Solar Panels |  | 0.315 | 7 | 123 | 30 |  | Fixed | Roof
Solar Registration Program | NJSRRE1543425669 | Union | 7083 | 10 | 5.99 | Residential | Yes | Behind the Meter | Pro Custom Solar dba Momentum Solar | PSE&G | Accepted | 2019-11-20 | 2019-11-25 | 2020-11-25 | Hanwha | Q.Peak DUO BLK-G5 315 | Solar Panels |  | 0.315 | 3 | 213 | 17 |  | Fixed | Roof
Solar Registration Program | NJSRRE1543425669 | Union | 7083 | 10 | 5.99 | Residential | Yes | Behind the Meter | Pro Custom Solar dba Momentum Solar | PSE&G | Accepted | 2019-11-20 | 2019-11-25 | 2020-11-25 | Enphase Energy | IQ6-60-2-US | Inverters | 240 |  | 19 |  |  | 0.97 |  | Outdoor | Roof
Solar Registration Program | NJSRRE1543426856 | Wenonah | 8090 | 15 | 5.99 | Residential | Yes | Behind the Meter | Pro Custom Solar dba Momentum Solar | AC Electric | Accepted | 2019-11-20 | 2019-11-25 | 2020-11-25 | Hanwha | Q.Peak DUO BLK-G5 315 | Solar Panels |  | 0.315 | 9 | 215 | 17 |  | Fixed | Roof
Solar Registration Program | NJSRRE1543426856 | Wenonah | 8090 | 15 | 5.99 | Residential | Yes | Behind the Meter | Pro Custom Solar dba Momentum Solar | AC Electric | Accepted | 2019-11-20 | 2019-11-25 | 2020-11-25 | Hanwha | Q.Peak DUO BLK-G5 315 | Solar Panels |  | 0.315 | 10 | 125 | 17 |  | Fixed | Roof
Solar Registration Program | NJSRRE1543426856 | Wenonah | 8090 | 15 | 5.99 | Residential | Yes | Behind the Meter | Pro Custom Solar dba Momentum Solar | AC Electric | Accepted | 2019-11-20 | 2019-11-25 | 2020-11-25 | Enphase Energy | IQ6-60-2-US | Inverters | 240 |  | 19 |  |  | 0.97 |  | Outdoor | Roof
Solar Registration Program | NJSRRE1543436785 | Union | 7083 | 10 | 5.99 | Residential | Yes | Behind the Meter | Pro Custom Solar dba Momentum Solar | PSE&G | Accepted | 2019-11-22 | 2019-11-26 | 2020-11-26 | Hanwha | Q.Peak DUO BLK-G5 315 | Solar Panels |  | 0.315 | 12 | 173 | 23 |  | Fixed | Roof
Solar Registration Program | NJSRRE1543436785 | Union | 7083 | 10 | 5.99 | Residential | Yes | Behind the Meter | Pro Custom Solar dba Momentum Solar | PSE&G | Accepted | 2019-11-22 | 2019-11-26 | 2020-11-26 | Hanwha | Q.Peak DUO BLK-G5 315 | Solar Panels |  | 0.315 | 7 | 83 | 24 |  | Fixed | Roof
Solar Registration Program | NJSRRE1543436785 | Union | 7083 | 10 | 5.99 | Residential | Yes | Behind the Meter | Pro Custom Solar dba Momentum Solar | PSE&G | Accepted | 2019-11-22 | 2019-11-26 | 2020-11-26 | Enphase Energy | IQ6-60-2-US | Inverters | 240 |  | 19 |  |  | 0.97 |  | Outdoor | Roof
Solar Registration Program | NJSRRE1543441534 | Howell Township | 7731 | 17 | 5.99 | Residential | Yes | Behind the Meter | Trinity Solar | JCP&L | Accepted | 2019-11-25 | 2019-11-27 | 2020-11-27 | Hanwha 315 | Q.PEAK DUO BLK-G5 315 | Solar Panels |  | 0.315 | 11 | 221 | 18 |  | Fixed | Roof
Solar Registration Program | NJSRRE1543441534 | Howell Township | 7731 | 17 | 5.99 | Residential | Yes | Behind the Meter | Trinity Solar | JCP&L | Accepted | 2019-11-25 | 2019-11-27 | 2020-11-27 | Hanwha 315 | Q.PEAK DUO BLK-G5 315 | Solar Panels |  | 0.315 | 8 | 131 | 18 |  | Fixed | Roof
Solar Registration Program | NJSRRE1543441534 | Howell Township | 7731 | 17 | 5.99 | Residential | Yes | Behind the Meter | Trinity Solar | JCP&L | Accepted | 2019-11-25 | 2019-11-27 | 2020-11-27 | Solar Edge | SE5000H-US | Inverters | 5000 |  | 1 |  |  | 0.97 |  | Outside | side of home
Solar Registration Program | NJSRRE1543442791 | CARNEYS POINT | 8069 | 16 | 5.99 | Residential | Yes | Behind the Meter | Vivint Solar Developer, LLC | AC Electric | Accepted | 2019-11-29 | 2019-12-02 | 2020-12-02 | Hanwha | Q.PEAK BLK-G5 315 | Solar Panels |  | 0.315 | 19 | 118 | 20 |  | Fixed | Roof
Solar Registration Program | NJSRRE1543442791 | CARNEYS POINT | 8069 | 16 | 5.99 | Residential | Yes | Behind the Meter | Vivint Solar Developer, LLC | AC Electric | Accepted | 2019-11-29 | 2019-12-02 | 2020-12-02 | Solar Edge | SE7600H-US | Inverters | 7600 |  | 1 |  |  | 0.992 |  | Outdoor | Near the utility meter
Solar Registration Program | NJSRRE1543446808 | Paterson | 7502 | 6 | 5.99 | Residential | Yes | Behind the Meter | Trinity Solar | PSE&G | Accepted | 2019-11-28 | 2019-12-02 | 2020-12-02 | HANWHA | Q.PEAK DUO BLK-G5 315 | Solar Panels |  | 0.315 | 19 | 142 | 23 |  | Fixed | Roof
Solar Registration Program | NJSRRE1543446808 | Paterson | 7502 | 6 | 5.99 | Residential | Yes | Behind the Meter | Trinity Solar | PSE&G | Accepted | 2019-11-28 | 2019-12-02 | 2020-12-02 | SOLAR EDGE | SE5000H-US | Inverters | 5000 |  | 1 |  |  | 0.97 |  | Outside | SIDE
Solar Registration Program | NJSRRE1543447267 | Vauxhall | 7088 | 10 | 5.99 | Residential | Yes | Behind the Meter | Pro Custom Solar dba Momentum Solar | PSE&G | Accepted | 2019-11-26 | 2019-12-03 | 2020-12-03 | Hanwha | Q.Peak DUO BLK-G5 315 | Solar Panels |  | 0.315 | 19 | 129 | 20 |  | Fixed | Roof
Solar Registration Program | NJSRRE1543447267 | Vauxhall | 7088 | 10 | 5.99 | Residential | Yes | Behind the Meter | Pro Custom Solar dba Momentum Solar | PSE&G | Accepted | 2019-11-26 | 2019-12-03 | 2020-12-03 | Enphase Energy | IQ6-60-2-US | Inverters | 240 |  | 19 |  |  | 0.97 |  | Outdoor | Roof
Solar Registration Program | NJSRRE1543451512 | Bloomfield | 7003 | 9 | 5.99 | Residential | Yes | Behind the Meter | Trinity Solar | PSE&G | Accepted | 2019-11-27 | 2019-12-03 | 2020-12-03 | Hanwha | Q.PEAK DUO BLK-G5 315 | Solar Panels |  | 0.315 | 19 | 271 | 30 |  | Fixed | Roof
Solar Registration Program | NJSRRE1543451512 | Bloomfield | 7003 | 9 | 5.99 | Residential | Yes | Behind the Meter | Trinity Solar | PSE&G | Accepted | 2019-11-27 | 2019-12-03 | 2020-12-03 | Solar Edge | SE5000 | Inverters | 5000 |  | 1 |  |  | 0.97 |  | Outside | side of home
Solar Registration Program | NJSRRE1543451527 | Dunellen | 8812 | 11 | 5.99 | Residential | No | Behind the Meter | Vivint Solar Developer, LLC | PSE&G | Accepted | 2019-11-27 | 2019-12-03 | 2020-12-03 | Hanwha Solar | Q.PEAK BLK-G5 315 | Solar Panels |  | 0.315 | 19 | 243 | 31 |  | Fixed | Roof
Solar Registration Program | NJSRRE1543451527 | Dunellen | 8812 | 11 | 5.99 | Residential | No | Behind the Meter | Vivint Solar Developer, LLC | PSE&G | Accepted | 2019-11-27 | 2019-12-03 | 2020-12-03 | Solar Edge | SE7600H-US | Inverters | 7600 |  | 1 |  |  | 0.992 |  | Outdoor | Near Utility meter
Solar Registration Program | NJSRRE1543464359 | PARLIN | 8859 | 11 | 5.99 | Residential | Yes | Behind the Meter | Vivint Solar Developer, LLC | JCP&L | Accepted | 2019-12-02 | 2019-12-04 | 2020-12-04 | HANWHA SOLAR | Q.PEAK BLK-G5 315 | Solar Panels |  | 0.315 | 19 | 261 | 36 |  | Fixed | Roof
Solar Registration Program | NJSRRE1543464359 | PARLIN | 8859 | 11 | 5.99 | Residential | Yes | Behind the Meter | Vivint Solar Developer, LLC | JCP&L | Accepted | 2019-12-02 | 2019-12-04 | 2020-12-04 | SOLAREDGE | SE7600H-US | Inverters | 7600 |  | 1 |  |  | 0.992 |  | Outdoor | Near the Utility Meter
Solar Registration Program | NJSRRE1543473943 | Brick | 8724 | 18 | 5.99 | Residential | No | Behind the Meter | Trinity Solar | JCP&L | Accepted | 2019-12-03 | 2019-12-05 | 2020-12-05 | Hanwha | Q.PEAK DUO BLK-G5 315 | Solar Panels |  | 0.315 | 19 | 140 | 18 |  | Fixed | Roof
Solar Registration Program | NJSRRE1543473943 | Brick | 8724 | 18 | 5.99 | Residential | No | Behind the Meter | Trinity Solar | JCP&L | Accepted | 2019-12-03 | 2019-12-05 | 2020-12-05 | Solar edge | SE5000 | Inverters | 5000 |  | 1 |  |  | 0.97 |  | Outside | side of home
Solar Registration Program | NJSRRE1543477679 | KEYPORT | 7735 | 17 | 5.99 | Residential | Yes | Behind the Meter | Vivint Solar Developer, LLC | JCP&L | Accepted | 2019-12-04 | 2019-12-06 | 2020-12-06 | HANWHA SOLAR | Q.PEAK BLK-G5 315 | Solar Panels |  | 0.315 | 19 | 165 | 28 |  | Fixed | Roof
Solar Registration Program | NJSRRE1543477679 | KEYPORT | 7735 | 17 | 5.99 | Residential | Yes | Behind the Meter | Vivint Solar Developer, LLC | JCP&L | Accepted | 2019-12-04 | 2019-12-06 | 2020-12-06 | SOLAREDGE | SE7600H-US | Inverters | 7600 |  | 1 |  |  | 0.992 |  | Outdoor | Near the Utility Meter
Solar Registration Program | NJSRRE1543495725 | Princeton | 8540 | 12 | 5.99 | Residential | Yes | Behind the Meter | MOMENTUM CAPITAL NJ I LLC | PSE&G | Accepted | 2019-12-06 | 2019-12-10 | 2020-12-10 | HANWHA | Q.PEAK DUO BLK-G5 315 | Solar Panels |  | 0.315 | 19 | 190 | 37 |  | Fixed | Roof
Solar Registration Program | NJSRRE1543495725 | Princeton | 8540 | 12 | 5.99 | Residential | Yes | Behind the Meter | MOMENTUM CAPITAL NJ I LLC | PSE&G | Accepted | 2019-12-06 | 2019-12-10 | 2020-12-10 | Enphase Energy | IQ6-60-2-US | Inverters | 240 |  | 19 |  |  | 0.97 |  | Outdoor | Roof
Solar Registration Program | NJSRRE1543501618 | MANAHAWKIN | 8050 | 18 | 5.99 | Residential | Yes | Behind the Meter | Vivint Solar Developer, LLC | AC Electric | Accepted | 2019-12-09 | 2019-12-11 | 2020-12-11 | HANWHA SOLAR | Q.PEAK BLK-G5 315 | Solar Panels |  | 0.315 | 19 | 126 | 25 |  | Fixed | Roof
Solar Registration Program | NJSRRE1543501618 | MANAHAWKIN | 8050 | 18 | 5.99 | Residential | Yes | Behind the Meter | Vivint Solar Developer, LLC | AC Electric | Accepted | 2019-12-09 | 2019-12-11 | 2020-12-11 | SOLAREDGE | SE7600H-US | Inverters | 7600 |  | 1 |  |  | 0.992 |  | Outdoor | Near the Utility Meter
Solar Registration Program | NJSRRE1543505558 | Parlin | 8859 | 11 | 5.99 | Residential | No | Behind the Meter | Suntuity Solar LLC | JCP&L | Accepted | 2019-12-10 | 2019-12-12 | 2020-12-12 | Yingli Green Energy | YL315D-30b | Solar Panels |  | 0.315 | 19 | 172 | 15 |  | Fixed | Roof
Solar Registration Program | NJSRRE1543505558 | Parlin | 8859 | 11 | 5.99 | Residential | No | Behind the Meter | Suntuity Solar LLC | JCP&L | Accepted | 2019-12-10 | 2019-12-12 | 2020-12-12 | Enphase Energy | IQ7-60-2-US | Inverters | 240 |  | 19 |  |  | 0.97 |  | Outdoor | Behind the PV Modules
Solar Registration Program | NJSRRE1543506285 | Jersey City | 7305 | 8 | 5.99 | Residential | Yes | Behind the Meter | Pro Custom Solar dba Momentum Solar | PSE&G | Accepted | 2019-12-10 | 2019-12-13 | 2020-12-13 | HANWHA | Q.PEAK DUO BLK-G5 315 | Solar Panels |  | 0.315 | 11 | 57 | 24 |  | Fixed | Roof
Solar Registration Program | NJSRRE1543506285 | Jersey City | 7305 | 8 | 5.99 | Residential | Yes | Behind the Meter | Pro Custom Solar dba Momentum Solar | PSE&G | Accepted | 2019-12-10 | 2019-12-13 | 2020-12-13 | HANWHA | Q.PEAK DUO BLK-G5 315 | Solar Panels |  | 0.315 | 8 | 237 | 25 |  | Fixed | Roof
Solar Registration Program | NJSRRE1543506285 | Jersey City | 7305 | 8 | 5.99 | Residential | Yes | Behind the Meter | Pro Custom Solar dba Momentum Solar | PSE&G | Accepted | 2019-12-10 | 2019-12-13 | 2020-12-13 | Enphase Energy | IQ6-60-2-US | Inverters | 240 |  | 19 |  |  | 0.97 |  | Outdoor | Roof
Solar Registration Program | NJSRRE1543509256 | Clifton | 7011 | 6 | 5.99 | Residential | Yes | Behind the Meter | Trinity Solar | PSE&G | Accepted | 2019-12-11 | 2019-12-13 | 2020-12-13 | Hanwha | Q.PEAK DUO BLK-G5 315 | Solar Panels |  | 0.315 | 14 | 128 | 30 |  | Fixed | Roof
Solar Registration Program | NJSRRE1543509256 | Clifton | 7011 | 6 | 5.99 | Residential | Yes | Behind the Meter | Trinity Solar | PSE&G | Accepted | 2019-12-11 | 2019-12-13 | 2020-12-13 | Hanwha | Q.PEAK DUO BLK-G5 315 | Solar Panels |  | 0.315 | 5 | 128 | 5 |  | Fixed | Roof
Solar Registration Program | NJSRRE1543509256 | Clifton | 7011 | 6 | 5.99 | Residential | Yes | Behind the Meter | Trinity Solar | PSE&G | Accepted | 2019-12-11 | 2019-12-13 | 2020-12-13 | Solar Edge | SE5000 | Inverters | 5000 |  | 1 |  |  | 0.97 |  | Outside | side of home
Solar Registration Program | NJSRRE1543514565 | Keyport | 7735 | 17 | 5.99 | Residential | Yes | Behind the Meter | Trinity Solar | JCP&L | Accepted | 2019-12-11 | 2019-12-16 | 2020-12-16 | Hanwha | Q.PEAK DUO BLK-G5 315 | Solar Panels |  | 0.315 | 9 | 29 | 34 |  | Fixed | Roof
Solar Registration Program | NJSRRE1543514565 | Keyport | 7735 | 17 | 5.99 | Residential | Yes | Behind the Meter | Trinity Solar | JCP&L | Accepted | 2019-12-11 | 2019-12-16 | 2020-12-16 | Hanwha | Q.PEAK DUO BLK-G5 315 | Solar Panels |  | 0.315 | 6 | 209 | 27 |  | Fixed | Roof
Solar Registration Program | NJSRRE1543514565 | Keyport | 7735 | 17 | 5.99 | Residential | Yes | Behind the Meter | Trinity Solar | JCP&L | Accepted | 2019-12-11 | 2019-12-16 | 2020-12-16 | Hanwha | Q.PEAK DUO BLK-G5 315 | Solar Panels |  | 0.315 | 2 | 299 | 34 |  | Fixed | Roof
Solar Registration Program | NJSRRE1543514565 | Keyport | 7735 | 17 | 5.99 | Residential | Yes | Behind the Meter | Trinity Solar | JCP&L | Accepted | 2019-12-11 | 2019-12-16 | 2020-12-16 | Hanwha | Q.PEAK DUO BLK-G5 315 | Solar Panels |  | 0.315 | 2 | 119 | 34 |  | Fixed | Roof
Solar Registration Program | NJSRRE1543514565 | Keyport | 7735 | 17 | 5.99 | Residential | Yes | Behind the Meter | Trinity Solar | JCP&L | Accepted | 2019-12-11 | 2019-12-16 | 2020-12-16 | Solar Edge | SE5000 | Inverters | 5000 |  | 1 |  |  | 0.97 |  | Outside | side of home
Solar Registration Program | NJSRRE1543519009 | Belleville | 7109 | 9 | 5.99 | Residential | Yes | Behind the Meter | Trinity Solar | PSE&G | Accepted | 2019-12-12 | 2019-12-16 | 2020-12-16 | Hanwha | Q.PEAK DUO BLK-G5 315 | Solar Panels |  | 0.315 | 19 | 113 | 27 |  | Fixed | Roof
Solar Registration Program | NJSRRE1543519009 | Belleville | 7109 | 9 | 5.99 | Residential | Yes | Behind the Meter | Trinity Solar | PSE&G | Accepted | 2019-12-12 | 2019-12-16 | 2020-12-16 | Solar Edge | SE5000 | Inverters | 5000 |  | 1 |  |  | 0.97 |  | Outside | side of home
Solar Registration Program | NJSRRE1543547783 | Lyndhurst | 7071 | 7 | 5.99 | Residential | No | Behind the Meter | Vivint Solar Developer, LLC | PSE&G | Accepted | 2019-12-13 | 2019-12-18 | 2020-12-18 | Hanwha | Q.PEAK BLK-G5 315 | Solar Panels |  | 0.315 | 19 | 219 | 23 |  | Fixed | Roof
Solar Registration Program | NJSRRE1543547783 | Lyndhurst | 7071 | 7 | 5.99 | Residential | No | Behind the Meter | Vivint Solar Developer, LLC | PSE&G | Accepted | 2019-12-13 | 2019-12-18 | 2020-12-18 | Solar Edge | SE7600H-US | Inverters | 7600 |  | 1 |  |  | 0.992 |  | Outdoor | Near the utility meter
Solar Registration Program | NJSRRE1543552342 | Bloomfield | 7003 | 9 | 5.99 | Residential | Yes | Behind the Meter | Trinity Solar | PSE&G | Accepted | 2019-12-16 | 2019-12-19 | 2020-12-19 | Hanwha | Q.PEAK DUO BLK-G5 315 | Solar Panels |  | 0.315 | 19 | 171 | 18 |  | Fixed | Roof
Solar Registration Program | NJSRRE1543552342 | Bloomfield | 7003 | 9 | 5.99 | Residential | Yes | Behind the Meter | Trinity Solar | PSE&G | Accepted | 2019-12-16 | 2019-12-19 | 2020-12-19 | Solar Edge | SE5000 | Inverters | 5000 |  | 1 |  |  | 0.97 |  | Outside | side of home
Solar Registration Program | NJSRRE1543552478 | Paterson | 7513 | 6 | 5.99 | Residential | Yes | Behind the Meter | Trinity Solar | PSE&G | Accepted | 2019-12-16 | 2019-12-19 | 2020-12-19 | Hanwha | Q.PEAK DUO BLK-G5 315 | Solar Panels |  | 0.315 | 4 | 278 | 27 |  | Fixed | Roof
Solar Registration Program | NJSRRE1543552478 | Paterson | 7513 | 6 | 5.99 | Residential | Yes | Behind the Meter | Trinity Solar | PSE&G | Accepted | 2019-12-16 | 2019-12-19 | 2020-12-19 | Hanwha | Q.PEAK DUO BLK-G5 315 | Solar Panels |  | 0.315 | 4 | 98 | 27 |  | Fixed | Roof
Solar Registration Program | NJSRRE1543552478 | Paterson | 7513 | 6 | 5.99 | Residential | Yes | Behind the Meter | Trinity Solar | PSE&G | Accepted | 2019-12-16 | 2019-12-19 | 2020-12-19 | Hanwha | Q.PEAK DUO BLK-G5 315 | Solar Panels |  | 0.315 | 11 | 188 | 27 |  | Fixed | Roof
Solar Registration Program | NJSRRE1543552478 | Paterson | 7513 | 6 | 5.99 | Residential | Yes | Behind the Meter | Trinity Solar | PSE&G | Accepted | 2019-12-16 | 2019-12-19 | 2020-12-19 | Solar Edge | SE5000 | Inverters | 5000 |  | 1 |  |  | 0.97 |  | Outside | side of home
Solar Registration Program | NJSRRE1543553028 | Egg Harbor Township | 8234 | 19 | 5.99 | Residential | Yes | Behind the Meter | Trinity Solar | AC Electric | Accepted | 2019-12-16 | 2019-12-19 | 2020-12-19 | Hanwha | Q.PEAK DUO BLK-G5 315 | Solar Panels |  | 0.315 | 19 | 134 | 37 |  | Fixed | Roof
Solar Registration Program | NJSRRE1543553028 | Egg Harbor Township | 8234 | 19 | 5.99 | Residential | Yes | Behind the Meter | Trinity Solar | AC Electric | Accepted | 2019-12-16 | 2019-12-19 | 2020-12-19 | Solar Edge | SE5000 | Inverters | 5000 |  | 1 |  |  | 0.97 |  | Outside | side of home
Solar Registration Program | NJSRRE1543553192 | Old Bridge | 8857 | 11 | 5.99 | Residential | Yes | Behind the Meter | Trinity Solar | JCP&L | Accepted | 2019-12-16 | 2019-12-19 | 2020-12-19 | Hanwha | Q.PEAK DUO BLK-G5 315 | Solar Panels |  | 0.315 | 19 | 175 | 23 |  | Fixed | Roof
Solar Registration Program | NJSRRE1543553192 | Old Bridge | 8857 | 11 | 5.99 | Residential | Yes | Behind the Meter | Trinity Solar | JCP&L | Accepted | 2019-12-16 | 2019-12-19 | 2020-12-19 | Solar Edge | SE5000 | Inverters | 5000 |  | 1 |  |  | 0.97 |  | Outside | side of home
Solar Registration Program | NJSRRE1543556041 | SWEDESBORO | 8085 | 15 | 5.99 | Residential | Yes | Behind the Meter | Vivint Solar Developer, LLC | AC Electric | Accepted | 2019-12-17 | 2019-12-20 | 2020-12-20 | Hanwha Solar | Q.PEAK BLK-G5 315 | Solar Panels |  | 0.315 | 4 | 231 | 43 |  | Fixed | Roof
Solar Registration Program | NJSRRE1543556041 | SWEDESBORO | 8085 | 15 | 5.99 | Residential | Yes | Behind the Meter | Vivint Solar Developer, LLC | AC Electric | Accepted | 2019-12-17 | 2019-12-20 | 2020-12-20 | Hanwha Solar | Q.PEAK BLK-G5 315 | Solar Panels |  | 0.315 | 15 | 141 | 30 |  | Fixed | Roof
Solar Registration Program | NJSRRE1543556041 | SWEDESBORO | 8085 | 15 | 5.99 | Residential | Yes | Behind the Meter | Vivint Solar Developer, LLC | AC Electric | Accepted | 2019-12-17 | 2019-12-20 | 2020-12-20 | Solar Edge | SE7600H-US | Inverters | 7600 |  | 1 |  |  | 0.992 |  | Outdoor | Near the utility meter
Solar Registration Program | NJSRRE1543565252 | Orange | 7050 | 9 | 5.99 | Residential | Yes | Behind the Meter | Trinity Solar | PSE&G | Accepted | 2019-12-18 | 2019-12-23 | 2020-12-23 | HANWHA | Q.PEAK DUO BLK-G5 315 | Solar Panels |  | 0.315 | 11 | 200 | 40 |  | Fixed | Roof
Solar Registration Program | NJSRRE1543565252 | Orange | 7050 | 9 | 5.99 | Residential | Yes | Behind the Meter | Trinity Solar | PSE&G | Accepted | 2019-12-18 | 2019-12-23 | 2020-12-23 | HANWHA | Q.PEAK DUO BLK-G5 315 | Solar Panels |  | 0.315 | 8 | 290 | 3 |  | Fixed | Roof
Solar Registration Program | NJSRRE1543565252 | Orange | 7050 | 9 | 5.99 | Residential | Yes | Behind the Meter | Trinity Solar | PSE&G | Accepted | 2019-12-18 | 2019-12-23 | 2020-12-23 | SOLAR EDGE | SE5000H-US | Inverters | 5000 |  | 1 |  |  | 0.97 |  | Outside | SIDE OF HOME
Solar Registration Program | NJSRRE1543572480 | Berlin | 8009 | 14 | 5.99 | Residential | No | Behind the Meter | Vivint Solar Developer, LLC | AC Electric | Accepted | 2019-12-19 | 2019-12-26 | 2020-12-26 | Hanwha Solar | Q.PEAK BLK-G5 315 | Solar Panels |  | 0.315 | 4 | 26 | 25 |  | Fixed | Roof
Solar Registration Program | NJSRRE1543572480 | Berlin | 8009 | 14 | 5.99 | Residential | No | Behind the Meter | Vivint Solar Developer, LLC | AC Electric | Accepted | 2019-12-19 | 2019-12-26 | 2020-12-26 | Hanwha Solar | Q.PEAK BLK-G5 315 | Solar Panels |  | 0.315 | 15 | 206 | 25 |  | Fixed | Roof
Solar Registration Program | NJSRRE1543572480 | Berlin | 8009 | 14 | 5.99 | Residential | No | Behind the Meter | Vivint Solar Developer, LLC | AC Electric | Accepted | 2019-12-19 | 2019-12-26 | 2020-12-26 | Solar Edge | SE7600H-US | Inverters | 7600 |  | 1 |  |  | 0.992 |  | Outdoor | Near the utility meter
Solar Registration Program | NJSRRE1543574996 | Keyport | 7735 | 17 | 5.99 | Residential | Yes | Behind the Meter | Vivint Solar Developer, LLC | JCP&L | Accepted | 2019-12-20 | 2019-12-26 | 2020-12-26 | Hanwha Solar | Q.PEAK BLK-G5 315 | Solar Panels |  | 0.315 | 10 | 76 | 25 |  | Fixed | Roof
Solar Registration Program | NJSRRE1543574996 | Keyport | 7735 | 17 | 5.99 | Residential | Yes | Behind the Meter | Vivint Solar Developer, LLC | JCP&L | Accepted | 2019-12-20 | 2019-12-26 | 2020-12-26 | Hanwha Solar | Q.PEAK BLK-G5 315 | Solar Panels |  | 0.315 | 9 | 256 | 25 |  | Fixed | Roof
Solar Registration Program | NJSRRE1543574996 | Keyport | 7735 | 17 | 5.99 | Residential | Yes | Behind the Meter | Vivint Solar Developer, LLC | JCP&L | Accepted | 2019-12-20 | 2019-12-26 | 2020-12-26 | Solar Edge | SE7600H-US | Inverters | 7600 |  | 1 |  |  | 0.992 |  | Outdoor | Near the utility meter
Solar Registration Program | NJSRRE1543575346 | Egg Harbor Township | 8234 | 19 | 5.99 | Residential | Yes | Behind the Meter | Trinity Solar | AC Electric | Accepted | 2019-12-20 | 2019-12-26 | 2020-12-26 | Hanwha | Q.PEAK DUO BLK-G5 315 | Solar Panels |  | 0.315 | 7 | 87 | 30 |  | Fixed | Roof
Solar Registration Program | NJSRRE1543575346 | Egg Harbor Township | 8234 | 19 | 5.99 | Residential | Yes | Behind the Meter | Trinity Solar | AC Electric | Accepted | 2019-12-20 | 2019-12-26 | 2020-12-26 | Hanwha | Q.PEAK DUO BLK-G5 315 | Solar Panels |  | 0.315 | 12 | 267 | 30 |  | Fixed | Roof
Solar Registration Program | NJSRRE1543575346 | Egg Harbor Township | 8234 | 19 | 5.99 | Residential | Yes | Behind the Meter | Trinity Solar | AC Electric | Accepted | 2019-12-20 | 2019-12-26 | 2020-12-26 | Solar Edge | SE5000 | Inverters | 5000 |  | 1 |  |  | 0.97 |  | Outside | side of home
Solar Registration Program | NJSRRE1543585904 | Prospect Park | 7508 | 6 | 5.99 | Residential | Yes | Behind the Meter | Trinity Solar | PSE&G | Accepted | 2019-12-20 | 2019-12-26 | 2020-12-26 | Hanwha | Q.PEAK DUO BLK-G5 315 | Solar Panels |  | 0.315 | 16 | 315 | 27 |  | Fixed | Roof
Solar Registration Program | NJSRRE1543585904 | Prospect Park | 7508 | 6 | 5.99 | Residential | Yes | Behind the Meter | Trinity Solar | PSE&G | Accepted | 2019-12-20 | 2019-12-26 | 2020-12-26 | Hanwha | Q.PEAK DUO BLK-G5 315 | Solar Panels |  | 0.315 | 3 | 135 | 34 |  | Fixed | Roof
Solar Registration Program | NJSRRE1543585904 | Prospect Park | 7508 | 6 | 5.99 | Residential | Yes | Behind the Meter | Trinity Solar | PSE&G | Accepted | 2019-12-20 | 2019-12-26 | 2020-12-26 | Solar Edge | SE5000 | Inverters | 5000 |  | 1 |  |  | 0.97 |  | Outside | side of home
Solar Registration Program | NJSRRE1543585970 | Atlantic Highlands | 7716 | 17 | 5.99 | Residential | Yes | Behind the Meter | Trinity Solar | JCP&L | Accepted | 2019-12-20 | 2019-12-26 | 2020-12-26 | Hanwha | Q.PEAK DUO BLK-G5 315 | Solar Panels |  | 0.315 | 19 | 197 | 30 |  | Fixed | Roof
Solar Registration Program | NJSRRE1543585970 | Atlantic Highlands | 7716 | 17 | 5.99 | Residential | Yes | Behind the Meter | Trinity Solar | JCP&L | Accepted | 2019-12-20 | 2019-12-26 | 2020-12-26 | Solar Edge | SE5000 | Inverters | 5000 |  | 1 |  |  | 0.97 |  | Outside | side of home
Solar Registration Program | NJSRRE1543586351 | MIDDLESEX | 8846 | 11 | 5.99 | Residential | No | Behind the Meter | Vivint Solar Developer, LLC | PSE&G | Accepted | 2019-12-20 | 2019-12-26 | 2020-12-26 | HANWHA SOLAR | Q.PEAK BLK-G5 315 | Solar Panels |  | 0.315 | 19 | 264 | 22 |  | Fixed | Roof
Solar Registration Program | NJSRRE1543586351 | MIDDLESEX | 8846 | 11 | 5.99 | Residential | No | Behind the Meter | Vivint Solar Developer, LLC | PSE&G | Accepted | 2019-12-20 | 2019-12-26 | 2020-12-26 | SOLAREDGE | SE7600H-US | Inverters | 7600 |  | 1 |  |  | 0.992 |  | Outdoor | Near the Utility Meter
Solar Registration Program | NJSRRE1543651631 | Elizabeth | 7208 | 10 | 5.99 | Residential | Yes | Behind the Meter | Pro Custom Solar dba Momentum Solar | PSE&G | Accepted | 2019-12-23 | 2019-12-27 | 2020-12-27 | Hanwha | Q.Peak DUO BLK-G5 315 | Solar Panels |  | 0.315 | 6 | 296 | 18 |  | Fixed | Roof
Solar Registration Program | NJSRRE1543651631 | Elizabeth | 7208 | 10 | 5.99 | Residential | Yes | Behind the Meter | Pro Custom Solar dba Momentum Solar | PSE&G | Accepted | 2019-12-23 | 2019-12-27 | 2020-12-27 | Hanwha | Q.Peak DUO BLK-G5 315 | Solar Panels |  | 0.315 | 3 | 206 | 18 |  | Fixed | Roof
Solar Registration Program | NJSRRE1543651631 | Elizabeth | 7208 | 10 | 5.99 | Residential | Yes | Behind the Meter | Pro Custom Solar dba Momentum Solar | PSE&G | Accepted | 2019-12-23 | 2019-12-27 | 2020-12-27 | Hanwha | Q.Peak DUO BLK-G5 315 | Solar Panels |  | 0.315 | 6 | 26 | 18 |  | Fixed | Roof
Solar Registration Program | NJSRRE1543651631 | Elizabeth | 7208 | 10 | 5.99 | Residential | Yes | Behind the Meter | Pro Custom Solar dba Momentum Solar | PSE&G | Accepted | 2019-12-23 | 2019-12-27 | 2020-12-27 | Hanwha | Q.Peak DUO BLK-G5 315 | Solar Panels |  | 0.315 | 4 | 116 | 18 |  | Fixed | Roof
Solar Registration Program | NJSRRE1543651631 | Elizabeth | 7208 | 10 | 5.99 | Residential | Yes | Behind the Meter | Pro Custom Solar dba Momentum Solar | PSE&G | Accepted | 2019-12-23 | 2019-12-27 | 2020-12-27 | Enphase Energy | IQ6-60-2-US | Inverters | 240 |  | 19 |  |  | 0.97 |  | Outdoor | Roof
Solar Registration Program | NJSRRE1543672337 | Monroe Township | 8831 | 11 | 5.99 | Residential | No | Behind the Meter | Vivint Solar Developer, LLC | JCP&L | Accepted | 2019-12-26 | 2019-12-30 | 2020-12-30 | HANWHA SOLAR | Q.PEAK BLK-G5 315 | Solar Panels |  | 0.315 | 17 | 29 | 21 |  | Fixed | Roof
Solar Registration Program | NJSRRE1543672337 | Monroe Township | 8831 | 11 | 5.99 | Residential | No | Behind the Meter | Vivint Solar Developer, LLC | JCP&L | Accepted | 2019-12-26 | 2019-12-30 | 2020-12-30 | HANWHA SOLAR | Q.PEAK BLK-G5 315 | Solar Panels |  | 0.315 | 2 | 209 | 21 |  | Fixed | Roof
Solar Registration Program | NJSRRE1543672337 | Monroe Township | 8831 | 11 | 5.99 | Residential | No | Behind the Meter | Vivint Solar Developer, LLC | JCP&L | Accepted | 2019-12-26 | 2019-12-30 | 2020-12-30 | SOLAREDGE | SE7600H-US | Inverters | 7600 |  | 1 |  |  | 0.992 |  | Outdoor | Near the Utility Meter
Solar Registration Program | NJSRRE1540351554 | Egg Harbor Township | 8234 | 19 | 6 | Non Profit | Yes | Behind the Meter | Acos Energy, LLC | AC Electric | Accepted | 2019-02-11 | 2019-02-14 | 2020-02-14 | Trina | TSM DD05A.05II 300W | Solar Panels |  | 0.3 | 20 | 159 | 35 |  | Fixed | Roof
Solar Registration Program | NJSRRE1540351554 | Egg Harbor Township | 8234 | 19 | 6 | Non Profit | Yes | Behind the Meter | Acos Energy, LLC | AC Electric | Accepted | 2019-02-11 | 2019-02-14 | 2020-02-14 | Enphase | IQ7 | Inverters | 0.24 |  | 20 |  |  | 0.97 |  | Outside | roof
Solar Registration Program | NJSRRE1540363149 | West New York Town | 7093 | 8 | 6 | Residential | No | Behind the Meter | Palmetto Solar | PSE&G | Accepted | 2019-02-14 | 2019-02-18 | 2020-02-18 | SILFAB | SILFAB SLA-M 300W | Solar Panels |  | 0.3 | 20 | 180 | 5 |  | Fixed | Roof
Solar Registration Program | NJSRRE1540363149 | West New York Town | 7093 | 8 | 6 | Residential | No | Behind the Meter | Palmetto Solar | PSE&G | Accepted | 2019-02-14 | 2019-02-18 | 2020-02-18 | SolarEdge | SE5000H-US | Inverters | 5000 |  | 1 |  |  | 0.98 |  | Outdoor | NA
Solar Registration Program | NJSRRE1540375674 | Hillside | 7205 | 10 | 6 | Residential | No | Behind the Meter | Whitman Construction, LLC | PSE&G | Accepted | 2019-02-18 | 2019-02-20 | 2020-02-20 | Trina Solar | TSM-300DD05A | Solar Panels |  | 0.3 | 12 | 279 | 11 |  | Fixed | Roof
Solar Registration Program | NJSRRE1540375674 | Hillside | 7205 | 10 | 6 | Residential | No | Behind the Meter | Whitman Construction, LLC | PSE&G | Accepted | 2019-02-18 | 2019-02-20 | 2020-02-20 | Trina Solar | TSM-300DD05A | Solar Panels |  | 0.3 | 8 | 279 | 23 |  | Fixed | Roof
Solar Registration Program | NJSRRE1540375674 | Hillside | 7205 | 10 | 6 | Residential | No | Behind the Meter | Whitman Construction, LLC | PSE&G | Accepted | 2019-02-18 | 2019-02-20 | 2020-02-20 | Solar Edge | SE5000H-US | Inverters | 0.24 |  | 20 |  |  | 0.992 |  | Outside | roof
Solar Registration Program | NJSRRE1540453913 | Ridgefield Park Village | 7660 | 7 | 6 | Commercial | No | Behind the Meter | Spectrum Energy, Inc. | PSE&G | Accepted | 2019-03-05 | 2019-03-06 | 2020-03-06 | Trina | TSM 300 W | Solar Panels |  | 0.3 | 14 | 198 | 38 |  | Fixed | Roof
Solar Registration Program | NJSRRE1540453913 | Ridgefield Park Village | 7660 | 7 | 6 | Commercial | No | Behind the Meter | Spectrum Energy, Inc. | PSE&G | Accepted | 2019-03-05 | 2019-03-06 | 2020-03-06 | Trina | TSM 300 W | Solar Panels |  | 0.3 | 6 | 108 | 42 |  | Fixed | Roof
Solar Registration Program | NJSRRE1540453913 | Ridgefield Park Village | 7660 | 7 | 6 | Commercial | No | Behind the Meter | Spectrum Energy, Inc. | PSE&G | Accepted | 2019-03-05 | 2019-03-06 | 2020-03-06 | SolarEdge | SE5000H-US | Inverters | 5 |  | 1 |  |  | 0.97 |  | Outside | next to current meter
Solar Registration Program | NJSRRE1540459438 | Irvington | 7111 | 9 | 6 | Residential | No | Behind the Meter | Whitman Construction, LLC | PSE&G | Accepted | 2019-03-07 | 2019-03-08 | 2020-03-08 | Trina Solar | TSM-300DD05A | Solar Panels |  | 0.3 | 20 | 126 | 20 |  | Fixed | Roof
Solar Registration Program | NJSRRE1540459438 | Irvington | 7111 | 9 | 6 | Residential | No | Behind the Meter | Whitman Construction, LLC | PSE&G | Accepted | 2019-03-07 | 2019-03-08 | 2020-03-08 | Solar Edge | SE5000H-US | Inverters | 0.24 |  | 20 |  |  | 0.992 |  | Outside | roof
Solar Registration Program | NJSRRE1540835571 | Egg Harbor Twp | 8234 | 19 | 6 | Residential | No | Behind the Meter | Green Power Energy | AC Electric | Accepted | 2019-04-10 | 2019-04-11 | 2020-04-11 | Trina Solar | TSM-300DD05A.08(II) | Solar Panels |  | 0.3 | 20 | 150 | 20 |  | Fixed | Roof
Solar Registration Program | NJSRRE1540835571 | Egg Harbor Twp | 8234 | 19 | 6 | Residential | No | Behind the Meter | Green Power Energy | AC Electric | Accepted | 2019-04-10 | 2019-04-11 | 2020-04-11 | Solar Edge | SE5000H-US | Inverters | 5000 |  | 1 |  |  | 0.97 |  | Outside | next to meter
Solar Registration Program | NJSRRE1540873602 | Swdesboro | 8085 | 15 | 6 | Residential | No | Behind the Meter | Pinnacle Exteriors Inc | AC Electric | Accepted | 2019-04-23 | 2019-04-24 | 2020-04-24 | Trina | TSMDD05-300 | Solar Panels |  | 0.3 | 20 | 233 | 30 |  | Fixed | Roof
Solar Registration Program | NJSRRE1540873602 | Swdesboro | 8085 | 15 | 6 | Residential | No | Behind the Meter | Pinnacle Exteriors Inc | AC Electric | Accepted | 2019-04-23 | 2019-04-24 | 2020-04-24 | Enphase | IQ7 | Inverters | 0.24 |  | 20 |  |  | 0.976 |  | Other | Under Each Panel
Solar Registration Program | NJSRRE1541073808 | Egg Harbor Township | 8234 | 19 | 6 | Residential | Yes | Behind the Meter | Acos Energy, LLC | AC Electric | Accepted | 2019-06-04 | 2019-06-06 | 2020-06-06 | Jinko | JKM300M-60 300W | Solar Panels |  | 0.3 | 15 | 201 | 20 |  | Fixed | Roof
Solar Registration Program | NJSRRE1541073808 | Egg Harbor Township | 8234 | 19 | 6 | Residential | Yes | Behind the Meter | Acos Energy, LLC | AC Electric | Accepted | 2019-06-04 | 2019-06-06 | 2020-06-06 | Jinko | JKM300M-60 300W | Solar Panels |  | 0.3 | 5 | 111 | 20 |  | Fixed | Roof
Solar Registration Program | NJSRRE1541073808 | Egg Harbor Township | 8234 | 19 | 6 | Residential | Yes | Behind the Meter | Acos Energy, LLC | AC Electric | Accepted | 2019-06-04 | 2019-06-06 | 2020-06-06 | Enphase | IQ7 | Inverters | 0.24 |  | 20 |  |  | 0.97 |  | Outdoor | under panels
Solar Registration Program | NJSRRE1541790454 | Englewood | 7631 | 7 | 6 | Residential | Yes | Behind the Meter | SunPower Corporation, Systems | PSE&G | Accepted | 2019-08-06 | 2019-08-09 | 2020-08-09 | SUNPOWER | SPR-A400-G-AC | Solar Panels |  | 0.4 | 6 | 206 | 30 |  | Fixed | Roof
Solar Registration Program | NJSRRE1541790454 | Englewood | 7631 | 7 | 6 | Residential | Yes | Behind the Meter | SunPower Corporation, Systems | PSE&G | Accepted | 2019-08-06 | 2019-08-09 | 2020-08-09 | SUNPOWER | SPR-A400-G-AC | Solar Panels |  | 0.4 | 9 | 26 | 8 |  | Fixed | Roof
Solar Registration Program | NJSRRE1541815272 | Perth Amboy | 8861 | 11 | 6 | Residential | Yes | Behind the Meter | SunPower Corporation, Systems | PSE&G | Accepted | 2019-08-12 | 2019-08-23 | 2020-08-23 | SUNPOWER | SPR-A400-G-AC | Solar Panels |  | 0.4 | 15 | 200 | 1 |  | Fixed | Roof
Solar Registration Program | NJSRRE1541815272 | Perth Amboy | 8861 | 11 | 6 | Residential | Yes | Behind the Meter | SunPower Corporation, Systems | PSE&G | Accepted | 2019-08-12 | 2019-08-23 | 2020-08-23 | SUNPOWER | SPR-A400-G-AC | Inverters | 320 |  | 15 |  |  | 0.97 |  | Other | under each panel
Solar Registration Program | NJSRRE1541871861 | Sicklerville | 8081 | 14 | 6 | Residential | Yes | Behind the Meter | Orbit Energy & Power, LLC | AC Electric | Accepted | 2019-08-21 | 2019-08-26 | 2020-08-26 | trina | tsm300 | Solar Panels |  | 0.3 | 20 | 223 | 33 |  | Fixed | Roof
Solar Registration Program | NJSRRE1541871861 | Sicklerville | 8081 | 14 | 6 | Residential | Yes | Behind the Meter | Orbit Energy & Power, LLC | AC Electric | Accepted | 2019-08-21 | 2019-08-26 | 2020-08-26 | enphase | iq7 | Inverters | 240 |  | 20 |  |  | 0.986 |  | Outside | panel
Solar Registration Program | NJSRRE1542416733 | South Egg Harbor | 8215 | 19 | 6 | Residential | Yes | Behind the Meter | Bright Planet Solar | AC Electric | Accepted | 2019-09-18 | 2019-09-20 | 2020-09-20 | TRINA SOLAR | TSM-DD05A.18 (II) 300W | Solar Panels |  | 0.3 | 20 | 222 | 22 |  | Fixed | Roof
Solar Registration Program | NJSRRE1542416733 | South Egg Harbor | 8215 | 19 | 6 | Residential | Yes | Behind the Meter | Bright Planet Solar | AC Electric | Accepted | 2019-09-18 | 2019-09-20 | 2020-09-20 | SOLAR EDGE | SE5000H-USRGM | Inverters | 5000 |  | 1 |  |  | 0.98 |  | Outdoor | NEXT TO METER
Solar Registration Program | NJSRRE1542424504 | Vineland | 8361 | 20 | 6 | Residential | No | Behind the Meter | Bright Planet Solar | Vineland Muni Electric | Accepted | 2019-09-20 | 2019-09-24 | 2020-09-24 | Trina Solar | TSM-DD05A.05(II) 300W | Solar Panels |  | 0.3 | 20 | 180 | 25 |  | Fixed | Roof
Solar Registration Program | NJSRRE1542424504 | Vineland | 8361 | 20 | 6 | Residential | No | Behind the Meter | Bright Planet Solar | Vineland Muni Electric | Accepted | 2019-09-20 | 2019-09-24 | 2020-09-24 | Solar Edge | SE5000H-USRGM | Inverters | 5000 |  | 1 |  |  | 0.98 |  | Outdoor | Next to Meter
Solar Registration Program | NJSRRE1542461741 | Landisville | 8326 | 19 | 6 | Residential | No | Behind the Meter | Bright Planet Solar | AC Electric | Accepted | 2019-09-30 | 2019-10-02 | 2020-10-02 | TRINA SOLAR | TSM-DD05A.18(II) 300W | Solar Panels |  | 0.3 | 3 | 140 | 26 |  | Fixed | Roof
Solar Registration Program | NJSRRE1542461741 | Landisville | 8326 | 19 | 6 | Residential | No | Behind the Meter | Bright Planet Solar | AC Electric | Accepted | 2019-09-30 | 2019-10-02 | 2020-10-02 | TRINA SOLAR | TSM-DD05A.18(II) 300W | Solar Panels |  | 0.3 | 7 | 60 | 26 |  | Fixed | Roof
Solar Registration Program | NJSRRE1542461741 | Landisville | 8326 | 19 | 6 | Residential | No | Behind the Meter | Bright Planet Solar | AC Electric | Accepted | 2019-09-30 | 2019-10-02 | 2020-10-02 | TRINA SOLAR | TSM-DD05A.18(II) 300W | Solar Panels |  | 0.3 | 10 | 240 | 26 |  | Fixed | Roof
Solar Registration Program | NJSRRE1542461741 | Landisville | 8326 | 19 | 6 | Residential | No | Behind the Meter | Bright Planet Solar | AC Electric | Accepted | 2019-09-30 | 2019-10-02 | 2020-10-02 | SOLAR EDGE | SE5000H-USRGM | Inverters | 5000 |  | 1 |  |  | 0.98 |  | Outdoor | NEXT TO METER
Solar Registration Program | NJSRRE1542539808 | Barnegat | 8005 | 18 | 6 | Residential | No | Behind the Meter | Bright Planet Solar | JCP&L | Accepted | 2019-10-13 | 2019-10-16 | 2020-10-16 | Trina Solar | TSM-DD05A.18(II) 300W | Solar Panels |  | 0.3 | 12 | 190 | 20 |  | Fixed | Roof
Solar Registration Program | NJSRRE1542539808 | Barnegat | 8005 | 18 | 6 | Residential | No | Behind the Meter | Bright Planet Solar | JCP&L | Accepted | 2019-10-13 | 2019-10-16 | 2020-10-16 | Trina Solar | TSM-DD05A.18(II) 300W | Solar Panels |  | 0.3 | 8 | 190 | 22 |  | Fixed | Roof
Solar Registration Program | NJSRRE1542539808 | Barnegat | 8005 | 18 | 6 | Residential | No | Behind the Meter | Bright Planet Solar | JCP&L | Accepted | 2019-10-13 | 2019-10-16 | 2020-10-16 | Solar Edge | SE5000H-USRGM | Inverters | 5000 |  | 1 |  |  | 0.98 |  | Outdoor | Next to meter
Solar Registration Program | NJSRRE1542763479 | Soiuth Brunswick | 8824 | 11 | 6 | Residential | No | Behind the Meter | Greentech Solar USA LLC | PSE&G | Accepted | 2019-10-30 | 2019-10-31 | 2020-10-31 | Trina Solar | TSM-DD5A 300M | Solar Panels |  | 0.3 | 20 | 136 | 24 |  | Fixed | Roof
Solar Registration Program | NJSRRE1542763479 | Soiuth Brunswick | 8824 | 11 | 6 | Residential | No | Behind the Meter | Greentech Solar USA LLC | PSE&G | Accepted | 2019-10-30 | 2019-10-31 | 2020-10-31 | Growatt | 6000MTLP-US | Inverters | 6000 |  | 1 |  |  | 0.972 |  | Indoor | Basement Wall
Solar Registration Program | NJSRRE1543417267 | Irvington | 7111 | 9 | 6 | Residential | No | Behind the Meter | Power Home Remodeling Group | PSE&G | Accepted | 2019-11-18 | 2019-11-20 | 2020-11-20 | Hyundai | HiS-S300RG | Solar Panels |  | 0.3 | 17 | 210 | 45 |  | Fixed | Roof
Solar Registration Program | NJSRRE1543417267 | Irvington | 7111 | 9 | 6 | Residential | No | Behind the Meter | Power Home Remodeling Group | PSE&G | Accepted | 2019-11-18 | 2019-11-20 | 2020-11-20 | Hyundai | HiS-S300RG | Solar Panels |  | 0.3 | 3 | 120 | 47 |  | Fixed | Roof
Solar Registration Program | NJSRRE1543417267 | Irvington | 7111 | 9 | 6 | Residential | No | Behind the Meter | Power Home Remodeling Group | PSE&G | Accepted | 2019-11-18 | 2019-11-20 | 2020-11-20 | Solar Edge | SE5000H-US | Inverters | 5000 |  | 1 |  |  | 0.99 |  | Indoor | Near meter
Solar Registration Program | NJSRRE1543417267 | Irvington | 7111 | 9 | 6 | Residential | No | Behind the Meter | Power Home Remodeling Group | PSE&G | Accepted | 2019-11-18 | 2019-11-20 | 2020-11-20 | Solar Edge | Revenue Grade Data Ansi C12.20 | Meters |  |  | 1 |  |  |  | Yes | Indoor
Solar Registration Program | NJSRRE1543565623 | Roselle | 7203 | 10 | 6 | Residential | No | Behind the Meter | SunPower Corporation, Systems | PSE&G | Accepted | 2019-12-18 | 2019-12-23 | 2020-12-23 | SUNPOWER | SPR-A400-G-AC | Solar Panels |  | 0.4 | 7 | 259 | 35 |  | Fixed | Roof
Solar Registration Program | NJSRRE1543565623 | Roselle | 7203 | 10 | 6 | Residential | No | Behind the Meter | SunPower Corporation, Systems | PSE&G | Accepted | 2019-12-18 | 2019-12-23 | 2020-12-23 | SUNPOWER | SPR-A400-G-AC | Solar Panels |  | 0.4 | 8 | 79 | 15 |  | Fixed | Roof
Solar Registration Program | NJSRRE1543565623 | Roselle | 7203 | 10 | 6 | Residential | No | Behind the Meter | SunPower Corporation, Systems | PSE&G | Accepted | 2019-12-18 | 2019-12-23 | 2020-12-23 | SUNPOWER | SPR-A400-G-AC | Inverters | 349 |  | 15 |  |  | 0.97 |  | Other | under each panel
Solar Registration Program | NJSRRE1540150781 | Clayton | 19047 |  | 6.03 | Residential | No | Behind the Meter | US Power Savers | AC Electric | Accepted | 2019-01-02 | 2019-01-11 | 2020-01-11 | LG | LG335N1C-A5 | Solar Panels |  | 0.335 | 18 | 169 | 26 |  | Fixed | Roof
Solar Registration Program | NJSRRE1540150781 | Clayton | 19047 |  | 6.03 | Residential | No | Behind the Meter | US Power Savers | AC Electric | Accepted | 2019-01-02 | 2019-01-11 | 2020-01-11 | SolarEdge | SE5000H-US | Inverters | 5000 |  | 1 |  |  | 0.99 |  | Outdoor | Near Meter
Solar Registration Program | NJSRRE1540177744 | Clayton | 8312 | 15 | 6.03 | Residential | No | Behind the Meter | US Power Savers | AC Electric | Accepted | 2019-01-02 | 2019-01-07 | 2020-01-07 | SolarEdge | SE5000H-US | Inverters | 5000 |  | 1 |  |  | 0.99 |  | Outdoor | Near Meter
Solar Registration Program | NJSRRE1540177744 | Clayton | 8312 | 15 | 6.03 | Residential | No | Behind the Meter | US Power Savers | AC Electric | Accepted | 2019-01-02 | 2019-01-07 | 2020-01-07 | LG | LG335N1C-A5 | Solar Panels |  | 0.335 | 6 | 169 | 27 |  | Fixed | Roof
Solar Registration Program | NJSRRE1540177744 | Clayton | 8312 | 15 | 6.03 | Residential | No | Behind the Meter | US Power Savers | AC Electric | Accepted | 2019-01-02 | 2019-01-07 | 2020-01-07 | LG | LG 335N1C-A5 | Solar Panels |  | 0.335 | 9 | 169 | 27 |  | Fixed | Roof
Solar Registration Program | NJSRRE1540177744 | Clayton | 8312 | 15 | 6.03 | Residential | No | Behind the Meter | US Power Savers | AC Electric | Accepted | 2019-01-02 | 2019-01-07 | 2020-01-07 | LG | LG335N1C-A5 | Solar Panels |  | 0.335 | 3 | 349 | 27 |  | Fixed | Roof
Solar Registration Program | NJSRRE1540836259 | Somerset | 8873 | 5 | 6.03 | Residential | Yes | Behind the Meter | Pro Custom Solar dba Momentum Solar | PSE&G | Accepted | 2019-04-10 | 2019-04-11 | 2020-04-11 | LG | LG 335N1C-A5 | Solar Panels |  | 0.335 | 18 | 152 | 40 |  | Fixed | Roof
Solar Registration Program | NJSRRE1540836259 | Somerset | 8873 | 5 | 6.03 | Residential | Yes | Behind the Meter | Pro Custom Solar dba Momentum Solar | PSE&G | Accepted | 2019-04-10 | 2019-04-11 | 2020-04-11 | ENPHASE | IQ7-60-2-US | Inverters | 0.25 |  | 18 |  |  | 0.97 |  | Outdoor | Roof
Solar Registration Program | NJSRRE1540919241 | Jersey City | 7302 | 8 | 6.03 | Residential | Yes | Behind the Meter | Pro Custom Solar dba Momentum Solar | PSE&G | Accepted | 2019-05-02 | 2019-05-07 | 2020-05-07 | LG | LG 335N1C-A5 | Solar Panels |  | 0.335 | 15 | 121 | 18 |  | Fixed | Roof
Solar Registration Program | NJSRRE1540919241 | Jersey City | 7302 | 8 | 6.03 | Residential | Yes | Behind the Meter | Pro Custom Solar dba Momentum Solar | PSE&G | Accepted | 2019-05-02 | 2019-05-07 | 2020-05-07 | LG | LG 335N1C-A5 | Solar Panels |  | 0.335 | 3 | 207 | 23 |  | Fixed | Roof
Solar Registration Program | NJSRRE1540919241 | Jersey City | 7302 | 8 | 6.03 | Residential | Yes | Behind the Meter | Pro Custom Solar dba Momentum Solar | PSE&G | Accepted | 2019-05-02 | 2019-05-07 | 2020-05-07 | ENPHASE | IQ6PLUS-72-2-US-208 | Inverters | 290 |  | 18 |  |  | 0.97 |  | Outdoor | ROOF
Solar Registration Program | NJSRRE1541621519 | Trenton | 8610 | 12 | 6.03 | Residential | Yes | Behind the Meter | Pro Custom Solar dba Momentum Solar | PSE&G | Accepted | 2019-07-08 | 2019-07-10 | 2020-07-10 | LG | LG 335N1C-A5 | Solar Panels |  | 0.335 | 5 | 122 | 17 |  | Fixed | Roof
Solar Registration Program | NJSRRE1541621519 | Trenton | 8610 | 12 | 6.03 | Residential | Yes | Behind the Meter | Pro Custom Solar dba Momentum Solar | PSE&G | Accepted | 2019-07-08 | 2019-07-10 | 2020-07-10 | LG | LG 335N1C-A5 | Solar Panels |  | 0.335 | 3 | 122 | 15 |  | Fixed | Roof
Solar Registration Program | NJSRRE1541621519 | Trenton | 8610 | 12 | 6.03 | Residential | Yes | Behind the Meter | Pro Custom Solar dba Momentum Solar | PSE&G | Accepted | 2019-07-08 | 2019-07-10 | 2020-07-10 | LG | LG 335N1C-A5 | Solar Panels |  | 0.335 | 10 | 302 | 17 |  | Fixed | Roof
Solar Registration Program | NJSRRE1541621519 | Trenton | 8610 | 12 | 6.03 | Residential | Yes | Behind the Meter | Pro Custom Solar dba Momentum Solar | PSE&G | Accepted | 2019-07-08 | 2019-07-10 | 2020-07-10 | ENPHASE | IQ7-60-2-US | Inverters | 0.25 |  | 18 |  |  | 0.97 |  | Outdoor | ROOF
Solar Registration Program | NJSRRE1541693505 | Rahway | 7065 | 10 | 6.03 | Residential | Yes | Behind the Meter | Pro Custom Solar dba Momentum Solar | PSE&G | Accepted | 2019-07-22 | 2019-07-24 | 2020-07-24 | lg | lg 335n1c-a5 | Solar Panels |  | 0.335 | 18 | 126 | 15 |  | Fixed | Roof
Solar Registration Program | NJSRRE1541693505 | Rahway | 7065 | 10 | 6.03 | Residential | Yes | Behind the Meter | Pro Custom Solar dba Momentum Solar | PSE&G | Accepted | 2019-07-22 | 2019-07-24 | 2020-07-24 | ephase | IQ7-60-2-US | Inverters | 250 |  | 18 |  |  | 0.97 |  | Outdoor | ROOF
Solar Registration Program | NJSRRE1541712778 | West Orange | 7052 | 9 | 6.03 | Residential | No | Behind the Meter | Sunpower Capital LLC | PSE&G | Accepted | 2019-07-29 | 2019-08-01 | 2020-08-01 | SunPower | 335W | Solar Panels |  | 0.335 | 18 | 246 | 22 |  | Fixed | Roof
Solar Registration Program | NJSRRE1541712778 | West Orange | 7052 | 9 | 6.03 | Residential | No | Behind the Meter | Sunpower Capital LLC | PSE&G | Accepted | 2019-07-29 | 2019-08-01 | 2020-08-01 | SunPower | Type E | Inverters | 320 |  | 18 |  |  | 0.99 |  | Outside | na
Solar Registration Program | NJSRRE1541788538 | BARNEGAT | 8005 | 18 | 6.03 | Residential | Yes | Behind the Meter | Pro Custom Solar dba Momentum Solar | JCP&L | Accepted | 2019-08-05 | 2019-08-08 | 2020-08-08 | LG ELECTRONICS | LG 335N1C-V5 | Solar Panels |  | 0.335 | 14 | 189 | 23 |  | Fixed | Roof
Solar Registration Program | NJSRRE1541788538 | BARNEGAT | 8005 | 18 | 6.03 | Residential | Yes | Behind the Meter | Pro Custom Solar dba Momentum Solar | JCP&L | Accepted | 2019-08-05 | 2019-08-08 | 2020-08-08 | LG ELECTRONICS | LG 335N1C-V5 | Solar Panels |  | 0.335 | 4 | 9 | 23 |  | Fixed | Roof
Solar Registration Program | NJSRRE1541788538 | BARNEGAT | 8005 | 18 | 6.03 | Residential | Yes | Behind the Meter | Pro Custom Solar dba Momentum Solar | JCP&L | Accepted | 2019-08-05 | 2019-08-08 | 2020-08-08 | Enphase Energy | IQ7-60-2-US | Inverters | 250 |  | 18 |  |  | 0.97 |  | Outdoor | Roof
Solar Registration Program | NJSRRE1541835345 | Atlantic City | 8041 | 13 | 6.03 | Residential | Yes | Behind the Meter | Castle Energy, LLC | AC Electric | Accepted | 2019-08-14 | 2019-08-23 | 2020-08-23 | LG Electronics | LG335N1C-V5 | Solar Panels |  | 0.335 | 7 | 331 | 34 |  | Fixed | Roof
Solar Registration Program | NJSRRE1541835345 | Atlantic City | 8041 | 13 | 6.03 | Residential | Yes | Behind the Meter | Castle Energy, LLC | AC Electric | Accepted | 2019-08-14 | 2019-08-23 | 2020-08-23 | LG Electronics | LG335N1C-V5 | Solar Panels |  | 0.335 | 3 | 242 | 34 |  | Fixed | Roof
Solar Registration Program | NJSRRE1541835345 | Atlantic City | 8041 | 13 | 6.03 | Residential | Yes | Behind the Meter | Castle Energy, LLC | AC Electric | Accepted | 2019-08-14 | 2019-08-23 | 2020-08-23 | LG Electronics | LG335N1C-V5 | Solar Panels |  | 0.335 | 2 | 61 | 34 |  | Fixed | Roof
Solar Registration Program | NJSRRE1541835345 | Atlantic City | 8041 | 13 | 6.03 | Residential | Yes | Behind the Meter | Castle Energy, LLC | AC Electric | Accepted | 2019-08-14 | 2019-08-23 | 2020-08-23 | LG Electronics | LG335N1C-V5 | Solar Panels |  | 0.335 | 6 | 152 | 34 |  | Fixed | Roof
Solar Registration Program | NJSRRE1541835345 | Atlantic City | 8041 | 13 | 6.03 | Residential | Yes | Behind the Meter | Castle Energy, LLC | AC Electric | Accepted | 2019-08-14 | 2019-08-23 | 2020-08-23 | Enphase Energy | IQ7PLUS-72-2-US | Inverters | 290 |  | 18 |  |  | 0.975 |  | Outside | on the rooftop under each solar panel
Solar Registration Program | NJSRRE1541872146 | JERSEY CITY | 7305 | 8 | 6.03 | Residential | Yes | Behind the Meter | Pro Custom Solar dba Momentum Solar | PSE&G | Accepted | 2019-08-21 | 2019-08-26 | 2020-08-26 | LG ELECTRONICS | LG 335N1C-V5 | Solar Panels |  | 0.335 | 8 | 223 | 18 |  | Fixed | Roof
Solar Registration Program | NJSRRE1541872146 | JERSEY CITY | 7305 | 8 | 6.03 | Residential | Yes | Behind the Meter | Pro Custom Solar dba Momentum Solar | PSE&G | Accepted | 2019-08-21 | 2019-08-26 | 2020-08-26 | LG ELECTRONICS | LG 335N1C-V5 | Solar Panels |  | 0.335 | 10 | 43 | 19 |  | Fixed | Roof
Solar Registration Program | NJSRRE1541872146 | JERSEY CITY | 7305 | 8 | 6.03 | Residential | Yes | Behind the Meter | Pro Custom Solar dba Momentum Solar | PSE&G | Accepted | 2019-08-21 | 2019-08-26 | 2020-08-26 | Enphase Energy | IQ7-60-2-US | Inverters | 250 |  | 18 |  |  | 0.97 |  | Outdoor | Roof
Solar Registration Program | NJSRRE1541872149 | Bloomfield | 7003 | 9 | 6.03 | Residential | Yes | Behind the Meter | Pro Custom Solar dba Momentum Solar | PSE&G | Accepted | 2019-08-21 | 2019-08-26 | 2020-08-26 | LG ELECTRONICS | LG 335N1C-V5 | Solar Panels |  | 0.335 | 6 | 350 | 36 |  | Fixed | Roof
Solar Registration Program | NJSRRE1541872149 | Bloomfield | 7003 | 9 | 6.03 | Residential | Yes | Behind the Meter | Pro Custom Solar dba Momentum Solar | PSE&G | Accepted | 2019-08-21 | 2019-08-26 | 2020-08-26 | LG ELECTRONICS | LG 335N1C-V5 | Solar Panels |  | 0.335 | 12 | 170 | 35 |  | Fixed | Roof
Solar Registration Program | NJSRRE1541872149 | Bloomfield | 7003 | 9 | 6.03 | Residential | Yes | Behind the Meter | Pro Custom Solar dba Momentum Solar | PSE&G | Accepted | 2019-08-21 | 2019-08-26 | 2020-08-26 | Enphase Energy | IQ7-60-2-US | Inverters | 250 |  | 18 |  |  | 0.97 |  | Outdoor | Roof
Solar Registration Program | NJSRRE1541987038 | Woodbridge Township | 7067 | 10 | 6.03 | Residential | Yes | Behind the Meter | Pro Custom Solar dba Momentum Solar | PSE&G | Accepted | 2019-08-30 | 2019-09-04 | 2020-09-04 | LG ELECTRONICS | LG 335N1C-A5 | Solar Panels |  | 0.335 | 10 | 333 | 5 |  | Fixed | Roof
Solar Registration Program | NJSRRE1541987038 | Woodbridge Township | 7067 | 10 | 6.03 | Residential | Yes | Behind the Meter | Pro Custom Solar dba Momentum Solar | PSE&G | Accepted | 2019-08-30 | 2019-09-04 | 2020-09-04 | LG ELECTRONICS | LG 335N1C-A5 | Solar Panels |  | 0.335 | 8 | 152 | 37 |  | Fixed | Roof
Solar Registration Program | NJSRRE1541987038 | Woodbridge Township | 7067 | 10 | 6.03 | Residential | Yes | Behind the Meter | Pro Custom Solar dba Momentum Solar | PSE&G | Accepted | 2019-08-30 | 2019-09-04 | 2020-09-04 | Enphase Energy | IQ7Plus-60-2-US | Inverters | 295 |  | 18 |  |  | 0.97 |  | Outdoor | 1
Solar Registration Program | NJSRRE1542231182 | Rahway | 7065 | 10 | 6.03 | Residential | Yes | Behind the Meter | Pro Custom Solar dba Momentum Solar | PSE&G | Accepted | 2019-09-05 | 2019-09-09 | 2020-09-09 | LG ELECTRONICS | LG 335N1C-V5 | Solar Panels |  | 0.335 | 3 | 85 | 47 |  | Fixed | Roof
Solar Registration Program | NJSRRE1542231182 | Rahway | 7065 | 10 | 6.03 | Residential | Yes | Behind the Meter | Pro Custom Solar dba Momentum Solar | PSE&G | Accepted | 2019-09-05 | 2019-09-09 | 2020-09-09 | LG ELECTRONICS | LG 335N1C-V5 | Solar Panels |  | 0.335 | 15 | 265 | 25 |  | Fixed | Roof
Solar Registration Program | NJSRRE1542231182 | Rahway | 7065 | 10 | 6.03 | Residential | Yes | Behind the Meter | Pro Custom Solar dba Momentum Solar | PSE&G | Accepted | 2019-09-05 | 2019-09-09 | 2020-09-09 | Enphase Energy | IQ7-60-2-US | Inverters | 250 |  | 18 |  |  | 0.97 |  | Outdoor | Roof
Solar Registration Program | NJSRRE1542248389 | Union | 7083 | 10 | 6.03 | Residential | Yes | Behind the Meter | Pro Custom Solar dba Momentum Solar | PSE&G | Accepted | 2019-09-05 | 2019-09-09 | 2020-09-09 | LG ELECTRONICS | LG 335N1C-A5 | Solar Panels |  | 0.335 | 18 | 265 | 39 |  | Fixed | Roof
Solar Registration Program | NJSRRE1542248389 | Union | 7083 | 10 | 6.03 | Residential | Yes | Behind the Meter | Pro Custom Solar dba Momentum Solar | PSE&G | Accepted | 2019-09-05 | 2019-09-09 | 2020-09-09 | Enphase Energy | IQ7-60-2-US | Inverters | 250 |  | 18 |  |  | 0.97 |  | Outdoor | Roof
Solar Registration Program | NJSRRE1542376958 | Pennsauken | 8110 | 14 | 6.03 | Residential | Yes | Behind the Meter | Pro Custom Solar dba Momentum Solar | PSE&G | Accepted | 2019-09-10 | 2019-09-12 | 2020-09-12 | LG ELECTRONICS | LG 335N1C-V5 | Solar Panels |  | 0.335 | 18 | 225 | 22 |  | Fixed | Roof
Solar Registration Program | NJSRRE1542376958 | Pennsauken | 8110 | 14 | 6.03 | Residential | Yes | Behind the Meter | Pro Custom Solar dba Momentum Solar | PSE&G | Accepted | 2019-09-10 | 2019-09-12 | 2020-09-12 | Enphase Energy | IQ7-60-2-US | Inverters | 250 |  | 18 |  |  | 0.97 |  | Outdoor | Roof
Solar Registration Program | NJSRRE1542416717 | Bayonne | 7002 | 8 | 6.03 | Residential | Yes | Behind the Meter | Pro Custom Solar dba Momentum Solar | PSE&G | Accepted | 2019-09-18 | 2019-09-20 | 2020-09-20 | LG ELECTRONICS | LG 335N1C-V5 | Solar Panels |  | 0.335 | 10 | 302 | 8 |  | Fixed | Roof
Solar Registration Program | NJSRRE1542416717 | Bayonne | 7002 | 8 | 6.03 | Residential | Yes | Behind the Meter | Pro Custom Solar dba Momentum Solar | PSE&G | Accepted | 2019-09-18 | 2019-09-20 | 2020-09-20 | LG ELECTRONICS | LG 335N1C-V5 | Solar Panels |  | 0.335 | 3 | 302 | 45 |  | Fixed | Roof
Solar Registration Program | NJSRRE1542416717 | Bayonne | 7002 | 8 | 6.03 | Residential | Yes | Behind the Meter | Pro Custom Solar dba Momentum Solar | PSE&G | Accepted | 2019-09-18 | 2019-09-20 | 2020-09-20 | LG ELECTRONICS | LG 335N1C-V5 | Solar Panels |  | 0.335 | 5 | 212 | 40 |  | Fixed | Roof
Solar Registration Program | NJSRRE1542416717 | Bayonne | 7002 | 8 | 6.03 | Residential | Yes | Behind the Meter | Pro Custom Solar dba Momentum Solar | PSE&G | Accepted | 2019-09-18 | 2019-09-20 | 2020-09-20 | Enphase Energy | IQ7-60-2-US | Inverters | 250 |  | 18 |  |  | 0.97 |  | Outdoor | Roof
Solar Registration Program | NJSRRE1542419570 | Princeton | 8540 | 12 | 6.03 | Residential | Yes | Behind the Meter | Pro Custom Solar dba Momentum Solar | PSE&G | Accepted | 2019-09-18 | 2019-09-20 | 2020-09-20 | LG ELECTRONICS | LG 335N1C-V5 | Solar Panels |  | 0.335 | 18 | 249 | 30 |  | Fixed | Roof
Solar Registration Program | NJSRRE1542419570 | Princeton | 8540 | 12 | 6.03 | Residential | Yes | Behind the Meter | Pro Custom Solar dba Momentum Solar | PSE&G | Accepted | 2019-09-18 | 2019-09-20 | 2020-09-20 | Enphase Energy | IQ7-60-2-US | Inverters | 250 |  | 18 |  |  | 0.97 |  | Outdoor | Roof
Solar Registration Program | NJSRRE1542422680 | Vauxhall | 7088 | 10 | 6.03 | Residential | Yes | Behind the Meter | Pro Custom Solar dba Momentum Solar | PSE&G | Accepted | 2019-09-19 | 2019-09-23 | 2020-09-23 | LG ELECTRONICS | LG 335N1C-V5 | Solar Panels |  | 0.335 | 18 | 143 | 28 |  | Fixed | Roof
Solar Registration Program | NJSRRE1542422680 | Vauxhall | 7088 | 10 | 6.03 | Residential | Yes | Behind the Meter | Pro Custom Solar dba Momentum Solar | PSE&G | Accepted | 2019-09-19 | 2019-09-23 | 2020-09-23 | Enphase Energy | IQ7-60-2-US | Inverters | 250 |  | 18 |  |  | 0.97 |  | Outdoor | Roof
Solar Registration Program | NJSRRE1542422704 | Perth Amboy | 8861 | 11 | 6.03 | Residential | Yes | Behind the Meter | Pro Custom Solar dba Momentum Solar | PSE&G | Accepted | 2019-09-19 | 2019-09-23 | 2020-09-23 | LG ELECTRONICS | LG 335N1C-V5 | Solar Panels |  | 0.335 | 16 | 230 | 17 |  | Fixed | Roof
Solar Registration Program | NJSRRE1542422704 | Perth Amboy | 8861 | 11 | 6.03 | Residential | Yes | Behind the Meter | Pro Custom Solar dba Momentum Solar | PSE&G | Accepted | 2019-09-19 | 2019-09-23 | 2020-09-23 | LG ELECTRONICS | LG 335N1C-V5 | Solar Panels |  | 0.335 | 2 | 50 | 28 |  | Fixed | Roof
Solar Registration Program | NJSRRE1542422704 | Perth Amboy | 8861 | 11 | 6.03 | Residential | Yes | Behind the Meter | Pro Custom Solar dba Momentum Solar | PSE&G | Accepted | 2019-09-19 | 2019-09-23 | 2020-09-23 | Enphase Energy | IQ7-60-2-US | Inverters | 250 |  | 18 |  |  | 0.97 |  | Outdoor | Roof
Solar Registration Program | NJSRRE1542425606 | Little Ferry | 7643 | 7 | 6.03 | Residential | Yes | Behind the Meter | Pro Custom Solar dba Momentum Solar | PSE&G | Accepted | 2019-09-20 | 2019-09-24 | 2020-09-24 | LG ELECTRONICS | LG 335N1C-V5 | Solar Panels |  | 0.335 | 18 | 227 | 38 |  | Fixed | Roof
Solar Registration Program | NJSRRE1542425606 | Little Ferry | 7643 | 7 | 6.03 | Residential | Yes | Behind the Meter | Pro Custom Solar dba Momentum Solar | PSE&G | Accepted | 2019-09-20 | 2019-09-24 | 2020-09-24 | Enphase Energy | IQ7-60-2-US | Inverters | 250 |  | 18 |  |  | 0.97 |  | Outdoor | Roof
Solar Registration Program | NJSRRE1542642871 | Barnegat | 8005 | 18 | 6.03 | Residential | No | Behind the Meter | Public Service Solar | AC Electric | Accepted | 2019-10-25 | 2019-10-29 | 2020-10-29 | LG | LG335N1K-V5 | Solar Panels |  | 0.335 | 18 | 195 | 27 |  | Fixed | Roof
Solar Registration Program | NJSRRE1542642871 | Barnegat | 8005 | 18 | 6.03 | Residential | No | Behind the Meter | Public Service Solar | AC Electric | Accepted | 2019-10-25 | 2019-10-29 | 2020-10-29 | Enphase | IQ7+ | Inverters | 0.29 |  | 18 |  |  | 0.96 |  | Outside | Under Panels
Solar Registration Program | NJSRRE1542832972 | Hanover | 7927 | 3 | 6.03 | Residential | Yes | Behind the Meter | Pro Custom Solar dba Momentum Solar | JCP&L | Accepted | 2019-10-30 | 2019-11-01 | 2020-11-01 | LG ELECTRONICS | LG 335N1C-V5 | Solar Panels |  | 0.335 | 7 | 121 | 8 |  | Fixed | Roof
Solar Registration Program | NJSRRE1542832972 | Hanover | 7927 | 3 | 6.03 | Residential | Yes | Behind the Meter | Pro Custom Solar dba Momentum Solar | JCP&L | Accepted | 2019-10-30 | 2019-11-01 | 2020-11-01 | LG ELECTRONICS | LG 335N1C-V5 | Solar Panels |  | 0.335 | 11 | 301 | 8 |  | Fixed | Roof
Solar Registration Program | NJSRRE1542832972 | Hanover | 7927 | 3 | 6.03 | Residential | Yes | Behind the Meter | Pro Custom Solar dba Momentum Solar | JCP&L | Accepted | 2019-10-30 | 2019-11-01 | 2020-11-01 | Enphase Energy | IQ7-60-2-US | Inverters | 250 |  | 18 |  |  | 0.97 |  | Outdoor | Roof
Solar Registration Program | NJSRRE1542840080 | Fords | 8837 | 11 | 6.03 | Residential | No | Behind the Meter | Pro Custom Solar dba Momentum Solar | PSE&G | Accepted | 2019-10-31 | 2019-11-04 | 2020-11-04 | LG ELECTRONICS | LG 335N1C-V5 | Solar Panels |  | 0.335 | 9 | 155 | 35 |  | Fixed | Roof
Solar Registration Program | NJSRRE1542840080 | Fords | 8837 | 11 | 6.03 | Residential | No | Behind the Meter | Pro Custom Solar dba Momentum Solar | PSE&G | Accepted | 2019-10-31 | 2019-11-04 | 2020-11-04 | LG ELECTRONICS | LG 335N1C-V5 | Solar Panels |  | 0.335 | 6 | 245 | 32 |  | Fixed | Roof
Solar Registration Program | NJSRRE1542840080 | Fords | 8837 | 11 | 6.03 | Residential | No | Behind the Meter | Pro Custom Solar dba Momentum Solar | PSE&G | Accepted | 2019-10-31 | 2019-11-04 | 2020-11-04 | LG ELECTRONICS | LG 335N1C-V5 | Solar Panels |  | 0.335 | 3 | 65 | 32 |  | Fixed | Roof
Solar Registration Program | NJSRRE1542840080 | Fords | 8837 | 11 | 6.03 | Residential | No | Behind the Meter | Pro Custom Solar dba Momentum Solar | PSE&G | Accepted | 2019-10-31 | 2019-11-04 | 2020-11-04 | Enphase Energy | IQ7-60-2-US | Inverters | 250 |  | 18 |  |  | 0.97 |  | Outdoor | Roof
Solar Registration Program | NJSRRE1540412940 | Dover | 7801 | 3 | 6.08 | Residential | Yes | Behind the Meter | Pro Custom Solar dba Momentum Solar | JCP&L | Accepted | 2019-03-01 | 2019-03-04 | 2020-03-04 | LG | LG320N1K-A5 | Solar Panels |  | 0.32 | 3 | 172 | 39 |  | Fixed | Roof
Solar Registration Program | NJSRRE1540412940 | Dover | 7801 | 3 | 6.08 | Residential | Yes | Behind the Meter | Pro Custom Solar dba Momentum Solar | JCP&L | Accepted | 2019-03-01 | 2019-03-04 | 2020-03-04 | LG | LG320N1K-A5 | Solar Panels |  | 0.32 | 7 | 261 | 39 |  | Fixed | Roof
Solar Registration Program | NJSRRE1540412940 | Dover | 7801 | 3 | 6.08 | Residential | Yes | Behind the Meter | Pro Custom Solar dba Momentum Solar | JCP&L | Accepted | 2019-03-01 | 2019-03-04 | 2020-03-04 | LG | LG320N1K-A5 | Solar Panels |  | 0.32 | 9 | 81 | 39 |  | Fixed | Roof
Solar Registration Program | NJSRRE1540412940 | Dover | 7801 | 3 | 6.08 | Residential | Yes | Behind the Meter | Pro Custom Solar dba Momentum Solar | JCP&L | Accepted | 2019-03-01 | 2019-03-04 | 2020-03-04 | ENPHASE | IQ6-60-2-US | Inverters | 240 |  | 19 |  |  | 0.97 |  | Outdoor | ROOF
Solar Registration Program | NJSRRE1542511186 | Hillsborough | 8844 | 5 | 6.08 | Residential | No | Behind the Meter | Sundial Solar Innovations | PSE&G | Final As-Built Received | 2019-10-07 | 2019-10-09 | 2020-10-09 | Hanwha | QCell320 | Solar Panels |  | 0.32 | 8 | 110 | 25 |  | Fixed | Roof
Solar Registration Program | NJSRRE1542511186 | Hillsborough | 8844 | 5 | 6.08 | Residential | No | Behind the Meter | Sundial Solar Innovations | PSE&G | Final As-Built Received | 2019-10-07 | 2019-10-09 | 2020-10-09 | Hanwha | qcell320 | Solar Panels |  | 0.32 | 11 | 200 | 25 |  | Fixed | Roof
Solar Registration Program | NJSRRE1542511186 | Hillsborough | 8844 | 5 | 6.08 | Residential | No | Behind the Meter | Sundial Solar Innovations | PSE&G | Final As-Built Received | 2019-10-07 | 2019-10-09 | 2020-10-09 | Enphase | iq7+ | Inverters | 290 |  | 19 |  |  | 0.97 |  | Outdoor | roof
Solar Registration Program | NJSRRE1542511186 | Hillsborough | 8844 | 5 | 6.08 | Residential | No | Behind the Meter | Sundial Solar Innovations | PSE&G | Final As-Built Received | 2019-10-07 | 2019-10-09 | 2020-10-09 | Enphase | Envoy S | Meters |  |  | 1 |  |  |  | Yes | Outdoor
Solar Registration Program | NJSRRE1543321449 | Camden | 8105 | 14 | 6.08 | Residential | No | Behind the Meter | Castle Energy, LLC | PSE&G | Accepted | 2019-11-15 | 2019-11-19 | 2020-11-19 | Hanwha Q-Cells | Q.Peak DUO-G5 320 | Solar Panels |  | 0.32 | 2 | 218 | 17 |  | Fixed | Roof
Solar Registration Program | NJSRRE1543321449 | Camden | 8105 | 14 | 6.08 | Residential | No | Behind the Meter | Castle Energy, LLC | PSE&G | Accepted | 2019-11-15 | 2019-11-19 | 2020-11-19 | Hanwha Q-Cells | Q.Peak DUO-G5 320 | Solar Panels |  | 0.32 | 17 | 128 | 37 |  | Fixed | Roof
Solar Registration Program | NJSRRE1543321449 | Camden | 8105 | 14 | 6.08 | Residential | No | Behind the Meter | Castle Energy, LLC | PSE&G | Accepted | 2019-11-15 | 2019-11-19 | 2020-11-19 | Enphase Energy | IQ7-60-2-US | Inverters | 240 |  | 19 |  |  | 0.967 |  | Outside | on the rooftop under each solar panel
Solar Registration Program | NJSRRE1543417878 | Pleasantville | 8232 | 19 | 6.08 | Residential | No | Behind the Meter | Castle Energy, LLC | AC Electric | Accepted | 2019-11-18 | 2019-11-20 | 2020-11-20 | Hanwha Q-Cells | Q.Peak DUO-G5 320 | Solar Panels |  | 0.32 | 2 | 28 | 10 |  | Fixed | Roof
Solar Registration Program | NJSRRE1543417878 | Pleasantville | 8232 | 19 | 6.08 | Residential | No | Behind the Meter | Castle Energy, LLC | AC Electric | Accepted | 2019-11-18 | 2019-11-20 | 2020-11-20 | Hanwha Q-Cells | Q.Peak DUO-G5 320 | Solar Panels |  | 0.32 | 8 | 208 | 10 |  | Fixed | Roof
Solar Registration Program | NJSRRE1543417878 | Pleasantville | 8232 | 19 | 6.08 | Residential | No | Behind the Meter | Castle Energy, LLC | AC Electric | Accepted | 2019-11-18 | 2019-11-20 | 2020-11-20 | Hanwha Q-Cells | Q.Peak DUO-G5 320 | Solar Panels |  | 0.32 | 9 | 209 | 10 |  | Fixed | Roof
Solar Registration Program | NJSRRE1543417878 | Pleasantville | 8232 | 19 | 6.08 | Residential | No | Behind the Meter | Castle Energy, LLC | AC Electric | Accepted | 2019-11-18 | 2019-11-20 | 2020-11-20 | Enphase Energy | IQ7-60-2-US | Inverters | 240 |  | 19 |  |  | 0.967 |  | Outside | on the rooftop under each solar panel
Solar Registration Program | NJSRRE1543502121 | Belleville | 7109 | 9 | 6.08 | Residential | Yes | Behind the Meter | Pro Custom Solar dba Momentum Solar | PSE&G | Accepted | 2019-12-09 | 2019-12-12 | 2020-12-12 | HANWHA | Q.PEAK DUO BLK-G5 315 | Solar Panels |  | 0.315 | 7 | 210 | 35 |  | Fixed | Roof
Solar Registration Program | NJSRRE1543502121 | Belleville | 7109 | 9 | 6.08 | Residential | Yes | Behind the Meter | Pro Custom Solar dba Momentum Solar | PSE&G | Accepted | 2019-12-09 | 2019-12-12 | 2020-12-12 | HANWHA | Q.PEAK DUO BLK-G5 315 | Solar Panels |  | 0.315 | 9 | 120 | 21 |  | Fixed | Roof
Solar Registration Program | NJSRRE1543502121 | Belleville | 7109 | 9 | 6.08 | Residential | Yes | Behind the Meter | Pro Custom Solar dba Momentum Solar | PSE&G | Accepted | 2019-12-09 | 2019-12-12 | 2020-12-12 | HANWHA | Q.PEAK DUO BLK-G5 315 | Solar Panels |  | 0.345 | 3 | 30 | 8 |  | Fixed | Roof
Solar Registration Program | NJSRRE1543502121 | Belleville | 7109 | 9 | 6.08 | Residential | Yes | Behind the Meter | Pro Custom Solar dba Momentum Solar | PSE&G | Accepted | 2019-12-09 | 2019-12-12 | 2020-12-12 | Enphase Energy | IQ6-60-2-US | Inverters | 240 |  | 19 |  |  | 0.97 |  | Outdoor | Roof
Solar Registration Program | NJSRRE1543553105 | Egg Harbor Township | 8234 | 19 | 6.08 | Residential | No | Behind the Meter | Castle Energy, LLC | AC Electric | Accepted | 2019-12-16 | 2019-12-19 | 2020-12-19 | Hanwha Q-Cells | Q.Peak DUO-G5 | Solar Panels |  | 0.32 | 19 | 217 | 25 |  | Fixed | Roof
Solar Registration Program | NJSRRE1543553105 | Egg Harbor Township | 8234 | 19 | 6.08 | Residential | No | Behind the Meter | Castle Energy, LLC | AC Electric | Accepted | 2019-12-16 | 2019-12-19 | 2020-12-19 | Enphase Energy | IQ7-60-2-US | Inverters | 240 |  | 19 |  |  | 0.967 |  | Outside | on the rooftop under each solar panel
Solar Registration Program | NJSRRE1543574885 | Ringwood | 7456 | 6 | 6.08 | Residential | Yes | Behind the Meter | Posigen NJ LLC | Orange Rockland Electric | Accepted | 2019-12-20 | 2019-12-26 | 2020-12-26 | Silfab | SLA320M | Solar Panels |  | 0.32 | 19 | 130 | 21 |  | Fixed | Roof
Solar Registration Program | NJSRRE1543574885 | Ringwood | 7456 | 6 | 6.08 | Residential | Yes | Behind the Meter | Posigen NJ LLC | Orange Rockland Electric | Accepted | 2019-12-20 | 2019-12-26 | 2020-12-26 | SolarEdge | SE5000H-US | Inverters | 5000 |  | 1 |  |  | 0.99 |  | Outside | within ten feet of meter
Solar Registration Program | NJSRRE1540257648 | New Brunswick City | 8901 | 11 | 6.09 | Residential | Yes | Behind the Meter | Sunrun Installation Services, Inc. | PSE&G | Accepted | 2019-01-18 | 2019-01-23 | 2020-01-23 | REC Solar | REC290TP2 BLK | Solar Panels |  | 0.29 | 2 | 135 | 27 |  | Fixed | Roof
Solar Registration Program | NJSRRE1540257648 | New Brunswick City | 8901 | 11 | 6.09 | Residential | Yes | Behind the Meter | Sunrun Installation Services, Inc. | PSE&G | Accepted | 2019-01-18 | 2019-01-23 | 2020-01-23 | REC Solar | REC290TP2 BLK | Solar Panels |  | 0.29 | 12 | 315 | 18 |  | Fixed | Roof
Solar Registration Program | NJSRRE1540257648 | New Brunswick City | 8901 | 11 | 6.09 | Residential | Yes | Behind the Meter | Sunrun Installation Services, Inc. | PSE&G | Accepted | 2019-01-18 | 2019-01-23 | 2020-01-23 | REC Solar | REC290TP2 BLK | Solar Panels |  | 0.29 | 7 | 135 | 18 |  | Fixed | Roof
Solar Registration Program | NJSRRE1540257648 | New Brunswick City | 8901 | 11 | 6.09 | Residential | Yes | Behind the Meter | Sunrun Installation Services, Inc. | PSE&G | Accepted | 2019-01-18 | 2019-01-23 | 2020-01-23 | SolarEdge Technologies | SE6000H-USRGM | Inverters | 6000 |  | 1 |  |  | 0.96 |  | Outdoor | Next To Meter
Solar Registration Program | NJSRRE1540397403 | Elizabeth City | 7201 | 10 | 6.09 | Residential | Yes | Behind the Meter | Sunrun Installation Services, Inc. | PSE&G | Accepted | 2019-02-26 | 2019-02-28 | 2020-02-28 | REC Solar | REC290TP2 BLK | Solar Panels |  | 0.29 | 21 | 293 | 27 |  | Fixed | Roof
Solar Registration Program | NJSRRE1540397403 | Elizabeth City | 7201 | 10 | 6.09 | Residential | Yes | Behind the Meter | Sunrun Installation Services, Inc. | PSE&G | Accepted | 2019-02-26 | 2019-02-28 | 2020-02-28 | SMA America | SB5.0-1SP-US-40 | Inverters | 5000 |  | 1 |  |  | 0.96 |  | Outdoor | Next To Meter
Solar Registration Program | NJSRRE1540419211 | Metuchen | 8840 | 11 | 6.09 | Residential | Yes | Behind the Meter | Sunrun Installation Services, Inc. | PSE&G | Accepted | 2019-03-04 | 2019-03-05 | 2020-03-05 | REC Solar | REC290TP2 BLK | Solar Panels |  | 0.29 | 8 | 84 | 27 |  | Fixed | Roof
Solar Registration Program | NJSRRE1540419211 | Metuchen | 8840 | 11 | 6.09 | Residential | Yes | Behind the Meter | Sunrun Installation Services, Inc. | PSE&G | Accepted | 2019-03-04 | 2019-03-05 | 2020-03-05 | REC Solar | REC290TP2 BLK | Solar Panels |  | 0.29 | 13 | 264 | 9 |  | Fixed | Roof
Solar Registration Program | NJSRRE1540419211 | Metuchen | 8840 | 11 | 6.09 | Residential | Yes | Behind the Meter | Sunrun Installation Services, Inc. | PSE&G | Accepted | 2019-03-04 | 2019-03-05 | 2020-03-05 | SMA America | SB5.0-1SP-US-40 | Inverters | 5000 |  | 1 |  |  | 0.96 |  | Outdoor | Next To Meter
Solar Registration Program | NJSRRE1540475029 | Ringoes | 8551 | 4 | 6.09 | Residential | Yes | Behind the Meter | Sunrun Installation Services, Inc. | JCP&L | Accepted | 2019-03-11 | 2019-03-13 | 2020-03-13 | REC Solar | REC290TP2 BLK | Solar Panels |  | 0.29 | 21 | 184 | 18 |  | Fixed | Roof
Solar Registration Program | NJSRRE1540475029 | Ringoes | 8551 | 4 | 6.09 | Residential | Yes | Behind the Meter | Sunrun Installation Services, Inc. | JCP&L | Accepted | 2019-03-11 | 2019-03-13 | 2020-03-13 | SMA America | SB5.0-1SP-US-40 | Inverters | 5000 |  | 1 |  |  | 0.96 |  | Outdoor | Next To Meter
Solar Registration Program | NJSRRE1540815815 | Williamstown | 8094 | 15 | 6.09 | Residential | Yes | Behind the Meter | Sunrun Installation Services, Inc. | AC Electric | Accepted | 2019-04-03 | 2019-05-01 | 2020-05-01 | REC Solar | REC290TP2 BLK | Solar Panels |  | 0.29 | 7 | 223 | 40 |  | Fixed | Roof
Solar Registration Program | NJSRRE1540815815 | Williamstown | 8094 | 15 | 6.09 | Residential | Yes | Behind the Meter | Sunrun Installation Services, Inc. | AC Electric | Accepted | 2019-04-03 | 2019-05-01 | 2020-05-01 | REC Solar | REC290TP2 BLK | Solar Panels |  | 0.29 | 3 | 133 | 40 |  | Fixed | Roof
Solar Registration Program | NJSRRE1540815815 | Williamstown | 8094 | 15 | 6.09 | Residential | Yes | Behind the Meter | Sunrun Installation Services, Inc. | AC Electric | Accepted | 2019-04-03 | 2019-05-01 | 2020-05-01 | REC Solar | REC290TP2 BLK | Solar Panels |  | 0.29 | 11 | 43 | 40 |  | Fixed | Roof
Solar Registration Program | NJSRRE1540815815 | Williamstown | 8094 | 15 | 6.09 | Residential | Yes | Behind the Meter | Sunrun Installation Services, Inc. | AC Electric | Accepted | 2019-04-03 | 2019-05-01 | 2020-05-01 | SolarEdge Technologies | SE6000H-USRGM | Inverters | 6000 |  | 1 |  |  | 0.96 |  | Outdoor | Meter
Solar Registration Program | NJSRRE1540817117 | Union Township | 7083 | 10 | 6.09 | Residential | No | Behind the Meter | Sunrun Installation Services, Inc. | PSE&G | Accepted | 2019-04-03 | 2019-04-04 | 2020-04-04 | REC Solar | REC290TP2 BLK | Solar Panels |  | 0.29 | 21 | 210 | 37 |  | Fixed | Roof
Solar Registration Program | NJSRRE1540817117 | Union Township | 7083 | 10 | 6.09 | Residential | No | Behind the Meter | Sunrun Installation Services, Inc. | PSE&G | Accepted | 2019-04-03 | 2019-04-04 | 2020-04-04 | SMA America | SB 5.0-1SP-US-40 | Inverters | 5000 |  | 1 |  |  | 0.96 |  | Outdoor | Next to Meter
Solar Registration Program | NJSRRE1540870795 | Elizabeth City | 7201 | 10 | 6.09 | Residential | Yes | Behind the Meter | Sunrun Installation Services, Inc. | PSE&G | Accepted | 2019-04-22 | 2019-04-23 | 2020-04-23 | REC Solar | REC290TP2 BLK | Solar Panels |  | 0.29 | 21 | 21 | 37 |  | Fixed | Roof
Solar Registration Program | NJSRRE1540870795 | Elizabeth City | 7201 | 10 | 6.09 | Residential | Yes | Behind the Meter | Sunrun Installation Services, Inc. | PSE&G | Accepted | 2019-04-22 | 2019-04-23 | 2020-04-23 | SMA America | SB5.0-1SP-US-40 | Inverters | 5000 |  | 1 |  |  | 0.96 |  | Outdoor | Next To Meter
Solar Registration Program | NJSRRE1540871017 | Somerset | 8873 | 5 | 6.09 | Residential | Yes | Behind the Meter | Sunrun Installation Services, Inc. | PSE&G | Accepted | 2019-04-22 | 2019-04-23 | 2020-04-23 | REC Solar | REC290TP2 BLK | Solar Panels |  | 0.29 | 21 | 218 | 23 |  | Fixed | Roof
Solar Registration Program | NJSRRE1540871017 | Somerset | 8873 | 5 | 6.09 | Residential | Yes | Behind the Meter | Sunrun Installation Services, Inc. | PSE&G | Accepted | 2019-04-22 | 2019-04-23 | 2020-04-23 | SMA America | SB 5.0-1SP-US-40 | Inverters | 5000 |  | 1 |  |  | 0.96 |  | Outdoor | meter
Solar Registration Program | NJSRRE1540876533 | Middletown | 7748 | 17 | 6.09 | Residential | Yes | Behind the Meter | Sunrun Installation Services, Inc. | JCP&L | Accepted | 2019-04-23 | 2019-04-24 | 2020-04-24 | REC Solar | REC290TP2 BLK | Solar Panels |  | 0.29 | 21 | 117 | 18 |  | Fixed | Roof
Solar Registration Program | NJSRRE1540876533 | Middletown | 7748 | 17 | 6.09 | Residential | Yes | Behind the Meter | Sunrun Installation Services, Inc. | JCP&L | Accepted | 2019-04-23 | 2019-04-24 | 2020-04-24 | SMA America | SB5.0-1SP-US-40 | Inverters | 5000 |  | 1 |  |  | 0.96 |  | Outdoor | Next To Meter
Solar Registration Program | NJSRRE1540918515 | Point Pleasant | 8742 | 18 | 6.09 | Residential | Yes | Behind the Meter | Sunrun Installation Services, Inc. | JCP&L | Accepted | 2019-05-02 | 2019-05-07 | 2020-05-07 | REC Solar | REC290TP2 BLK | Solar Panels |  | 0.29 | 9 | 148 | 23 |  | Fixed | Roof
Solar Registration Program | NJSRRE1540918515 | Point Pleasant | 8742 | 18 | 6.09 | Residential | Yes | Behind the Meter | Sunrun Installation Services, Inc. | JCP&L | Accepted | 2019-05-02 | 2019-05-07 | 2020-05-07 | REC Solar | REC290TP2 BLK | Solar Panels |  | 0.29 | 12 | 236 | 23 |  | Fixed | Roof
Solar Registration Program | NJSRRE1540918515 | Point Pleasant | 8742 | 18 | 6.09 | Residential | Yes | Behind the Meter | Sunrun Installation Services, Inc. | JCP&L | Accepted | 2019-05-02 | 2019-05-07 | 2020-05-07 | SMA America | SB5.0-1SP-US-40 | Inverters | 5000 |  | 1 |  |  | 0.96 |  | Outdoor | Next To Meter
Solar Registration Program | NJSRRE1541028739 | Rutherford Boro | 7070 | 7 | 6.09 | Residential | Yes | Behind the Meter | Sunrun Installaion Services, Inc. | PSE&G | Accepted | 2019-05-21 | 2019-05-24 | 2020-05-24 | REC Solar | REC290TP2 BLK | Solar Panels |  | 0.29 | 21 | 307 | 43 |  | Fixed | Roof
Solar Registration Program | NJSRRE1541028739 | Rutherford Boro | 7070 | 7 | 6.09 | Residential | Yes | Behind the Meter | Sunrun Installaion Services, Inc. | PSE&G | Accepted | 2019-05-21 | 2019-05-24 | 2020-05-24 | SMA America | SB5.0-1SP-US-40 | Inverters | 5000 |  | 1 |  |  | 0.96 |  | Outdoor | Next To Meter
Solar Registration Program | NJSRRE1541064158 | Roselle | 7203 | 10 | 6.09 | Residential | Yes | Behind the Meter | Sunrun Installation Services, Inc. | PSE&G | Accepted | 2019-05-31 | 2019-06-05 | 2020-06-05 | REC Solar | REC290TP2 BLK | Solar Panels |  | 0.29 | 9 | 80 | 23 |  | Fixed | Roof
Solar Registration Program | NJSRRE1541064158 | Roselle | 7203 | 10 | 6.09 | Residential | Yes | Behind the Meter | Sunrun Installation Services, Inc. | PSE&G | Accepted | 2019-05-31 | 2019-06-05 | 2020-06-05 | REC Solar | REC290TP2 BLK | Solar Panels |  | 0.29 | 12 | 350 | 22 |  | Fixed | Roof
Solar Registration Program | NJSRRE1541064158 | Roselle | 7203 | 10 | 6.09 | Residential | Yes | Behind the Meter | Sunrun Installation Services, Inc. | PSE&G | Accepted | 2019-05-31 | 2019-06-05 | 2020-06-05 | Ningbo Ginlong Technologies | Solis-1P5K-4G-US | Inverters | 5000 |  | 1 |  |  | 0.96 |  | Outdoor | Next To Meter
Solar Registration Program | NJSRRE1541064423 | Ewing Township | 8638 | 12 | 6.09 | Residential | Yes | Behind the Meter | Sunrun Installation Services, Inc. | PSE&G | Accepted | 2019-05-31 | 2019-06-05 | 2020-06-05 | REC Solar | REC290TP2 BLK | Solar Panels |  | 0.29 | 3 | 147 | 43 |  | Fixed | Roof
Solar Registration Program | NJSRRE1541064423 | Ewing Township | 8638 | 12 | 6.09 | Residential | Yes | Behind the Meter | Sunrun Installation Services, Inc. | PSE&G | Accepted | 2019-05-31 | 2019-06-05 | 2020-06-05 | REC Solar | REC290TP2 BLK | Solar Panels |  | 0.29 | 18 | 237 | 40 |  | Fixed | Roof
Solar Registration Program | NJSRRE1541064423 | Ewing Township | 8638 | 12 | 6.09 | Residential | Yes | Behind the Meter | Sunrun Installation Services, Inc. | PSE&G | Accepted | 2019-05-31 | 2019-06-05 | 2020-06-05 | SolarEdge Technologies | SE6000H-USRGM | Inverters | 6000 |  | 1 |  |  | 0.96 |  | Outdoor | Next To Meter
Solar Registration Program | NJSRRE1541125696 | Villas | 8251 | 21 | 6.09 | Residential | Yes | Behind the Meter | Sunrun Installation Services, Inc. | AC Electric | Accepted | 2019-06-07 | 2019-06-12 | 2020-06-12 | REC Solar | REC290TP2 BLK | Solar Panels |  | 0.29 | 15 | 123 | 27 |  | Fixed | Roof
Solar Registration Program | NJSRRE1541125696 | Villas | 8251 | 21 | 6.09 | Residential | Yes | Behind the Meter | Sunrun Installation Services, Inc. | AC Electric | Accepted | 2019-06-07 | 2019-06-12 | 2020-06-12 | REC Solar | REC290TP2 BLK | Solar Panels |  | 0.29 | 6 | 303 | 27 |  | Fixed | Roof
Solar Registration Program | NJSRRE1541125696 | Villas | 8251 | 21 | 6.09 | Residential | Yes | Behind the Meter | Sunrun Installation Services, Inc. | AC Electric | Accepted | 2019-06-07 | 2019-06-12 | 2020-06-12 | Ningbo Ginlong Technologies | Solis-1P6K-4G-US | Inverters | 6000 |  | 1 |  |  | 0.96 |  | Outdoor | Next To Meter
Solar Registration Program | NJSRRE1541580807 | Ridgefield Park | 7660 | 7 | 6.09 | Residential | Yes | Behind the Meter | Sunrun Installation Services, Inc. | PSE&G | Accepted | 2019-07-03 | 2019-07-08 | 2020-07-08 | REC Solar | REC290TP2 BLK | Solar Panels |  | 0.29 | 5 | 103 | 30 |  | Fixed | Roof
Solar Registration Program | NJSRRE1541580807 | Ridgefield Park | 7660 | 7 | 6.09 | Residential | Yes | Behind the Meter | Sunrun Installation Services, Inc. | PSE&G | Accepted | 2019-07-03 | 2019-07-08 | 2020-07-08 | REC Solar | REC290TP2 BLK | Solar Panels |  | 0.29 | 7 | 193 | 30 |  | Fixed | Roof
Solar Registration Program | NJSRRE1541580807 | Ridgefield Park | 7660 | 7 | 6.09 | Residential | Yes | Behind the Meter | Sunrun Installation Services, Inc. | PSE&G | Accepted | 2019-07-03 | 2019-07-08 | 2020-07-08 | REC Solar | REC290TP2 BLK | Solar Panels |  | 0.29 | 3 | 283 | 30 |  | Fixed | Roof
Solar Registration Program | NJSRRE1541580807 | Ridgefield Park | 7660 | 7 | 6.09 | Residential | Yes | Behind the Meter | Sunrun Installation Services, Inc. | PSE&G | Accepted | 2019-07-03 | 2019-07-08 | 2020-07-08 | REC Solar | REC290TP2 BLK | Solar Panels |  | 0.29 | 6 | 12 | 30 |  | Fixed | Roof
Solar Registration Program | NJSRRE1541580807 | Ridgefield Park | 7660 | 7 | 6.09 | Residential | Yes | Behind the Meter | Sunrun Installation Services, Inc. | PSE&G | Accepted | 2019-07-03 | 2019-07-08 | 2020-07-08 | SolarEdge Technologies | SE6000H-USRGM | Inverters | 6000 |  | 1 |  |  | 0.96 |  | Outdoor | Next To Meter
Solar Registration Program | NJSRRE1541676124 | Woodbridge | 7067 | 10 | 6.09 | Residential | No | Behind the Meter | Sunrun Installation Services, Inc. | PSE&G | Accepted | 2019-07-17 | 2019-07-18 | 2020-07-18 | REC Solar | REC290TP2 BLK | Solar Panels |  | 0.29 | 21 | 176 | 18 |  | Fixed | Roof
Solar Registration Program | NJSRRE1541676124 | Woodbridge | 7067 | 10 | 6.09 | Residential | No | Behind the Meter | Sunrun Installation Services, Inc. | PSE&G | Accepted | 2019-07-17 | 2019-07-18 | 2020-07-18 | SolarEdge Technologies | SE7600A-USRGM | Inverters | 7600 |  | 1 |  |  | 0.96 |  | Outdoor | Next To Meter
Solar Registration Program | NJSRRE1541835682 | Hackettstown | 7840 | 2 | 6.09 | Residential | Yes | Behind the Meter | Sunrun Installation Services, Inc. | JCP&L | Accepted | 2019-08-14 | 2019-08-23 | 2020-08-23 | REC Solar | REC290TP2 BLK | Solar Panels |  | 0.29 | 10 | 215 | 19 |  | Fixed | Roof
Solar Registration Program | NJSRRE1541835682 | Hackettstown | 7840 | 2 | 6.09 | Residential | Yes | Behind the Meter | Sunrun Installation Services, Inc. | JCP&L | Accepted | 2019-08-14 | 2019-08-23 | 2020-08-23 | REC Solar | REC290TP2 BLK | Solar Panels |  | 0.29 | 6 | 126 | 18 |  | Fixed | Roof
Solar Registration Program | NJSRRE1541835682 | Hackettstown | 7840 | 2 | 6.09 | Residential | Yes | Behind the Meter | Sunrun Installation Services, Inc. | JCP&L | Accepted | 2019-08-14 | 2019-08-23 | 2020-08-23 | REC Solar | REC290TP2 BLK | Solar Panels |  | 0.29 | 5 | 127 | 30 |  | Fixed | Roof
Solar Registration Program | NJSRRE1541835682 | Hackettstown | 7840 | 2 | 6.09 | Residential | Yes | Behind the Meter | Sunrun Installation Services, Inc. | JCP&L | Accepted | 2019-08-14 | 2019-08-23 | 2020-08-23 | Ningbo Ginlong Technologies | Solis-1P6K-4G-US | Inverters | 6000 |  | 1 |  |  | 0.96 |  | Outdoor | Next To Meter
Solar Registration Program | NJSRRE1541877921 | Trenton City | 8638 | 12 | 6.09 | Residential | Yes | Behind the Meter | Sunrun Installation Services, Inc. | PSE&G | Accepted | 2019-08-22 | 2019-08-27 | 2020-08-27 | REC Solar | REC290TP2 BLK | Solar Panels |  | 0.29 | 7 | 233 | 23 |  | Fixed | Roof
Solar Registration Program | NJSRRE1541877921 | Trenton City | 8638 | 12 | 6.09 | Residential | Yes | Behind the Meter | Sunrun Installation Services, Inc. | PSE&G | Accepted | 2019-08-22 | 2019-08-27 | 2020-08-27 | REC Solar | REC290TP2 BLK | Solar Panels |  | 0.29 | 8 | 53 | 23 |  | Fixed | Roof
Solar Registration Program | NJSRRE1541877921 | Trenton City | 8638 | 12 | 6.09 | Residential | Yes | Behind the Meter | Sunrun Installation Services, Inc. | PSE&G | Accepted | 2019-08-22 | 2019-08-27 | 2020-08-27 | REC Solar | REC290TP2 BLK | Solar Panels |  | 0.29 | 6 | 233 | 14 |  | Fixed | Roof
Solar Registration Program | NJSRRE1541877921 | Trenton City | 8638 | 12 | 6.09 | Residential | Yes | Behind the Meter | Sunrun Installation Services, Inc. | PSE&G | Accepted | 2019-08-22 | 2019-08-27 | 2020-08-27 | Ningbo Ginlong Technologies | Solis-1P6K-4G-US | Inverters | 6000 |  | 1 |  |  | 0.96 |  | Outdoor | Next To Meter
Solar Registration Program | NJSRRE1541987211 | Little Falls | 7424 | 6 | 6.09 | Residential | No | Behind the Meter | Sunrun Installation Services, Inc. | PSE&G | Accepted | 2019-08-30 | 2019-09-09 | 2020-09-09 | REC Solar | REC290TP2 BLK | Solar Panels |  | 0.29 | 9 | 96 | 11 |  | Fixed | Roof
Solar Registration Program | NJSRRE1541987211 | Little Falls | 7424 | 6 | 6.09 | Residential | No | Behind the Meter | Sunrun Installation Services, Inc. | PSE&G | Accepted | 2019-08-30 | 2019-09-09 | 2020-09-09 | REC Solar | REC290TP2 BLK | Solar Panels |  | 0.29 | 12 | 276 | 11 |  | Fixed | Roof
Solar Registration Program | NJSRRE1541987211 | Little Falls | 7424 | 6 | 6.09 | Residential | No | Behind the Meter | Sunrun Installation Services, Inc. | PSE&G | Accepted | 2019-08-30 | 2019-09-09 | 2020-09-09 | SolarEdge Technologies | SE5000H-USRGM | Inverters | 5000 |  | 1 |  |  | 0.96 |  | Outdoor | Next To Meter
Solar Registration Program | NJSRRE1542191087 | Villas | 8251 | 21 | 6.09 | Residential | Yes | Behind the Meter | Sunrun Installation Services, Inc. | AC Electric | Accepted | 2019-09-04 | 2019-09-06 | 2020-09-06 | REC Solar | REC290TP2 BLK | Solar Panels |  | 0.29 | 11 | 28 | 18 |  | Fixed | Roof
Solar Registration Program | NJSRRE1542191087 | Villas | 8251 | 21 | 6.09 | Residential | Yes | Behind the Meter | Sunrun Installation Services, Inc. | AC Electric | Accepted | 2019-09-04 | 2019-09-06 | 2020-09-06 | REC Solar | REC290TP2 BLK | Solar Panels |  | 0.29 | 10 | 208 | 18 |  | Fixed | Roof
Solar Registration Program | NJSRRE1542191087 | Villas | 8251 | 21 | 6.09 | Residential | Yes | Behind the Meter | Sunrun Installation Services, Inc. | AC Electric | Accepted | 2019-09-04 | 2019-09-06 | 2020-09-06 | Ningbo Ginlong Technologies | Solis-1P4.6K-4G-US | Inverters | 4600 |  | 1 |  |  | 0.96 |  | Outdoor | Next To Meter
Solar Registration Program | NJSRRE1542445721 | Bargaintown | 8234 | 19 | 6.09 | Residential | No | Behind the Meter | Sunrun Installation Services, Inc. | AC Electric | Accepted | 2019-09-26 | 2019-09-30 | 2020-09-30 | REC Solar | REC290TP2 BLK | Solar Panels |  | 0.29 | 21 | 183 | 30 |  | Fixed | Roof
Solar Registration Program | NJSRRE1542445721 | Bargaintown | 8234 | 19 | 6.09 | Residential | No | Behind the Meter | Sunrun Installation Services, Inc. | AC Electric | Accepted | 2019-09-26 | 2019-09-30 | 2020-09-30 | Ningbo Ginlong Technologies | Solis-1P4.6K-4G-US | Inverters | 4600 |  | 1 |  |  | 0.96 |  | Outdoor | Next To Meter
Solar Registration Program | NJSRRE1542510384 | Nutley Town | 7110 | 9 | 6.09 | Residential | No | Behind the Meter | Sunrun Installation Services, Inc. | PSE&G | Accepted | 2019-10-05 | 2019-10-09 | 2020-10-09 | REC Solar | REC290TP2 BLK | Solar Panels |  | 0.29 | 13 | 204 | 27 |  | Fixed | Roof
Solar Registration Program | NJSRRE1542510384 | Nutley Town | 7110 | 9 | 6.09 | Residential | No | Behind the Meter | Sunrun Installation Services, Inc. | PSE&G | Accepted | 2019-10-05 | 2019-10-09 | 2020-10-09 | REC Solar | REC290TP2 BLK | Solar Panels |  | 0.29 | 8 | 114 | 27 |  | Fixed | Roof
Solar Registration Program | NJSRRE1542510384 | Nutley Town | 7110 | 9 | 6.09 | Residential | No | Behind the Meter | Sunrun Installation Services, Inc. | PSE&G | Accepted | 2019-10-05 | 2019-10-09 | 2020-10-09 | Ningbo Ginlong Technologies | Solis-1P4.6K-4G-US | Inverters | 4600 |  | 1 |  |  | 0.96 |  | Outdoor | Next To Meter
Solar Registration Program | NJSRRE1542544171 | Teaneck | 7666 | 7 | 6.09 | Residential | Yes | Behind the Meter | Sunrun Installation Services, Inc. | PSE&G | Accepted | 2019-10-15 | 2019-10-17 | 2020-10-17 | REC Solar | REC290TP2 BLK | Solar Panels |  | 0.29 | 21 | 212 | 45 |  | Fixed | Roof
Solar Registration Program | NJSRRE1542544171 | Teaneck | 7666 | 7 | 6.09 | Residential | Yes | Behind the Meter | Sunrun Installation Services, Inc. | PSE&G | Accepted | 2019-10-15 | 2019-10-17 | 2020-10-17 | Delta Electronics | M5-TL-US | Inverters | 4800 |  | 1 |  |  | 0.96 |  | Outdoor | Next To Meter
Solar Registration Program | NJSRRE1542553598 | Mount Ephraim | 8059 | 14 | 6.09 | Residential | Yes | Behind the Meter | Sunrun Installation Services, Inc. | PSE&G | Accepted | 2019-10-17 | 2019-10-21 | 2020-10-21 | REC Solar | REC290TP2 BLK | Solar Panels |  | 0.29 | 15 | 207 | 43 |  | Fixed | Roof
Solar Registration Program | NJSRRE1542553598 | Mount Ephraim | 8059 | 14 | 6.09 | Residential | Yes | Behind the Meter | Sunrun Installation Services, Inc. | PSE&G | Accepted | 2019-10-17 | 2019-10-21 | 2020-10-21 | REC Solar | REC290TP2 BLK | Solar Panels |  | 0.29 | 3 | 297 | 43 |  | Fixed | Roof
Solar Registration Program | NJSRRE1542553598 | Mount Ephraim | 8059 | 14 | 6.09 | Residential | Yes | Behind the Meter | Sunrun Installation Services, Inc. | PSE&G | Accepted | 2019-10-17 | 2019-10-21 | 2020-10-21 | REC Solar | REC290TP2 BLK | Solar Panels |  | 0.29 | 3 | 117 | 43 |  | Fixed | Roof
Solar Registration Program | NJSRRE1542553598 | Mount Ephraim | 8059 | 14 | 6.09 | Residential | Yes | Behind the Meter | Sunrun Installation Services, Inc. | PSE&G | Accepted | 2019-10-17 | 2019-10-21 | 2020-10-21 | SolarEdge Technologies | SE5000H-USRGM | Inverters | 5000 |  | 1 |  |  | 0.96 |  | Outdoor | Next To Meter
Solar Registration Program | NJSRRE1542851464 | West Windsor Township | 8550 | 12 | 6.09 | Residential | Yes | Behind the Meter | Sunrun Installation Services, Inc. | PSE&G | Accepted | 2019-10-31 | 2019-11-04 | 2020-11-04 | REC Solar | REC290TP2 BLK | Solar Panels |  | 0.29 | 6 | 221 | 21 |  | Fixed | Roof
Solar Registration Program | NJSRRE1542851464 | West Windsor Township | 8550 | 12 | 6.09 | Residential | Yes | Behind the Meter | Sunrun Installation Services, Inc. | PSE&G | Accepted | 2019-10-31 | 2019-11-04 | 2020-11-04 | REC Solar | REC290TP2 BLK | Solar Panels |  | 0.29 | 15 | 220 | 27 |  | Fixed | Roof
Solar Registration Program | NJSRRE1542851464 | West Windsor Township | 8550 | 12 | 6.09 | Residential | Yes | Behind the Meter | Sunrun Installation Services, Inc. | PSE&G | Accepted | 2019-10-31 | 2019-11-04 | 2020-11-04 | Delta Electronics | M6-TL-US | Inverters | 5760 |  | 1 |  |  | 0.96 |  | Outdoor | Next To Meter
Solar Registration Program | NJSRRE1543037651 | Carteret | 7008 | 11 | 6.09 | Residential | Yes | Behind the Meter | Sunrun Installation Services, Inc. | PSE&G | Accepted | 2019-11-05 | 2019-11-08 | 2020-11-08 | REC Solar | REC290TP2 BLK | Solar Panels |  | 0.29 | 21 | 115 | 23 |  | Fixed | Roof
Solar Registration Program | NJSRRE1543037651 | Carteret | 7008 | 11 | 6.09 | Residential | Yes | Behind the Meter | Sunrun Installation Services, Inc. | PSE&G | Accepted | 2019-11-05 | 2019-11-08 | 2020-11-08 | Delta Electronics | M5-TL-US | Inverters | 4800 |  | 1 |  |  | 0.96 |  | Outdoor | Next To Meter
Solar Registration Program | NJSRRE1543067734 | Lodi | 7644 | 7 | 6.09 | Residential | Yes | Behind the Meter | Sunrun Installation Services, Inc. | PSE&G | Accepted | 2019-11-12 | 2019-11-14 | 2020-11-14 | REC Solar | REC290TP2 BLK | Solar Panels |  | 0.29 | 21 | 105 | 30 |  | Fixed | Roof
Solar Registration Program | NJSRRE1543067734 | Lodi | 7644 | 7 | 6.09 | Residential | Yes | Behind the Meter | Sunrun Installation Services, Inc. | PSE&G | Accepted | 2019-11-12 | 2019-11-14 | 2020-11-14 | Delta Electronics | M5-TL-US | Inverters | 4800 |  | 1 |  |  | 0.96 |  | Outdoor | Next To Meter
Solar Registration Program | NJSRRE1543067767 | Newark | 7107 | 9 | 6.09 | Residential | Yes | Behind the Meter | Sunrun Installation Services, Inc. | PSE&G | Accepted | 2019-11-12 | 2019-11-14 | 2020-11-14 | REC Solar | REC290TP2 BLK | Solar Panels |  | 0.29 | 21 | 112 | 30 |  | Fixed | Roof
Solar Registration Program | NJSRRE1543067767 | Newark | 7107 | 9 | 6.09 | Residential | Yes | Behind the Meter | Sunrun Installation Services, Inc. | PSE&G | Accepted | 2019-11-12 | 2019-11-14 | 2020-11-14 | Delta Electronics | M5-TL-US | Inverters | 4800 |  | 1 |  |  | 0.96 |  | Outdoor | Next To Meter
Solar Registration Program | NJSRRE1543452917 | Jamesburg | 8831 | 11 | 6.09 | Residential | Yes | Behind the Meter | Sunrun Installation Services, Inc. | JCP&L | Accepted | 2019-11-27 | 2019-12-03 | 2020-12-03 | REC Solar | REC290TP2 BLK | Solar Panels |  | 0.29 | 21 | 150 | 23 |  | Fixed | Roof
Solar Registration Program | NJSRRE1543452917 | Jamesburg | 8831 | 11 | 6.09 | Residential | Yes | Behind the Meter | Sunrun Installation Services, Inc. | JCP&L | Accepted | 2019-11-27 | 2019-12-03 | 2020-12-03 | Delta Electronics | M5-TL-US | Inverters | 4800 |  | 1 |  |  | 0.96 |  | Outdoor | Next To Meter
Solar Registration Program | NJSRRE1543474852 | Newark City | 7103 | 9 | 6.09 | Residential | Yes | Behind the Meter | Sunrun Installation Services, Inc. | PSE&G | Accepted | 2019-12-03 | 2019-12-05 | 2020-12-05 | REC Solar | REC290TP2 BLK | Solar Panels |  | 0.29 | 11 | 196 | 23 |  | Fixed | Roof
Solar Registration Program | NJSRRE1543474852 | Newark City | 7103 | 9 | 6.09 | Residential | Yes | Behind the Meter | Sunrun Installation Services, Inc. | PSE&G | Accepted | 2019-12-03 | 2019-12-05 | 2020-12-05 | REC Solar | REC290TP2 BLK | Solar Panels |  | 0.29 | 10 | 16 | 23 |  | Fixed | Roof
Solar Registration Program | NJSRRE1543474852 | Newark City | 7103 | 9 | 6.09 | Residential | Yes | Behind the Meter | Sunrun Installation Services, Inc. | PSE&G | Accepted | 2019-12-03 | 2019-12-05 | 2020-12-05 | Enphase Energy | IQ7-60-x-US (240V) | Inverters | 240 |  | 21 |  |  | 0.96 |  | Outdoor | Rooftop
Solar Registration Program | NJSRRE1543502310 | Irvington | 7111 | 9 | 6.09 | Residential | Yes | Behind the Meter | Sunrun Installation Services, Inc. | PSE&G | Accepted | 2019-12-09 | 2019-12-12 | 2020-12-12 | REC Solar | REC290TP2 BLK | Solar Panels |  | 0.29 | 10 | 15 | 23 |  | Fixed | Roof
Solar Registration Program | NJSRRE1543502310 | Irvington | 7111 | 9 | 6.09 | Residential | Yes | Behind the Meter | Sunrun Installation Services, Inc. | PSE&G | Accepted | 2019-12-09 | 2019-12-12 | 2020-12-12 | REC Solar | REC290TP2 BLK | Solar Panels |  | 0.29 | 11 | 195 | 23 |  | Fixed | Roof
Solar Registration Program | NJSRRE1543502310 | Irvington | 7111 | 9 | 6.09 | Residential | Yes | Behind the Meter | Sunrun Installation Services, Inc. | PSE&G | Accepted | 2019-12-09 | 2019-12-12 | 2020-12-12 | Delta Electronics | M5-TL-US | Inverters | 4800 |  | 1 |  |  | 0.96 |  | Outdoor | Next To Meter
Solar Registration Program | NJSRRE1543527303 | Trenton | 8618 | 12 | 6.09 | Residential | Yes | Behind the Meter | Sunrun Installation Services, Inc. | PSE&G | Accepted | 2019-12-12 | 2019-12-16 | 2020-12-16 | REC Solar | REC290TP2 BLK | Solar Panels |  | 0.29 | 3 | 9 | 18 |  | Fixed | Roof
Solar Registration Program | NJSRRE1543527303 | Trenton | 8618 | 12 | 6.09 | Residential | Yes | Behind the Meter | Sunrun Installation Services, Inc. | PSE&G | Accepted | 2019-12-12 | 2019-12-16 | 2020-12-16 | REC Solar | REC290TP2 BLK | Solar Panels |  | 0.29 | 18 | 189 | 18 |  | Fixed | Roof
Solar Registration Program | NJSRRE1543527303 | Trenton | 8618 | 12 | 6.09 | Residential | Yes | Behind the Meter | Sunrun Installation Services, Inc. | PSE&G | Accepted | 2019-12-12 | 2019-12-16 | 2020-12-16 | Enphase Energy | IQ7-60-x-US (240V) | Inverters | 240 |  | 21 |  |  | 0.96 |  | Outdoor | Rooftop
Solar Registration Program | NJSRRE1540250943 | Township of Washington | 7676 | 7 | 6.1 | Residential | No | Behind the Meter | Envirosolar | PSE&G | Accepted | 2019-01-16 | 2019-01-21 | 2020-01-21 | HANWHA Q Cells 305W | Q.PEAK-G4.1 | Solar Panels |  | 0.305 | 8 | 71 | 22 |  | Fixed | Roof
Solar Registration Program | NJSRRE1540250943 | Township of Washington | 7676 | 7 | 6.1 | Residential | No | Behind the Meter | Envirosolar | PSE&G | Accepted | 2019-01-16 | 2019-01-21 | 2020-01-21 | HANWHA Q-CELLS 305W | Q.PEAK-G4.1 | Solar Panels |  | 0.305 | 6 | 71 | 28 |  | Fixed | Roof
Solar Registration Program | NJSRRE1540250943 | Township of Washington | 7676 | 7 | 6.1 | Residential | No | Behind the Meter | Envirosolar | PSE&G | Accepted | 2019-01-16 | 2019-01-21 | 2020-01-21 | HANWHA Q CELLS 305W | Q.PEAK-G4.1 | Solar Panels |  | 0.305 | 6 | 251 | 15 |  | Fixed | Roof
Solar Registration Program | NJSRRE1540250943 | Township of Washington | 7676 | 7 | 6.1 | Residential | No | Behind the Meter | Envirosolar | PSE&G | Accepted | 2019-01-16 | 2019-01-21 | 2020-01-21 | Solar Edge | SE6000A-US | Inverters | 6000 |  | 1 |  |  | 0.98 |  | Outdoor | Roof Mounted
Solar Registration Program | NJSRRE1540250943 | Township of Washington | 7676 | 7 | 6.1 | Residential | No | Behind the Meter | Envirosolar | PSE&G | Accepted | 2019-01-16 | 2019-01-21 | 2020-01-21 | Sangamo | S-02S-20023E | Meters | 3W |  | 1 |  |  |  |  | Outdoor
Solar Registration Program | NJSRRE1540345991 | Stanhope | 7874 | 1 | 6.1 | Residential | No | Behind the Meter | Envirosolar | JCP&L | Accepted | 2019-02-07 | 2019-02-11 | 2020-02-11 | Hanwha Q Cells | Q.PEAK-g4.1 | Solar Panels |  | 0.305 | 14 | 150 | 28 |  | Fixed | Roof
Solar Registration Program | NJSRRE1540345991 | Stanhope | 7874 | 1 | 6.1 | Residential | No | Behind the Meter | Envirosolar | JCP&L | Accepted | 2019-02-07 | 2019-02-11 | 2020-02-11 | Hanwha Q Cells | Q.PEAK-G4.1 | Solar Panels |  | 0.305 | 6 | 330 | 28 |  | Fixed | Roof
Solar Registration Program | NJSRRE1540345991 | Stanhope | 7874 | 1 | 6.1 | Residential | No | Behind the Meter | Envirosolar | JCP&L | Accepted | 2019-02-07 | 2019-02-11 | 2020-02-11 | SolarEdge | SE5000H-US | Inverters | 5000 |  | 1 |  |  | 0.99 |  | Outdoor | Interior Basement
Solar Registration Program | NJSRRE1540345991 | Stanhope | 7874 | 1 | 6.1 | Residential | No | Behind the Meter | Envirosolar | JCP&L | Accepted | 2019-02-07 | 2019-02-11 | 2020-02-11 | Sangamo | S-02S-20023E | Meters | 3W |  | 1
Solar Registration Program | NJSRRE1540490361 | Morris Plains | 7950 | 3 | 6.1 | Residential | No | Behind the Meter | Envirosolar | JCP&L | Accepted | 2019-03-15 | 2019-03-18 | 2020-03-18 | Longi Solar | LR6-60PB-305M | Solar Panels |  | 0.305 | 20 | 277 | 16 |  | Fixed | Roof
Solar Registration Program | NJSRRE1540490361 | Morris Plains | 7950 | 3 | 6.1 | Residential | No | Behind the Meter | Envirosolar | JCP&L | Accepted | 2019-03-15 | 2019-03-18 | 2020-03-18 | Solar Edge | SE5000H-US | Inverters | 5000 |  | 1 |  |  | 0.99 |  | Outdoor | By Meter
Solar Registration Program | NJSRRE1540502140 | Clifton | 7011 | 6 | 6.1 | Residential | No | Behind the Meter | Whitman Construction, LLC | PSE&G | Accepted | 2019-03-20 | 2019-03-21 | 2020-03-21 | Trina Solar | TSM-305DD05A | Solar Panels |  | 0.305 | 20 | 257 | 15 |  | Fixed | Roof
Solar Registration Program | NJSRRE1540502140 | Clifton | 7011 | 6 | 6.1 | Residential | No | Behind the Meter | Whitman Construction, LLC | PSE&G | Accepted | 2019-03-20 | 2019-03-21 | 2020-03-21 | Solar Edge | SE5000H-US | Inverters | 0.24 |  | 1 |  |  | 0.992 |  | Outdoor | roof
Solar Registration Program | NJSRRE1540853561 | Maplewood TWP | 7040 | 9 | 6.1 | Residential | No | Behind the Meter | Solar Spectrum LLC | PSE&G | Accepted | 2019-04-15 | 2019-04-16 | 2020-04-16 | Hanwa Q Cells | Q.PEAK-G4.1-305 | Solar Panels |  | 0.305 | 7 | 80 | 27 |  | Fixed | Roof
Solar Registration Program | NJSRRE1540853561 | Maplewood TWP | 7040 | 9 | 6.1 | Residential | No | Behind the Meter | Solar Spectrum LLC | PSE&G | Accepted | 2019-04-15 | 2019-04-16 | 2020-04-16 | Hanwa Q Cells | Q.PEAK-G4.1-305 | Solar Panels |  | 0.305 | 13 | 260 | 27 |  | Fixed | Roof
Solar Registration Program | NJSRRE1540853561 | Maplewood TWP | 7040 | 9 | 6.1 | Residential | No | Behind the Meter | Solar Spectrum LLC | PSE&G | Accepted | 2019-04-15 | 2019-04-16 | 2020-04-16 | Solar Edge Technologies | SE5000H-US | Inverters | 21 |  | 1 |  |  | 0.99 |  | Outdoor | Near Meter
Solar Registration Program | NJSRRE1540972724 | Union | 7083 | 10 | 6.1 | Residential | No | Behind the Meter | Whitman Construction, LLC | PSE&G | Accepted | 2019-05-09 | 2019-05-14 | 2020-05-14 | Trina Solar | TSM-305DD05A | Solar Panels |  | 0.305 | 9 | 120 | 36 |  | Fixed | Roof
Solar Registration Program | NJSRRE1540972724 | Union | 7083 | 10 | 6.1 | Residential | No | Behind the Meter | Whitman Construction, LLC | PSE&G | Accepted | 2019-05-09 | 2019-05-14 | 2020-05-14 | Trina Solar | TSM-305DD05A | Solar Panels |  | 0.305 | 11 | 210 | 25 |  | Fixed | Roof
Solar Registration Program | NJSRRE1540972724 | Union | 7083 | 10 | 6.1 | Residential | No | Behind the Meter | Whitman Construction, LLC | PSE&G | Accepted | 2019-05-09 | 2019-05-14 | 2020-05-14 | Solar Edge | SE5000H-US | Inverters | 0.24 |  | 1 |  |  | 0.992 |  | Outside | roof
Solar Registration Program | NJSRRE1541058542 | Paterson | 7502 | 6 | 6.1 | Residential | No | Behind the Meter | Whitman Construction, LLC | PSE&G | Accepted | 2019-05-30 | 2019-06-03 | 2020-06-03 | Trina Solar | TSM-305DD05A | Solar Panels |  | 0.305 | 14 | 230 | 29 |  | Fixed | Roof
Solar Registration Program | NJSRRE1541058542 | Paterson | 7502 | 6 | 6.1 | Residential | No | Behind the Meter | Whitman Construction, LLC | PSE&G | Accepted | 2019-05-30 | 2019-06-03 | 2020-06-03 | Trina Solar | TSM-305DD05A | Solar Panels |  | 0.305 | 6 | 50 | 29 |  | Fixed | Roof
Solar Registration Program | NJSRRE1541058542 | Paterson | 7502 | 6 | 6.1 | Residential | No | Behind the Meter | Whitman Construction, LLC | PSE&G | Accepted | 2019-05-30 | 2019-06-03 | 2020-06-03 | Solar Edge | SE5000H-US | Inverters | 0.24 |  | 1 |  |  | 0.992 |  | Outside | next to meter
Solar Registration Program | NJSRRE1541066768 | Maurice River | 8316 | 20 | 6.1 | Residential | Yes | Behind the Meter | Solar Energy World | AC Electric | Accepted | 2019-06-03 | 2019-06-10 | 2020-06-10 | LONGi Green Energy Technology | LR6-60PB-305M | Solar Panels |  | 0.305 | 20 | 200 | 39 |  | Fixed | Roof
Solar Registration Program | NJSRRE1541066768 | Maurice River | 8316 | 20 | 6.1 | Residential | Yes | Behind the Meter | Solar Energy World | AC Electric | Accepted | 2019-06-03 | 2019-06-10 | 2020-06-10 | Solar Edge | SE6000H-USRGM | Inverters | 6000 |  | 1 |  |  | 0.99 |  | Outside | near meter
Solar Registration Program | NJSRRE1541672672 | Passaic | 7055 | 6 | 6.1 | Residential | No | Behind the Meter | New Jersey Suntech | PSE&G | Accepted | 2019-07-16 | 2019-07-18 | 2020-07-18 | Trina | TSM305-DD | Solar Panels |  | 0.305 | 20 | 230 | 20 |  | Fixed | Roof
Solar Registration Program | NJSRRE1541672672 | Passaic | 7055 | 6 | 6.1 | Residential | No | Behind the Meter | New Jersey Suntech | PSE&G | Accepted | 2019-07-16 | 2019-07-18 | 2020-07-18 | Solaredge | SE6000 | Inverters | 6000 |  | 1 |  |  | 0.97 |  | Outdoor | Side of house next to meter
Solar Registration Program | NJSRRE1541841220 | Woodbridge Twp | 7067 | 10 | 6.1 | Residential | No | Behind the Meter | Whitman Construction, LLC | PSE&G | Accepted | 2019-08-15 | 2019-08-23 | 2020-08-23 | Trina Solar | TSM-305DD5A | Solar Panels |  | 0.305 | 20 | 219 | 40 |  | Fixed | Roof
Solar Registration Program | NJSRRE1541841220 | Woodbridge Twp | 7067 | 10 | 6.1 | Residential | No | Behind the Meter | Whitman Construction, LLC | PSE&G | Accepted | 2019-08-15 | 2019-08-23 | 2020-08-23 | Enphase Energy | IQ7-60-2-US | Inverters | 0.24 |  | 20 |  |  | 0.976 |  | Outside | roof
Solar Registration Program | NJSRRE1541841232 | Linden | 7036 | 10 | 6.1 | Residential | No | Behind the Meter | Whitman Construction, LLC | PSE&G | Accepted | 2019-08-15 | 2019-08-23 | 2020-08-23 | Trina Solar | TSM-305DD05A | Solar Panels |  | 0.305 | 20 | 218 | 29 |  | Fixed | Roof
Solar Registration Program | NJSRRE1541841232 | Linden | 7036 | 10 | 6.1 | Residential | No | Behind the Meter | Whitman Construction, LLC | PSE&G | Accepted | 2019-08-15 | 2019-08-23 | 2020-08-23 | Enphase Energy | IQ7-60-2-US | Inverters | 0.24 |  | 20 |  |  | 0.976 |  | Outside | roof
Solar Registration Program | NJSRRE1541841360 | Elizabeth | 7206 | 10 | 6.1 | Residential | No | Behind the Meter | Whitman Construction, LLC | PSE&G | Accepted | 2019-08-15 | 2019-08-23 | 2020-08-23 | Trina Solar | TSM-305DD05A | Solar Panels |  | 0.305 | 20 | 144 | 20 |  | Fixed | Roof
Solar Registration Program | NJSRRE1541841360 | Elizabeth | 7206 | 10 | 6.1 | Residential | No | Behind the Meter | Whitman Construction, LLC | PSE&G | Accepted | 2019-08-15 | 2019-08-23 | 2020-08-23 | Enphase Energy | IQ7-60-2-US | Inverters | 0.24 |  | 20 |  |  | 0.976 |  | Outside | roof
Solar Registration Program | NJSRRE1541859602 | Vineland | 8360 | 20 | 6.1 | Residential | Yes | Behind the Meter | All Season Solar | Vineland Muni Electric | Accepted | 2019-08-19 | 2019-08-23 | 2020-08-23 | Trina | TSM DD05A.05II 305W MAR 2019 | Solar Panels |  | 0.305 | 8 | 184 | 33 |  | Fixed | Roof
Solar Registration Program | NJSRRE1541859602 | Vineland | 8360 | 20 | 6.1 | Residential | Yes | Behind the Meter | All Season Solar | Vineland Muni Electric | Accepted | 2019-08-19 | 2019-08-23 | 2020-08-23 | Trina | TSM DD05A.05II 305W MAR 2019 | Solar Panels |  | 0.305 | 12 | 184 | 30 |  | Fixed | Roof
Solar Registration Program | NJSRRE1541859602 | Vineland | 8360 | 20 | 6.1 | Residential | Yes | Behind the Meter | All Season Solar | Vineland Muni Electric | Accepted | 2019-08-19 | 2019-08-23 | 2020-08-23 | Enphase | IQ7 | Inverters | 240 |  | 20 |  |  | 0.97 |  | Outdoor | Under Module
Solar Registration Program | NJSRRE1541862647 | Chesilhurst | 8089 | 14 | 6.1 | Residential | No | Behind the Meter | 1st Light Energy,Inc | AC Electric | Accepted | 2019-08-20 | 2019-08-26 | 2020-08-26 | Trina solar | TSM-305DD05A.05 | Solar Panels |  | 0.305 | 20 | 198 | 23 |  | Fixed | Roof
Solar Registration Program | NJSRRE1541862647 | Chesilhurst | 8089 | 14 | 6.1 | Residential | No | Behind the Meter | 1st Light Energy,Inc | AC Electric | Accepted | 2019-08-20 | 2019-08-26 | 2020-08-26 | Solaredge | SE5000H-USRGM | Inverters | 5000 |  | 1 |  |  | 0.99 |  | Outdoor | Within 10feet of meter
Solar Registration Program | NJSRRE1541862719 | Vineland | 8360 | 20 | 6.1 | Residential | Yes | Behind the Meter | All Season Solar | Vineland Muni Electric | Final As-Built Received | 2019-08-20 | 2019-08-26 | 2020-08-26 | Trina | TSM DD05A.05II 305W MAR 2019 | Solar Panels |  | 0.305 | 14 | 184 | 8 |  | Fixed | Roof
Solar Registration Program | NJSRRE1541862719 | Vineland | 8360 | 20 | 6.1 | Residential | Yes | Behind the Meter | All Season Solar | Vineland Muni Electric | Final As-Built Received | 2019-08-20 | 2019-08-26 | 2020-08-26 | Trina | TSM DD05A.05II 305W MAR 2019 | Solar Panels |  | 0.305 | 6 | 4 | 8 |  | Fixed | Roof
Solar Registration Program | NJSRRE1541862719 | Vineland | 8360 | 20 | 6.1 | Residential | Yes | Behind the Meter | All Season Solar | Vineland Muni Electric | Final As-Built Received | 2019-08-20 | 2019-08-26 | 2020-08-26 | Enphase | IQ7 | Inverters | 240 |  | 20 |  |  | 0.97 |  | Outdoor | Under Module
Solar Registration Program | NJSRRE1541862719 | Vineland | 8360 | 20 | 6.1 | Residential | Yes | Behind the Meter | All Season Solar | Vineland Muni Electric | Final As-Built Received | 2019-08-20 | 2019-08-26 | 2020-08-26 | Itron | Centron | Meters |  |  | 1 |  |  |  | Yes | Outdoor
Solar Registration Program | NJSRRE1541877926 | Cherry Hill | 8003 | 14 | 6.1 | Residential | Yes | Behind the Meter | All Season Solar | PSE&G | Accepted | 2019-08-22 | 2019-08-27 | 2020-08-27 | Trina | TSM DD05A.05II 305W MAR 2019 | Solar Panels |  | 0.305 | 20 | 154 | 21 |  | Fixed | Roof
Solar Registration Program | NJSRRE1541877926 | Cherry Hill | 8003 | 14 | 6.1 | Residential | Yes | Behind the Meter | All Season Solar | PSE&G | Accepted | 2019-08-22 | 2019-08-27 | 2020-08-27 | Enphase | IQ7 | Inverters | 240 |  | 20 |  |  | 0.97 |  | Outdoor | Under Module
Solar Registration Program | NJSRRE1541894828 | Newton | 7860 | 1 | 6.1 | Residential | No | Behind the Meter | 1st Light Energy Inc | JCP&L | Accepted | 2019-08-28 | 2019-09-03 | 2020-09-03 | Trina | TSM-305DD05A.05 | Solar Panels |  | 0.305 | 20 | 122 | 18 |  | Fixed | Roof
Solar Registration Program | NJSRRE1541894828 | Newton | 7860 | 1 | 6.1 | Residential | No | Behind the Meter | 1st Light Energy Inc | JCP&L | Accepted | 2019-08-28 | 2019-09-03 | 2020-09-03 | Solaredge | SE5000H-USRGM | Inverters | 5000 |  | 1 |  |  | 0.99 |  | Outside | within 10 feet of meter
Solar Registration Program | NJSRRE1541895135 | Ventnor City | 8406 | 19 | 6.1 | Residential | No | Behind the Meter | Advanced Renewable Solutions | AC Electric | Final As-Built Received | 2019-08-28 | 2019-09-03 | 2020-09-03 | TRINA SOLAR | TSM-DD05A.05 305 | Solar Panels |  | 0.305 | 20 | 147 | 25 |  | Fixed | Roof
Solar Registration Program | NJSRRE1541895135 | Ventnor City | 8406 | 19 | 6.1 | Residential | No | Behind the Meter | Advanced Renewable Solutions | AC Electric | Final As-Built Received | 2019-08-28 | 2019-09-03 | 2020-09-03 | SOLAR EDGE | SE6000H-US000N-NC2 | Inverters | 6000 |  | 1 |  |  | 0.992 |  | Outdoor | Wall mounted, adjacent to Utility Meter and Disconnect
Solar Registration Program | NJSRRE1542518935 | Little Egg Harbor Township | 8087 | 18 | 6.1 | Residential | Yes | Behind the Meter | Whitman Construction, LLC | AC Electric | Accepted | 2019-10-15 | 2019-10-24 | 2020-10-24 | Trina Solar | TSM-305DD05A | Solar Panels |  | 0.305 | 20 | 140 | 18 |  | Fixed | Roof
Solar Registration Program | NJSRRE1542518935 | Little Egg Harbor Township | 8087 | 18 | 6.1 | Residential | Yes | Behind the Meter | Whitman Construction, LLC | AC Electric | Accepted | 2019-10-15 | 2019-10-24 | 2020-10-24 | Enphase Energy | IQ7-60-2-US | Inverters | 0.24 |  | 20 |  |  | 0.976 |  | Outside | roof
Solar Registration Program | NJSRRE1542521458 | PISCATAWAY | 8854 | 11 | 6.1 | Residential | No | Behind the Meter | Infinity Solar Systems | PSE&G | Accepted | 2019-10-09 | 2019-10-11 | 2020-10-11 | TRINA | TSM-305DD05A.05 | Solar Panels |  | 0.305 | 12 | 240 | 15 |  | Fixed | Roof
Solar Registration Program | NJSRRE1542521458 | PISCATAWAY | 8854 | 11 | 6.1 | Residential | No | Behind the Meter | Infinity Solar Systems | PSE&G | Accepted | 2019-10-09 | 2019-10-11 | 2020-10-11 | TRINA | TSM-305DD05A.05 | Solar Panels |  | 0.305 | 8 | 150 | 15 |  | Fixed | Roof
Solar Registration Program | NJSRRE1542521458 | PISCATAWAY | 8854 | 11 | 6.1 | Residential | No | Behind the Meter | Infinity Solar Systems | PSE&G | Accepted | 2019-10-09 | 2019-10-11 | 2020-10-11 | ENPHASE | IQ7-60-X-US | Inverters | 240 |  | 20 |  |  | 0.97 |  | Other | MICROINVERTERS
Solar Registration Program | NJSRRE1543547354 | Riverside Twp | 8075 | 13 | 6.1 | Residential | No | Behind the Meter | Bright Planet Solar | PSE&G | Accepted | 2019-12-13 | 2019-12-17 | 2020-12-17 | TRINA SOLAR | TSM-DD05A.05(II) 305W | Solar Panels |  | 0.305 | 16 | 210 | 23 |  | Fixed | Roof
Solar Registration Program | NJSRRE1543547354 | Riverside Twp | 8075 | 13 | 6.1 | Residential | No | Behind the Meter | Bright Planet Solar | PSE&G | Accepted | 2019-12-13 | 2019-12-17 | 2020-12-17 | TRINA SOLAR | TSM-DD05A.05(II) 305W | Solar Panels |  | 0.305 | 4 | 30 | 23 |  | Fixed | Roof
Solar Registration Program | NJSRRE1543547354 | Riverside Twp | 8075 | 13 | 6.1 | Residential | No | Behind the Meter | Bright Planet Solar | PSE&G | Accepted | 2019-12-13 | 2019-12-17 | 2020-12-17 | SOLAR EDGE | SE5000H-USRGM | Inverters | 5000 |  | 1 |  |  | 0.98 |  | Outdoor | OUTDOOR
Solar Registration Program | NJSRRE1543551895 | Union | 7083 | 10 | 6.1 | Residential | No | Behind the Meter | Rennergy LLC | PSE&G | Accepted | 2019-12-15 | 2019-12-18 | 2020-12-18 | Trina Solar | TSM305DD05A.05(ii) | Solar Panels |  | 0.305 | 20 | 65, 245 | 15 |  | Fixed | Roof
Solar Registration Program | NJSRRE1543551895 | Union | 7083 | 10 | 6.1 | Residential | No | Behind the Meter | Rennergy LLC | PSE&G | Accepted | 2019-12-15 | 2019-12-18 | 2020-12-18 | SMA America | Sunny Boy 5.0-US (240V) | Inverters | 5000 |  | 1 |  |  | 0.96 |  | Outdoor | side of the house
Solar Registration Program | NJSRRE1540204904 | Ocean Grove | 7756 | 17 | 6.12 | Residential | No | Behind the Meter | Apex Solar Power | JCP&L | Accepted | 2019-01-04 | 2019-01-08 | 2020-07-08 | SOLARIA | POWERXT-360R-PD | Solar Panels |  | 0.36 | 17 | 100 | 10 |  | Fixed | Roof
Solar Registration Program | NJSRRE1540204904 | Ocean Grove | 7756 | 17 | 6.12 | Residential | No | Behind the Meter | Apex Solar Power | JCP&L | Accepted | 2019-01-04 | 2019-01-08 | 2020-07-08 | SOLAREDGE | SE6000A-US | Inverters | 6 |  | 1 |  |  | 0.99 |  | Outdoor | w/meter
Solar Registration Program | NJSRRE1541122596 | Brick | 8723 | 18 | 6.12 | Residential | No | Behind the Meter | Green Power Solution | JCP&L | Accepted | 2019-06-06 | 2019-06-11 | 2020-06-11 | Trina | TSM-255PD05.082 | Solar Panels |  | 0.255 | 24 | 94 | 19 |  | Fixed | Roof
Solar Registration Program | NJSRRE1541122596 | Brick | 8723 | 18 | 6.12 | Residential | No | Behind the Meter | Green Power Solution | JCP&L | Accepted | 2019-06-06 | 2019-06-11 | 2020-06-11 | SMA | SB 5.0-1SP-US-40 | Inverters | 5000 |  | 1 |  |  | 0.98 |  | Outdoor | S.Side
Solar Registration Program | NJSRRE1541698823 | Jersey City | 7305 | 8 | 6.12 | Residential | No | Behind the Meter | SunPower Corporation, Systems | PSE&G | Accepted | 2019-07-24 | 2019-07-26 | 2020-07-26 | SUNPOWER | SPR-X22-360-E-AC | Solar Panels |  | 0.36 | 17 | 144 | 1 |  | Fixed | Roof
Solar Registration Program | NJSRRE1541698823 | Jersey City | 7305 | 8 | 6.12 | Residential | No | Behind the Meter | SunPower Corporation, Systems | PSE&G | Accepted | 2019-07-24 | 2019-07-26 | 2020-07-26 | SUNPOWER | SPR-X22-360-E-AC | Inverters | 320 |  | 17 |  |  | 0.96 |  | Other | under each panel
Solar Registration Program | NJSRRE1541709269 | Bloomfield | 7003 | 9 | 6.12 | Residential | Yes | Behind the Meter | Pro Custom Solar dba Momentum Solar | PSE&G | Accepted | 2019-07-26 | 2019-07-31 | 2020-07-31 | LG ELECTRONICS | LG340N1C-V5 | Solar Panels |  | 0.34 | 5 | 181 | 24 |  | Fixed | Roof
Solar Registration Program | NJSRRE1541709269 | Bloomfield | 7003 | 9 | 6.12 | Residential | Yes | Behind the Meter | Pro Custom Solar dba Momentum Solar | PSE&G | Accepted | 2019-07-26 | 2019-07-31 | 2020-07-31 | LG ELECTRONICS | LG340N1C-V5 | Solar Panels |  | 0.34 | 3 | 91 | 24 |  | Fixed | Roof
Solar Registration Program | NJSRRE1541709269 | Bloomfield | 7003 | 9 | 6.12 | Residential | Yes | Behind the Meter | Pro Custom Solar dba Momentum Solar | PSE&G | Accepted | 2019-07-26 | 2019-07-31 | 2020-07-31 | LG ELECTRONICS | LG340N1C-V5 | Solar Panels |  | 0.34 | 5 | 1 | 24 |  | Fixed | Roof
Solar Registration Program | NJSRRE1541709269 | Bloomfield | 7003 | 9 | 6.12 | Residential | Yes | Behind the Meter | Pro Custom Solar dba Momentum Solar | PSE&G | Accepted | 2019-07-26 | 2019-07-31 | 2020-07-31 | LG ELECTRONICS | LG340N1C-V5 | Solar Panels |  | 0.34 | 5 | 271 | 24 |  | Fixed | Roof
Solar Registration Program | NJSRRE1541709269 | Bloomfield | 7003 | 9 | 6.12 | Residential | Yes | Behind the Meter | Pro Custom Solar dba Momentum Solar | PSE&G | Accepted | 2019-07-26 | 2019-07-31 | 2020-07-31 | ENPHASE ENERGY | IQ7-60-2-US | Inverters | 250 |  | 18 |  |  | 0.97 |  | Outdoor | Roof
Solar Registration Program | NJSRRE1542421713 | Newfoundland | 7435 | 6 | 6.12 | Residential | No | Behind the Meter | Green Power Solution | JCP&L | Accepted | 2019-09-19 | 2019-10-03 | 2020-10-03 | Trina | TSM-255PD05.082 | Solar Panels |  | 0.255 | 24 | 228 | 21 |  | Fixed | Roof
Solar Registration Program | NJSRRE1542421713 | Newfoundland | 7435 | 6 | 6.12 | Residential | No | Behind the Meter | Green Power Solution | JCP&L | Accepted | 2019-09-19 | 2019-10-03 | 2020-10-03 | SOLAR EDGE | SE5000H-US (240V | Inverters | 5000 |  | 1 |  |  | 0.98 |  | Outside | E.side of home
Solar Registration Program | NJSRRE1542543728 | North Bergen Twp | 7047 | 8 | 6.12 | Residential | No | Behind the Meter | SunnyMac LLC | PSE&G | Accepted | 2019-10-15 | 2019-10-17 | 2020-10-17 | SunPower | SPR-E20-327 | Solar Panels |  | 0.36 | 14 | 208 | 3 |  | Fixed | Roof
Solar Registration Program | NJSRRE1542543728 | North Bergen Twp | 7047 | 8 | 6.12 | Residential | No | Behind the Meter | SunnyMac LLC | PSE&G | Accepted | 2019-10-15 | 2019-10-17 | 2020-10-17 | SunPower | SPR-E20-327 | Solar Panels |  | 0.36 | 3 | 28 | 3 |  | Fixed | Roof
Solar Registration Program | NJSRRE1542543728 | North Bergen Twp | 7047 | 8 | 6.12 | Residential | No | Behind the Meter | SunnyMac LLC | PSE&G | Accepted | 2019-10-15 | 2019-10-17 | 2020-10-17 | Enphase | IQ7XS-96-ACM-US | Inverters | 0.315 |  | 17 |  |  | 0.99 |  | Outdoor | roof
Solar Registration Program | NJSRRE1542579688 | Maywood | 7607 | 7 | 6.12 | Residential | No | Behind the Meter | Green Power Energy | PSE&G | Accepted | 2019-10-23 | 2019-10-25 | 2020-10-25 | S-ENERGY | SN360M-10 | Solar Panels |  | 0.36 | 17 | 218 | 23 |  | Fixed | Roof
Solar Registration Program | NJSRRE1542579688 | Maywood | 7607 | 7 | 6.12 | Residential | No | Behind the Meter | Green Power Energy | PSE&G | Accepted | 2019-10-23 | 2019-10-25 | 2020-10-25 | SolarEdge | SE5000H-US | Inverters | 5000 |  | 1 |  |  | 0.97 |  | Outside | Next to meter
Solar Registration Program | NJSRRE1540457480 | TOMS RIVER | 8757 | 18 | 6.16 | Residential | Yes | Behind the Meter | Vivint Solar Developer, LLC | JCP&L | Accepted | 2019-03-07 | 2019-03-08 | 2020-03-08 | Trina Solar | TSM-280DD05A.05(II) | Solar Panels |  | 0.28 | 10 | 166 | 18 |  | Fixed | Roof
Solar Registration Program | NJSRRE1540457480 | TOMS RIVER | 8757 | 18 | 6.16 | Residential | Yes | Behind the Meter | Vivint Solar Developer, LLC | JCP&L | Accepted | 2019-03-07 | 2019-03-08 | 2020-03-08 | Trina Solar | TSM-280DD05A.05(II) | Solar Panels |  | 0.28 | 6 | 256 | 18 |  | Fixed | Roof
Solar Registration Program | NJSRRE1540457480 | TOMS RIVER | 8757 | 18 | 6.16 | Residential | Yes | Behind the Meter | Vivint Solar Developer, LLC | JCP&L | Accepted | 2019-03-07 | 2019-03-08 | 2020-03-08 | Trina Solar | TSM-280DD05A.05(II) | Solar Panels |  | 0.28 | 6 | 256 | 18 |  | Fixed | Roof
Solar Registration Program | NJSRRE1540457480 | TOMS RIVER | 8757 | 18 | 6.16 | Residential | Yes | Behind the Meter | Vivint Solar Developer, LLC | JCP&L | Accepted | 2019-03-07 | 2019-03-08 | 2020-03-08 | Solar Edge | SE7600H-US | Inverters | 7600 |  | 1 |  |  | 0.992 |  | Outdoor | Near the Utility Meter
Solar Registration Program | NJSRRE1541590483 | Ocean City | 8226 | 21 | 6.18 | Residential | No | Behind the Meter | Kiss Electric LLC | AC Electric | Accepted | 2019-07-03 | 2019-07-15 | 2020-07-15 | Q CELLS | DUO-G5-325 | Solar Panels |  | 0.325 | 19 | 304, 124, 204 | 20 |  | Fixed | Roof
Solar Registration Program | NJSRRE1541590483 | Ocean City | 8226 | 21 | 6.18 | Residential | No | Behind the Meter | Kiss Electric LLC | AC Electric | Accepted | 2019-07-03 | 2019-07-15 | 2020-07-15 | SOLAR EDGE | SE-5000H-US | Inverters | 5000 |  | 1 |  |  | 0.99 |  | Outside | IN LINE OF SIGHT OF METER
Solar Registration Program | NJSRRE1542390575 | Deptford | 8075 | 13 | 6.18 | Residential | No | Behind the Meter | Arsenal Solar | PSE&G | Accepted | 2019-09-11 | 2019-09-13 | 2020-09-13 | Hanwha QCells | QPeak 325 | Solar Panels |  | 0.325 | 19 | 126, 216 | 26 |  | Fixed | Roof
Solar Registration Program | NJSRRE1542390575 | Deptford | 8075 | 13 | 6.18 | Residential | No | Behind the Meter | Arsenal Solar | PSE&G | Accepted | 2019-09-11 | 2019-09-13 | 2020-09-13 | SolarEdge | SE6000H-US | Inverters | 6000 |  | 1 |  |  | 0.99 |  | Outdoor | Next to meter
Solar Registration Program | NJSRRE1542474790 | East Windsor | 8520 | 12 | 6.18 | Residential | No | Behind the Meter | Green Sun Energy Services, LLC | JCP&L | Accepted | 2019-10-01 | 2019-10-03 | 2020-10-03 | LG | 335N1K-V5 | Solar Panels |  | 0.325 | 19 | 167 | 31 |  | Fixed | Roof | roof
Solar Registration Program | NJSRRE1542474790 | East Windsor | 8520 | 12 | 6.18 | Residential | No | Behind the Meter | Green Sun Energy Services, LLC | JCP&L | Accepted | 2019-10-01 | 2019-10-03 | 2020-10-03 | SolarEdge | SE5000H-US | Inverters | 5000 |  | 1 |  |  | 0.992 |  | Outside | Outdoors (Next To Utility Meter)
Solar Registration Program | NJSRRE1542474790 | East Windsor | 8520 | 12 | 6.18 | Residential | No | Behind the Meter | Green Sun Energy Services, LLC | JCP&L | Accepted | 2019-10-01 | 2019-10-03 | 2020-10-03 | SolarEdge | SE5000H-US | Meters | 5000 |  | 1 |  |  |  | Yes | Outdoor
Solar Registration Program | NJSRRE1542545017 | Paterson | 7504 | 6 | 6.18 | Residential | No | Behind the Meter | Advanced Solar & Energy Solutions, LLC | PSE&G | Accepted | 2019-10-15 | 2019-11-21 | 2020-11-21 | LG | 325 watt | Solar Panels |  | 0.325 | 19 | 200 | 18 |  | Fixed | Roof
Solar Registration Program | NJSRRE1542545017 | Paterson | 7504 | 6 | 6.18 | Residential | No | Behind the Meter | Advanced Solar & Energy Solutions, LLC | PSE&G | Accepted | 2019-10-15 | 2019-11-21 | 2020-11-21 | Solar Edge | SE6000-us | Inverters | 6000 |  | 1 |  |  | 0.97 |  | Outdoor | side of house
Solar Registration Program | NJSRRE1542883224 | Franklin Twp. | 8837 | 11 | 6.18 | Residential | No | Behind the Meter | Maier Solar Engineering dba Solar Me | PSE&G | Accepted | 2019-11-01 | 2019-11-05 | 2020-11-05 | Canadian | CS1H-325MS | Solar Panels |  | 0.325 | 15 | 212 | 33 |  | Fixed | Roof
Solar Registration Program | NJSRRE1542883224 | Franklin Twp. | 8837 | 11 | 6.18 | Residential | No | Behind the Meter | Maier Solar Engineering dba Solar Me | PSE&G | Accepted | 2019-11-01 | 2019-11-05 | 2020-11-05 | Canadian | Cs1H-325MS | Solar Panels |  | 0.325 | 4 | 212 | 36 |  | Fixed | Roof
Solar Registration Program | NJSRRE1542883224 | Franklin Twp. | 8837 | 11 | 6.18 | Residential | No | Behind the Meter | Maier Solar Engineering dba Solar Me | PSE&G | Accepted | 2019-11-01 | 2019-11-05 | 2020-11-05 | Enphase | IQ7 | Inverters | 240 |  | 19 |  |  | 0.96 |  | Outdoor | Next to meter
Solar Registration Program | NJSRRE1540755077 | Vineland | 8360 | 20 | 6.2 | Residential | Yes | Behind the Meter | Suntuity Solar LLC | Vineland Muni Electric | Accepted | 2019-03-29 | 2019-04-01 | 2020-04-01 | Yingli Green Energy | YL310D-30b | Solar Panels |  | 0.31 | 20 | 183 | 23 |  | Fixed | Roof
Solar Registration Program | NJSRRE1540755077 | Vineland | 8360 | 20 | 6.2 | Residential | Yes | Behind the Meter | Suntuity Solar LLC | Vineland Muni Electric | Accepted | 2019-03-29 | 2019-04-01 | 2020-04-01 | Enphase Energy | IQ7-60-2-US | Inverters | 240 |  | 20 |  |  | 0.97 |  | Outdoor | Behind the PV Modules
Solar Registration Program | NJSRRE1540819752 | Toms River | 8757 | 18 | 6.2 | Residential | Yes | Behind the Meter | Suntuity Solar LLC | JCP&L | Accepted | 2019-04-04 | 2019-04-04 | 2020-04-04 | Yingli Green Energy | YL310D-30b | Solar Panels |  | 0.31 | 20 | 180 | 19 |  | Fixed | Roof
Solar Registration Program | NJSRRE1540819752 | Toms River | 8757 | 18 | 6.2 | Residential | Yes | Behind the Meter | Suntuity Solar LLC | JCP&L | Accepted | 2019-04-04 | 2019-04-04 | 2020-04-04 | Enphase Energy | IQ7-60-2-US | Inverters | 240 |  | 20 |  |  | 0.97 |  | Outside | Behind the PV modules
Solar Registration Program | NJSRRE1540855852 | Bridgeton | 8302 | 20 | 6.2 | Residential | Yes | Behind the Meter | Suntuity Solar LLC | AC Electric | Accepted | 2019-04-16 | 2019-04-17 | 2020-04-17 | Yingli Green Energy | YL310D-30b | Solar Panels |  | 0.31 | 20 | 180 | 20 |  | Fixed | Ground
Solar Registration Program | NJSRRE1540855852 | Bridgeton | 8302 | 20 | 6.2 | Residential | Yes | Behind the Meter | Suntuity Solar LLC | AC Electric | Accepted | 2019-04-16 | 2019-04-17 | 2020-04-17 | Enphase Energy | IQ7-60-2-US | Inverters | 240 |  | 20 |  |  | 0.97 |  | Outside | Behind the PV modules
Solar Registration Program | NJSRRE1540931163 | Hamilton Twp Mer | 8610 | 12 | 6.2 | Residential | Yes | Behind the Meter | Sunrun Installation Services, Inc. | PSE&G | Accepted | 2019-05-02 | 2019-05-08 | 2020-05-08 | LONGi Green Energy Technology Co Ltd | LR6-60PB-295M | Solar Panels |  | 0.295 | 8 | 28 | 40 |  | Fixed | Roof
Solar Registration Program | NJSRRE1540931163 | Hamilton Twp Mer | 8610 | 12 | 6.2 | Residential | Yes | Behind the Meter | Sunrun Installation Services, Inc. | PSE&G | Accepted | 2019-05-02 | 2019-05-08 | 2020-05-08 | LONGi Green Energy Technology Co Ltd | LR6-60PB-295M | Solar Panels |  | 0.295 | 13 | 208 | 40 |  | Fixed | Roof
Solar Registration Program | NJSRRE1540931163 | Hamilton Twp Mer | 8610 | 12 | 6.2 | Residential | Yes | Behind the Meter | Sunrun Installation Services, Inc. | PSE&G | Accepted | 2019-05-02 | 2019-05-08 | 2020-05-08 | SolarEdge Technologies | SE3000 (240V) w/ -ER-US or A-US | Inverters | 3000 |  | 2 |  |  | 0.96 |  | Outdoor | Next to Meter
Solar Registration Program | NJSRRE1541043192 | Beachwood | 8722 | 18 | 6.2 | Residential | Yes | Behind the Meter | Suntuity Solar LLC | JCP&L | Accepted | 2019-05-25 | 2019-05-30 | 2020-05-30 | Yingli Green Energy | YL310D-30b | Solar Panels |  | 0.31 | 20 | 125 | 21 |  | Fixed | Roof
Solar Registration Program | NJSRRE1541043192 | Beachwood | 8722 | 18 | 6.2 | Residential | Yes | Behind the Meter | Suntuity Solar LLC | JCP&L | Accepted | 2019-05-25 | 2019-05-30 | 2020-05-30 | Enphase Energy | IQ7-60-2-US | Inverters | 240 |  | 20 |  |  | 0.97 |  | Outdoor | Behind the PV Modules
Solar Registration Program | NJSRRE1541637140 | Pleasantville | 8232 | 19 | 6.2 | Residential | Yes | Behind the Meter | Suntuity Solar LLC | AC Electric | Accepted | 2019-07-12 | 2019-07-16 | 2020-07-16 | Yingli Green Energy | YL310D-30b | Solar Panels |  | 0.31 | 3 | 30 | 36 |  | Fixed | Roof
Solar Registration Program | NJSRRE1541637140 | Pleasantville | 8232 | 19 | 6.2 | Residential | Yes | Behind the Meter | Suntuity Solar LLC | AC Electric | Accepted | 2019-07-12 | 2019-07-16 | 2020-07-16 | Yingli Green Energy | YL310D-30b | Solar Panels |  | 0.31 | 12 | 210 | 36 |  | Fixed | Roof
Solar Registration Program | NJSRRE1541637140 | Pleasantville | 8232 | 19 | 6.2 | Residential | Yes | Behind the Meter | Suntuity Solar LLC | AC Electric | Accepted | 2019-07-12 | 2019-07-16 | 2020-07-16 | Yingli Green Energy | YL310D-30b | Solar Panels |  | 0.31 | 5 | 30 | 15 |  | Fixed | Roof
Solar Registration Program | NJSRRE1541637140 | Pleasantville | 8232 | 19 | 6.2 | Residential | Yes | Behind the Meter | Suntuity Solar LLC | AC Electric | Accepted | 2019-07-12 | 2019-07-16 | 2020-07-16 | Enphase Energy | IQ7-60-2-US | Inverters | 240 |  | 20 |  |  | 0.97 |  | Outdoor | Behind the PV Modules
Solar Registration Program | NJSRRE1541642864 | Paulsboro | 8066 | 15 | 6.2 | Residential | Yes | Behind the Meter | Suntuity Solar LLC | AC Electric | Accepted | 2019-07-13 | 2019-07-16 | 2020-07-16 | Yingli Green Energy | YL310D-30b | Solar Panels |  | 0.31 | 20 | 187 | 33 |  | Fixed | Roof
Solar Registration Program | NJSRRE1541642864 | Paulsboro | 8066 | 15 | 6.2 | Residential | Yes | Behind the Meter | Suntuity Solar LLC | AC Electric | Accepted | 2019-07-13 | 2019-07-16 | 2020-07-16 | Enphase Energy | IQ7-60-2-US | Inverters | 240 |  | 20 |  |  | 0.97 |  | Outdoor | Behind the PV Modules
Solar Registration Program | NJSRRE1541688760 | Franklin Twp | 8873 | 5 | 6.2 | Residential | Yes | Behind the Meter | Bright Planet Solar | PSE&G | Accepted | 2019-07-19 | 2019-07-23 | 2020-07-23 | HANWHA Q-CELLS | Q.PEAK BLK-G4.1 295W | Solar Panels |  | 0.295 | 13 | 225 | 18 |  | Fixed | Roof
Solar Registration Program | NJSRRE1541688760 | Franklin Twp | 8873 | 5 | 6.2 | Residential | Yes | Behind the Meter | Bright Planet Solar | PSE&G | Accepted | 2019-07-19 | 2019-07-23 | 2020-07-23 | HANWHA Q-CELLS | Q.PEAK BLK-G4.1 295W | Solar Panels |  | 0.295 | 8 | 225 | 18 |  | Fixed | Roof
Solar Registration Program | NJSRRE1541688760 | Franklin Twp | 8873 | 5 | 6.2 | Residential | Yes | Behind the Meter | Bright Planet Solar | PSE&G | Accepted | 2019-07-19 | 2019-07-23 | 2020-07-23 | SOLAR EDGE | SE5000H-USRGM | Inverters | 5 |  | 1 |  |  | 0.98 |  | Outdoor | NEXT TO METER
Solar Registration Program | NJSRRE1541709302 | Clifton | 7012 | 6 | 6.2 | Residential | No | Behind the Meter | Solar Energy World | PSE&G | Accepted | 2019-07-29 | 2019-07-31 | 2020-07-31 | LONGi Green Energy Technology | LR6-60PE-310M | Solar Panels |  | 0.31 | 20 | 220 | 33 |  | Fixed | Roof
Solar Registration Program | NJSRRE1541709302 | Clifton | 7012 | 6 | 6.2 | Residential | No | Behind the Meter | Solar Energy World | PSE&G | Accepted | 2019-07-29 | 2019-07-31 | 2020-07-31 | Solar Edge | SE7600H-USRGM | Inverters | 7600 |  | 1 |  |  | 0.98 |  | Outside | near meter
Solar Registration Program | NJSRRE1541721759 | Deptford Township | 8096 | 15 | 6.2 | Residential | Yes | Behind the Meter | Suntuity Solar LLC | PSE&G | Accepted | 2019-07-31 | 2019-08-05 | 2020-08-05 | Yingli Green Energy | YL310D-30b | Solar Panels |  | 0.31 | 18 | 89 | 24 |  | Fixed | Roof
Solar Registration Program | NJSRRE1541721759 | Deptford Township | 8096 | 15 | 6.2 | Residential | Yes | Behind the Meter | Suntuity Solar LLC | PSE&G | Accepted | 2019-07-31 | 2019-08-05 | 2020-08-05 | Yingli Green Energy | YL310D-30b | Solar Panels |  | 0.31 | 2 | 269 | 24 |  | Fixed | Roof
Solar Registration Program | NJSRRE1541721759 | Deptford Township | 8096 | 15 | 6.2 | Residential | Yes | Behind the Meter | Suntuity Solar LLC | PSE&G | Accepted | 2019-07-31 | 2019-08-05 | 2020-08-05 | Enphase Energy | IQ7-60-2-US | Inverters | 240 |  | 20 |  |  | 0.97 |  | Outdoor | Behind the PV Modules
Solar Registration Program | NJSRRE1541790196 | Toms River | 8755 | 18 | 6.2 | Residential | No | Behind the Meter | Suntuity Solar LLC | JCP&L | Accepted | 2019-08-06 | 2019-08-08 | 2020-08-08 | Yingli Solar | YL310D-30b | Solar Panels |  | 0.31 | 20 | 126 | 19 |  | Fixed | Roof
Solar Registration Program | NJSRRE1541790196 | Toms River | 8755 | 18 | 6.2 | Residential | No | Behind the Meter | Suntuity Solar LLC | JCP&L | Accepted | 2019-08-06 | 2019-08-08 | 2020-08-08 | Enphase Energy | IQ7-60-2-US | Inverters | 240 |  | 20 |  |  | 0.97 |  | Outdoor | Behind the PV modules
Solar Registration Program | NJSRRE1541850870 | Avenel | 7001 | 11 | 6.2 | Residential | Yes | Behind the Meter | Suntuity Solar LLC | PSE&G | Accepted | 2019-08-16 | 2019-08-23 | 2020-08-23 | Yingli Green Energy | YL310D-30b | Solar Panels |  | 0.31 | 20 | 114 | 20 |  | Fixed | Roof
Solar Registration Program | NJSRRE1541850870 | Avenel | 7001 | 11 | 6.2 | Residential | Yes | Behind the Meter | Suntuity Solar LLC | PSE&G | Accepted | 2019-08-16 | 2019-08-23 | 2020-08-23 | Enphase Energy | IQ7-60-2-US | Inverters | 240 |  | 20 |  |  | 0.97 |  | Outdoor | Behind the PV Modules
Solar Registration Program | NJSRRE1541897588 | Pine Hill | 8021 | 14 | 6.2 | Residential | Yes | Behind the Meter | Palmetto Solar LLC | AC Electric | Accepted | 2019-08-29 | 2019-09-03 | 2020-09-03 | Yingli | 310D-30B | Solar Panels |  | 0.31 | 16 | 183 | 26 |  | Fixed | Roof
Solar Registration Program | NJSRRE1541897588 | Pine Hill | 8021 | 14 | 6.2 | Residential | Yes | Behind the Meter | Palmetto Solar LLC | AC Electric | Accepted | 2019-08-29 | 2019-09-03 | 2020-09-03 | Yingli | 310D-30B | Solar Panels |  | 0.31 | 4 | 94 | 29 |  | Fixed | Roof
Solar Registration Program | NJSRRE1541897588 | Pine Hill | 8021 | 14 | 6.2 | Residential | Yes | Behind the Meter | Palmetto Solar LLC | AC Electric | Accepted | 2019-08-29 | 2019-09-03 | 2020-09-03 | SolarEdge | SE5000H-US | Inverters | 5000 |  | 1 |  |  | 0.98 |  | Outside | side of the house
Solar Registration Program | NJSRRE1542376680 | Linden | 7036 | 10 | 6.2 | Residential | No | Behind the Meter | New Jersey Suntech | PSE&G | Accepted | 2019-09-10 | 2019-09-12 | 2020-09-12 | Jinko | JKM310M-60B | Solar Panels |  | 0.31 | 20 | 150 | 20 |  | Fixed | Roof
Solar Registration Program | NJSRRE1542376680 | Linden | 7036 | 10 | 6.2 | Residential | No | Behind the Meter | New Jersey Suntech | PSE&G | Accepted | 2019-09-10 | 2019-09-12 | 2020-09-12 | Solaredge | SE6000 | Inverters | 6000 |  | 1 |  |  | 0.97 |  | Outside | Next to utility meter
Solar Registration Program | NJSRRE1542412760 | Mystic Islands | 8087 | 18 | 6.2 | Residential | Yes | Behind the Meter | All Season Solar | AC Electric | Accepted | 2019-09-17 | 2019-09-20 | 2020-09-20 | Trina | TSM DD05H.05II 310W AUG 2019 | Solar Panels |  | 0.31 | 20 | 170 | 30 |  | Fixed | Roof
Solar Registration Program | NJSRRE1542412760 | Mystic Islands | 8087 | 18 | 6.2 | Residential | Yes | Behind the Meter | All Season Solar | AC Electric | Accepted | 2019-09-17 | 2019-09-20 | 2020-09-20 | Enphase | IQ7 | Inverters | 240 |  | 20 |  |  | 0.97 |  | Outdoor | Under Module
Solar Registration Program | NJSRRE1542511015 | Wallington | 7057 | 7 | 6.2 | Residential | No | Behind the Meter | Orbit Energy & Power, LLC | PSE&G | Accepted | 2019-10-07 | 2019-10-09 | 2020-10-09 | enphase | iq7 | Inverters | 240 |  | 20 |  |  | 0.986 |  | Outside | panel
Solar Registration Program | NJSRRE1542511015 | Wallington | 7057 | 7 | 6.2 | Residential | No | Behind the Meter | Orbit Energy & Power, LLC | PSE&G | Accepted | 2019-10-07 | 2019-10-09 | 2020-10-09 | axitec | axitec 310 | Solar Panels |  | 0.31 | 15 | 132 | 30 |  | Fixed | Roof
Solar Registration Program | NJSRRE1542511015 | Wallington | 7057 | 7 | 6.2 | Residential | No | Behind the Meter | Orbit Energy & Power, LLC | PSE&G | Accepted | 2019-10-07 | 2019-10-09 | 2020-10-09 | axitec | axitec 310 | Solar Panels |  | 0.31 | 5 | 312 | 30 |  | Fixed | Roof
Solar Registration Program | NJSRRE1542511027 | Turnersville | 8012 | 14 | 6.2 | Residential | Yes | Behind the Meter | Orbit Energy & Power, LLC | AC Electric | Accepted | 2019-10-07 | 2019-10-09 | 2020-10-09 | trina | tsm310 | Solar Panels |  | 0.31 | 20 | 202 | 24 |  | Fixed | Roof
Solar Registration Program | NJSRRE1542511027 | Turnersville | 8012 | 14 | 6.2 | Residential | Yes | Behind the Meter | Orbit Energy & Power, LLC | AC Electric | Accepted | 2019-10-07 | 2019-10-09 | 2020-10-09 | enphase | iq7 | Inverters | 240 |  | 20 |  |  | 0.986 |  | Outside | panel
Solar Registration Program | NJSRRE1542511036 | Bellmawr | 8031 | 14 | 6.2 | Residential | Yes | Behind the Meter | Orbit Energy & Power, LLC | PSE&G | Accepted | 2019-10-07 | 2019-10-09 | 2020-10-09 | trina | tsm310 | Solar Panels |  | 0.31 | 20 | 144 | 29 |  | Fixed | Roof
Solar Registration Program | NJSRRE1542511036 | Bellmawr | 8031 | 14 | 6.2 | Residential | Yes | Behind the Meter | Orbit Energy & Power, LLC | PSE&G | Accepted | 2019-10-07 | 2019-10-09 | 2020-10-09 | enphase | iq7 | Inverters | 240 |  | 20 |  |  | 0.986 |  | Outside | panel
Solar Registration Program | NJSRRE1542515721 | Smithville | 8205 | 19 | 6.2 | Residential | Yes | Behind the Meter | All Season Solar | AC Electric | Accepted | 2019-10-08 | 2019-10-10 | 2020-10-10 | Trina | TSM DD05H.05II 310W AUG 2019 | Solar Panels |  | 0.31 | 20 | 211 | 26 |  | Fixed | Roof
Solar Registration Program | NJSRRE1542515721 | Smithville | 8205 | 19 | 6.2 | Residential | Yes | Behind the Meter | All Season Solar | AC Electric | Accepted | 2019-10-08 | 2019-10-10 | 2020-10-10 | Enphase | IQ7 | Inverters | 240 |  | 20 |  |  | 0.97 |  | Outdoor | Under Module
Solar Registration Program | NJSRRE1542542003 | South Brunswick | 8824 | 11 | 6.2 | Residential | No | Behind the Meter | Greentech Solar USA LLC | PSE&G | Accepted | 2019-10-14 | 2019-10-16 | 2020-10-16 | Trina | TSM-DD5A310M | Solar Panels |  | 0.31 | 20 | 175 | 43 |  | Fixed | Roof
Solar Registration Program | NJSRRE1542542003 | South Brunswick | 8824 | 11 | 6.2 | Residential | No | Behind the Meter | Greentech Solar USA LLC | PSE&G | Accepted | 2019-10-14 | 2019-10-16 | 2020-10-16 | Growatt | 6000MTLP-US | Inverters | 6000 |  | 1 |  |  | 0.97 |  | Indoor | Basement Wall
Solar Registration Program | NJSRRE1542554047 | Germania | 8215 | 19 | 6.2 | Residential | No | Behind the Meter | All Season Solar | AC Electric | Final As-Built Received | 2019-10-17 | 2019-10-21 | 2020-10-21 | Certain Teed | CT310HC11-04 | Solar Panels |  | 0.31 | 16 | 122 | 31 |  | Fixed | Roof
Solar Registration Program | NJSRRE1542554047 | Germania | 8215 | 19 | 6.2 | Residential | No | Behind the Meter | All Season Solar | AC Electric | Final As-Built Received | 2019-10-17 | 2019-10-21 | 2020-10-21 | Certain Teed | CT310HC11-04 | Solar Panels |  | 0.31 | 4 | 122 | 31 |  | Fixed | Roof
Solar Registration Program | NJSRRE1542554047 | Germania | 8215 | 19 | 6.2 | Residential | No | Behind the Meter | All Season Solar | AC Electric | Final As-Built Received | 2019-10-17 | 2019-10-21 | 2020-10-21 | Enphase | IQ7 | Inverters | 240 |  | 20 |  |  | 0.97 |  | Outdoor | Under Module
Solar Registration Program | NJSRRE1542554047 | Germania | 8215 | 19 | 6.2 | Residential | No | Behind the Meter | All Season Solar | AC Electric | Final As-Built Received | 2019-10-17 | 2019-10-21 | 2020-10-21 | Hialeah | CL200 | Meters |  |  | 1 |  |  |  | Yes | Outdoor
Solar Registration Program | NJSRRE1542579369 | galloway | 8205 | 19 | 6.2 | Residential | Yes | Behind the Meter | Orbit Energy & Power, LLC | AC Electric | Accepted | 2019-10-23 | 2019-10-25 | 2020-10-25 | trina | tsm 310 | Solar Panels |  | 0.31 | 12 | 210 | 33 |  | Fixed | Roof
Solar Registration Program | NJSRRE1542579369 | galloway | 8205 | 19 | 6.2 | Residential | Yes | Behind the Meter | Orbit Energy & Power, LLC | AC Electric | Accepted | 2019-10-23 | 2019-10-25 | 2020-10-25 | trina | tsm 310 | Solar Panels |  | 0.31 | 8 | 302 | 30 |  | Fixed | Roof
Solar Registration Program | NJSRRE1542579369 | galloway | 8205 | 19 | 6.2 | Residential | Yes | Behind the Meter | Orbit Energy & Power, LLC | AC Electric | Accepted | 2019-10-23 | 2019-10-25 | 2020-10-25 | enphase | iq7 | Inverters | 240 |  | 20 |  |  | 0.986 |  | Outside | panel
Solar Registration Program | NJSRRE1542581302 | Salem | 8079 | 16 | 6.2 | Residential | Yes | Behind the Meter | RCL Enterprises Inc. | AC Electric | Accepted | 2019-10-24 | 2019-10-28 | 2020-10-28 | Trina Solar | TSM-310DD05H | Solar Panels |  | 0.31 | 20 | 163 | 25 |  | Fixed | Ground
Solar Registration Program | NJSRRE1542581302 | Salem | 8079 | 16 | 6.2 | Residential | Yes | Behind the Meter | RCL Enterprises Inc. | AC Electric | Accepted | 2019-10-24 | 2019-10-28 | 2020-10-28 | Enphase | IQ7 | Inverters | 4800 |  | 20 |  |  | 0.96 |  | Outdoor | under panels
Solar Registration Program | NJSRRE1542581621 | Mystic Islands | 8087 | 18 | 6.2 | Residential | Yes | Behind the Meter | All Season Solar | AC Electric | Accepted | 2019-10-24 | 2019-10-28 | 2020-10-28 | Trina | TSM DD05A.05II 310W AUG 2019 | Solar Panels |  | 0.31 | 20 | 225 | 30 |  | Fixed | Roof
Solar Registration Program | NJSRRE1542581621 | Mystic Islands | 8087 | 18 | 6.2 | Residential | Yes | Behind the Meter | All Season Solar | AC Electric | Accepted | 2019-10-24 | 2019-10-28 | 2020-10-28 | Enphase | IQ7 | Inverters | 240 |  | 20 |  |  | 0.97 |  | Outdoor | Under Module
Solar Registration Program | NJSRRE1542582470 | Vineland | 8360 | 20 | 6.2 | Residential | Yes | Behind the Meter | All Season Solar | Vineland Muni Electric | Accepted | 2019-10-24 | 2019-10-28 | 2020-10-28 | Trina | TSM DD05H.05II 310W AUG 2019 | Solar Panels |  | 0.31 | 8 | 193 | 18 |  | Fixed | Roof
Solar Registration Program | NJSRRE1542582470 | Vineland | 8360 | 20 | 6.2 | Residential | Yes | Behind the Meter | All Season Solar | Vineland Muni Electric | Accepted | 2019-10-24 | 2019-10-28 | 2020-10-28 | Trina | TSM DD05H.05II 310W AUG 2019 | Solar Panels |  | 0.31 | 12 | 193 | 18 |  | Fixed | Roof
Solar Registration Program | NJSRRE1542582470 | Vineland | 8360 | 20 | 6.2 | Residential | Yes | Behind the Meter | All Season Solar | Vineland Muni Electric | Accepted | 2019-10-24 | 2019-10-28 | 2020-10-28 | Enphase | IQ7 | Inverters | 240 |  | 20 |  |  | 0.97 |  | Outdoor | Under Module
Solar Registration Program | NJSRRE1542687551 | Cherry Hill | 8003 | 14 | 6.2 | Residential | Yes | Behind the Meter | Sun Up Zero Down | PSE&G | Final As-Built Received | 2019-10-29 | 2019-10-31 | 2020-10-31 | trina | TSM-310 DD05A.05 (II) | Solar Panels |  | 0.31 | 20 | 205 | 21 |  | Fixed | Roof
Solar Registration Program | NJSRRE1542687551 | Cherry Hill | 8003 | 14 | 6.2 | Residential | Yes | Behind the Meter | Sun Up Zero Down | PSE&G | Final As-Built Received | 2019-10-29 | 2019-10-31 | 2020-10-31 | solaredge | SE5000H-US | Inverters | 5000 |  | 1 |  |  | 0.974 |  | Other | outside wall
Solar Registration Program | NJSRRE1542966676 | Northfield | 8225 | 19 | 6.2 | Residential | Yes | Behind the Meter | All Season Solar | AC Electric | Accepted | 2019-11-05 | 2019-11-07 | 2020-11-07 | Trina | TSM DD05H.05II 310W AUG 2019 | Solar Panels |  | 0.31 | 6 | 256 | 23 |  | Fixed | Roof
Solar Registration Program | NJSRRE1542966676 | Northfield | 8225 | 19 | 6.2 | Residential | Yes | Behind the Meter | All Season Solar | AC Electric | Accepted | 2019-11-05 | 2019-11-07 | 2020-11-07 | Trina | TSM DD05H.05II 310W AUG 2019 | Solar Panels |  | 0.31 | 14 | 166 | 22 |  | Fixed | Roof
Solar Registration Program | NJSRRE1542966676 | Northfield | 8225 | 19 | 6.2 | Residential | Yes | Behind the Meter | All Season Solar | AC Electric | Accepted | 2019-11-05 | 2019-11-07 | 2020-11-07 | Enphase | IQ7 | Inverters | 240 |  | 20 |  |  | 0.97 |  | Outdoor | Under Module
Solar Registration Program | NJSRRE1543040812 | Pennsauken Township | 8109 | 14 | 6.2 | Residential | Yes | Behind the Meter | Palmetto Solar LLC | PSE&G | Accepted | 2019-11-06 | 2019-11-08 | 2020-11-08 | Yingli | 310D-30B | Solar Panels |  | 0.31 | 4 | 344 | 23 |  | Fixed | Roof
Solar Registration Program | NJSRRE1543040812 | Pennsauken Township | 8109 | 14 | 6.2 | Residential | Yes | Behind the Meter | Palmetto Solar LLC | PSE&G | Accepted | 2019-11-06 | 2019-11-08 | 2020-11-08 | Yingli | 310D-30B | Solar Panels |  | 0.31 | 16 | 164 | 23 |  | Fixed | Roof
Solar Registration Program | NJSRRE1543040812 | Pennsauken Township | 8109 | 14 | 6.2 | Residential | Yes | Behind the Meter | Palmetto Solar LLC | PSE&G | Accepted | 2019-11-06 | 2019-11-08 | 2020-11-08 | SolarEdge | SE5000H-US | Inverters | 5000 |  | 1 |  |  | 0.9 |  | Outside | side of the house
Solar Registration Program | NJSRRE1543040917 | Hamilton Twp | 8610 | 12 | 6.2 | Residential | No | Behind the Meter | Orbit Energy & Power, LLC | PSE&G | Accepted | 2019-11-06 | 2019-11-08 | 2020-11-08 | trina | tsm 310 | Solar Panels |  | 0.31 | 20 | 210 | 46 |  | Fixed | Roof
Solar Registration Program | NJSRRE1543040917 | Hamilton Twp | 8610 | 12 | 6.2 | Residential | No | Behind the Meter | Orbit Energy & Power, LLC | PSE&G | Accepted | 2019-11-06 | 2019-11-08 | 2020-11-08 | enphase | iq7 | Inverters | 240 |  | 20 |  |  | 0.986 |  | Outside | panel
Solar Registration Program | NJSRRE1543056118 | Mantua | 8051 | 15 | 6.2 | Residential | No | Behind the Meter | Orbit Energy & Power, LLC | AC Electric | Accepted | 2019-11-07 | 2019-11-12 | 2020-11-12 | axitec | axitec 310 | Solar Panels |  | 0.31 | 20 | 220 | 20 |  | Fixed | Roof
Solar Registration Program | NJSRRE1543056118 | Mantua | 8051 | 15 | 6.2 | Residential | No | Behind the Meter | Orbit Energy & Power, LLC | AC Electric | Accepted | 2019-11-07 | 2019-11-12 | 2020-11-12 | enphase | iq7 | Inverters | 240 |  | 20 |  |  | 0.986 |  | Outside | panel
Solar Registration Program | NJSRRE1543417215 | Little Egg Harbor Township | 8087 | 18 | 6.2 | Residential | No | Behind the Meter | Suntuity Solar LLC | AC Electric | Accepted | 2019-11-18 | 2019-11-20 | 2020-11-20 | Yingli Green Energy | YL310D-30b | Solar Panels |  | 0.31 | 20 | 178 | 30 |  | Fixed | Roof
Solar Registration Program | NJSRRE1543417215 | Little Egg Harbor Township | 8087 | 18 | 6.2 | Residential | No | Behind the Meter | Suntuity Solar LLC | AC Electric | Accepted | 2019-11-18 | 2019-11-20 | 2020-11-20 | Enphase Energy | IQ7-60-2-US | Inverters | 240 |  | 20 |  |  | 0.97 |  | Outdoor | Behind the PV modules
Solar Registration Program | NJSRRE1543421445 | East Brunswick, | 8816 | 11 | 6.2 | Residential | Yes | Behind the Meter | Orbit Energy & Power, LLC | PSE&G | Accepted | 2019-11-19 | 2019-11-21 | 2020-11-21 | TRINA SOLAR | TSM-DD05A.08(II) 310W | Solar Panels |  | 0.31 | 11 | 171 | 33 |  | Fixed | Roof
Solar Registration Program | NJSRRE1543421445 | East Brunswick, | 8816 | 11 | 6.2 | Residential | Yes | Behind the Meter | Orbit Energy & Power, LLC | PSE&G | Accepted | 2019-11-19 | 2019-11-21 | 2020-11-21 | TRINA SOLAR | TSM-DD05A.08(II) | Solar Panels |  | 0.31 | 9 | 261 | 29 |  | Fixed | Roof
Solar Registration Program | NJSRRE1543421445 | East Brunswick, | 8816 | 11 | 6.2 | Residential | Yes | Behind the Meter | Orbit Energy & Power, LLC | PSE&G | Accepted | 2019-11-19 | 2019-11-21 | 2020-11-21 | ENPHASE | IQ7-60-2-US | Inverters | 0.24 |  | 20 |  |  | 0.99 |  | Outside | ROOFTOP
Solar Registration Program | NJSRRE1543434897 | Belleville | 7109 | 9 | 6.2 | Residential | No | Behind the Meter | Skyline Solar LLC | PSE&G | Accepted | 2019-11-21 | 2019-11-26 | 2020-11-26 | Certainteed | CT310M11-02 | Solar Panels |  | 0.31 | 8 | 195 | 37 |  | Fixed | Roof
Solar Registration Program | NJSRRE1543434897 | Belleville | 7109 | 9 | 6.2 | Residential | No | Behind the Meter | Skyline Solar LLC | PSE&G | Accepted | 2019-11-21 | 2019-11-26 | 2020-11-26 | Certainteed | CT310M11-02 | Solar Panels |  | 0.31 | 4 | 105 | 37 |  | Fixed | Roof
Solar Registration Program | NJSRRE1543434897 | Belleville | 7109 | 9 | 6.2 | Residential | No | Behind the Meter | Skyline Solar LLC | PSE&G | Accepted | 2019-11-21 | 2019-11-26 | 2020-11-26 | CErtainteed | CT310M11-02 | Solar Panels |  | 0.31 | 8 | 285 | 6 |  | Fixed | Roof
Solar Registration Program | NJSRRE1543434897 | Belleville | 7109 | 9 | 6.2 | Residential | No | Behind the Meter | Skyline Solar LLC | PSE&G | Accepted | 2019-11-21 | 2019-11-26 | 2020-11-26 | Solaredge | SE5000H | Inverters | 5000 |  | 1 |  |  | 0.99 |  | Outdoor | N/A
Solar Registration Program | NJSRRE1543442829 | Montclair | 7043 | 9 | 6.2 | Residential | No | Behind the Meter | Skyline Solar LLC | PSE&G | Accepted | 2019-11-25 | 2019-11-27 | 2020-11-27 | Axitec | AC-310M | Solar Panels |  | 0.31 | 7 | 211 | 42 |  | Fixed | Roof
Solar Registration Program | NJSRRE1543442829 | Montclair | 7043 | 9 | 6.2 | Residential | No | Behind the Meter | Skyline Solar LLC | PSE&G | Accepted | 2019-11-25 | 2019-11-27 | 2020-11-27 | Axitec | AC-310M | Solar Panels |  | 0.31 | 2 | 301 | 42 |  | Fixed | Roof
Solar Registration Program | NJSRRE1543442829 | Montclair | 7043 | 9 | 6.2 | Residential | No | Behind the Meter | Skyline Solar LLC | PSE&G | Accepted | 2019-11-25 | 2019-11-27 | 2020-11-27 | Axitec | AC-310M | Solar Panels |  | 0.31 | 2 | 121 | 42 |  | Fixed | Roof
Solar Registration Program | NJSRRE1543442829 | Montclair | 7043 | 9 | 6.2 | Residential | No | Behind the Meter | Skyline Solar LLC | PSE&G | Accepted | 2019-11-25 | 2019-11-27 | 2020-11-27 | Axitec | AC-310M | Solar Panels |  | 0.31 | 1 | 301 | 42 |  | Fixed | Roof
Solar Registration Program | NJSRRE1543442829 | Montclair | 7043 | 9 | 6.2 | Residential | No | Behind the Meter | Skyline Solar LLC | PSE&G | Accepted | 2019-11-25 | 2019-11-27 | 2020-11-27 | Axitec | AC-310M | Solar Panels |  | 0.31 | 1 | 121 | 42 |  | Fixed | Roof
Solar Registration Program | NJSRRE1543442829 | Montclair | 7043 | 9 | 6.2 | Residential | No | Behind the Meter | Skyline Solar LLC | PSE&G | Accepted | 2019-11-25 | 2019-11-27 | 2020-11-27 | Axitec | AC-310M | Solar Panels |  | 0.31 | 7 | 121 | 15 |  | Fixed | Pole
Solar Registration Program | NJSRRE1543442829 | Montclair | 7043 | 9 | 6.2 | Residential | No | Behind the Meter | Skyline Solar LLC | PSE&G | Accepted | 2019-11-25 | 2019-11-27 | 2020-11-27 | Solaredge | SE5000H-US | Inverters | 5000 |  | 1 |  |  | 0.99 |  | Outdoor | N/A
Solar Registration Program | NJSRRE1543464369 | Williamstown | 8094 | 15 | 6.2 | Residential | Yes | Behind the Meter | Orbit Energy & Power, LLC | AC Electric | Accepted | 2019-12-02 | 2019-12-04 | 2020-12-04 | TRINA SOLAR | TSM-DD05A.08(II) 310W | Solar Panels |  | 0.31 | 20 | 172 | 23 |  | Fixed | Roof
Solar Registration Program | NJSRRE1543464369 | Williamstown | 8094 | 15 | 6.2 | Residential | Yes | Behind the Meter | Orbit Energy & Power, LLC | AC Electric | Accepted | 2019-12-02 | 2019-12-04 | 2020-12-04 | ENPHASE | IQ7-60-2-US | Inverters | 0.24 |  | 20 |  |  | 0.99 |  | Outside | ROOF
Solar Registration Program | NJSRRE1543465271 | Cape May Court House | 8210 | 21 | 6.2 | Residential | Yes | Behind the Meter | All Season Solar | PSE&G | Accepted | 2019-12-02 | 2019-12-05 | 2020-12-05 | Trina | TSM DD05H.05II 310W AUG 2019 | Solar Panels |  | 0.31 | 20 | 141 | 20 |  | Fixed | Roof
Solar Registration Program | NJSRRE1543465271 | Cape May Court House | 8210 | 21 | 6.2 | Residential | Yes | Behind the Meter | All Season Solar | PSE&G | Accepted | 2019-12-02 | 2019-12-05 | 2020-12-05 | Enphase | IQ7 | Inverters | 240 |  | 20 |  |  | 0.97 |  | Outdoor | Under Module
Solar Registration Program | NJSRRE1543473760 | Sewell | 8080 | 15 | 6.2 | Residential | Yes | Behind the Meter | Orbit Energy & Power, LLC | AC Electric | Accepted | 2019-12-03 | 2019-12-05 | 2020-12-05 | TRINA SOLAR | TSM-DD05A.05(II) 310 | Solar Panels |  | 0.31 | 20 | 235 | 22 |  | Fixed | Roof
Solar Registration Program | NJSRRE1543473760 | Sewell | 8080 | 15 | 6.2 | Residential | Yes | Behind the Meter | Orbit Energy & Power, LLC | AC Electric | Accepted | 2019-12-03 | 2019-12-05 | 2020-12-05 | ENPHASE | IQ7-60-2-US | Inverters | 0.24 |  | 20 |  |  | 0.99 |  | Outside | ROOF
Solar Registration Program | NJSRRE1543481555 | Newtonville | 8346 | 19 | 6.2 | Residential | Yes | Behind the Meter | Orbit Energy & Power, LLC | AC Electric | Accepted | 2019-12-05 | 2019-12-09 | 2020-12-09 | TRINA SOLAR | TSM-DD05A.08(II) 310W | Solar Panels |  | 0.31 | 20 | 222 | 23 |  | Fixed | Roof
Solar Registration Program | NJSRRE1543481555 | Newtonville | 8346 | 19 | 6.2 | Residential | Yes | Behind the Meter | Orbit Energy & Power, LLC | AC Electric | Accepted | 2019-12-05 | 2019-12-09 | 2020-12-09 | ENPHASE | IQ7-60-2-US | Inverters | 0.24 |  | 20 |  |  | 0.99 |  | Outside | ROOF
Solar Registration Program | NJSRRE1543505917 | Pittsgrove | 8318 | 16 | 6.2 | Residential | Yes | Behind the Meter | Orbit Energy & Power, LLC | AC Electric | Accepted | 2019-12-10 | 2019-12-13 | 2020-12-13 | TRINA SOLAR | TSM-DD05A.08(II) 310W | Solar Panels |  | 0.31 | 20 | 221 | 31 |  | Fixed | Roof
Solar Registration Program | NJSRRE1543505917 | Pittsgrove | 8318 | 16 | 6.2 | Residential | Yes | Behind the Meter | Orbit Energy & Power, LLC | AC Electric | Accepted | 2019-12-10 | 2019-12-13 | 2020-12-13 | Enphase | IQ7-60-2-US | Inverters | 0.24 |  | 20 |  |  | 0.99 |  | Outside | ROOF
Solar Registration Program | NJSRRE1543556178 | Linden | 7036 | 10 | 6.2 | Residential | Yes | Behind the Meter | Sunrun Installation Services, Inc. | PSE&G | Accepted | 2019-12-17 | 2019-12-20 | 2020-12-20 | Hanwha Q-Cells | Q.PEAK BLK-G4.1 295 | Solar Panels |  | 0.295 | 21 | 129 | 18 |  | Fixed | Roof
Solar Registration Program | NJSRRE1543556178 | Linden | 7036 | 10 | 6.2 | Residential | Yes | Behind the Meter | Sunrun Installation Services, Inc. | PSE&G | Accepted | 2019-12-17 | 2019-12-20 | 2020-12-20 | SolarEdge Technologies | SE6000 (240V) w/ -ER-US or A-US | Inverters | 6000 |  | 1 |  |  | 0.96 |  | Outdoor | Next To Meter
Solar Registration Program | NJSRRE1543571117 | Blackwood | 8012 | 14 | 6.2 | Residential | Yes | Behind the Meter | Solar Energy World | PSE&G | Accepted | 2019-12-19 | 2019-12-26 | 2020-12-26 | LONGi Green Energy Technology | LR6-60HPB-310M | Solar Panels |  | 0.31 | 20 | 150 | 18 |  | Fixed | Roof
Solar Registration Program | NJSRRE1543571117 | Blackwood | 8012 | 14 | 6.2 | Residential | Yes | Behind the Meter | Solar Energy World | PSE&G | Accepted | 2019-12-19 | 2019-12-26 | 2020-12-26 | Enphase | IQ7-60-x-US | Inverters | 310 |  | 1 |  |  | 0.976 |  | Outdoor | near panels
Solar Registration Program | NJSRRE1540964503 | Kenilworth | 7033 | 10 | 6.21 | Residential | Yes | Behind the Meter | Pro Custom Solar dba Momentum Solar | PSE&G | Accepted | 2019-05-07 | 2019-05-10 | 2020-05-10 | Jinko | JKM270M-60 | Solar Panels |  | 0.27 | 23 | 262 | 22 |  | Fixed | Roof
Solar Registration Program | NJSRRE1540964503 | Kenilworth | 7033 | 10 | 6.21 | Residential | Yes | Behind the Meter | Pro Custom Solar dba Momentum Solar | PSE&G | Accepted | 2019-05-07 | 2019-05-10 | 2020-05-10 | Enphase | IQ6-60-2-US | Inverters | 240 |  | 23 |  |  | 0.97 |  | Outdoor | Roof
Solar Registration Program | NJSRRE1541370402 | North Bergen | 7047 | 8 | 6.21 | Municipality | Yes | Behind the Meter | Vision Solar LLC | PSE&G | Accepted | 2019-06-14 | 2019-06-19 | 2020-06-19 | SUNPOWER | E20-327-E-AC | Solar Panels |  | 0.327 | 19 | 122 | 45 |  | Fixed | Roof
Solar Registration Program | NJSRRE1541370402 | North Bergen | 7047 | 8 | 6.21 | Municipality | Yes | Behind the Meter | Vision Solar LLC | PSE&G | Accepted | 2019-06-14 | 2019-06-19 | 2020-06-19 | Sunpower | e20-327-e-aC | Inverters | 0.32 |  | 19 |  |  | 0.96 |  | Other | BEHIND PANELS
Solar Registration Program | NJSRRE1541695780 | Smithville | 8205 | 19 | 6.21 | Residential | No | Behind the Meter | SunnyMac LLC | AC Electric | Accepted | 2019-07-23 | 2019-07-25 | 2020-07-25 | Sunpower | SPR-E20-327 | Solar Panels |  | 0.327 | 19 | 134 | 32 |  | Fixed | Roof
Solar Registration Program | NJSRRE1541695780 | Smithville | 8205 | 19 | 6.21 | Residential | No | Behind the Meter | SunnyMac LLC | AC Electric | Accepted | 2019-07-23 | 2019-07-25 | 2020-07-25 | Enphase | IQ7XS-96-ACM-US | Inverters | 0.315 |  | 19 |  |  | 0.99 |  | Outdoor | roof
Solar Registration Program | NJSRRE1541727629 | Dunellen | 8812 | 11 | 6.21 | Residential | No | Behind the Meter | Sunrun Installation Services, Inc. | PSE&G | Accepted | 2019-08-01 | 2019-08-06 | 2020-08-06 | LG Electronics | LG365Q1C-V5 | Solar Panels |  | 0.365 | 17 | 168 | 23 |  | Fixed | Roof
Solar Registration Program | NJSRRE1541727629 | Dunellen | 8812 | 11 | 6.21 | Residential | No | Behind the Meter | Sunrun Installation Services, Inc. | PSE&G | Accepted | 2019-08-01 | 2019-08-06 | 2020-08-06 | Ningbo Ginlong Technologies | Solis-1P5K-4G-US | Inverters | 5000 |  | 1 |  |  | 0.96 |  | Outdoor | Next To Meter
Solar Registration Program | NJSRRE1541788525 | Bogota | 7603 | 7 | 6.21 | Residential | Yes | Behind the Meter | SunPower Corporation, Systems | PSE&G | Accepted | 2019-08-05 | 2019-08-08 | 2020-08-08 | SUNPOWER | SPR-E20-327-E-AC | Solar Panels |  | 0.327 | 10 | 21 | 30 |  | Fixed | Roof
Solar Registration Program | NJSRRE1541788525 | Bogota | 7603 | 7 | 6.21 | Residential | Yes | Behind the Meter | SunPower Corporation, Systems | PSE&G | Accepted | 2019-08-05 | 2019-08-08 | 2020-08-08 | SUNPOWER | SPR-E20-327-E-AC | Solar Panels |  | 0.327 | 9 | 201 | 30 |  | Fixed | Roof
Solar Registration Program | NJSRRE1541788525 | Bogota | 7603 | 7 | 6.21 | Residential | Yes | Behind the Meter | SunPower Corporation, Systems | PSE&G | Accepted | 2019-08-05 | 2019-08-08 | 2020-08-08 | SUNPOWER | SPR-E20-327-E-AC | Inverters | 320 |  | 19 |  |  | 0.96 |  | Other | under each panel
Solar Registration Program | NJSRRE1541880927 | Newark City | 7105 | 9 | 6.21 | Residential | Yes | Behind the Meter | Sunrun Installation Services, Inc. | PSE&G | Accepted | 2019-08-23 | 2019-08-27 | 2020-08-27 | LG Electronics | LG365Q1C-V5 | Solar Panels |  | 0.365 | 17 | 107 | 27 |  | Fixed | Roof
Solar Registration Program | NJSRRE1541880927 | Newark City | 7105 | 9 | 6.21 | Residential | Yes | Behind the Meter | Sunrun Installation Services, Inc. | PSE&G | Accepted | 2019-08-23 | 2019-08-27 | 2020-08-27 | Ningbo Ginlong Technologies | Solis-1P5K-4G-US | Inverters | 5000 |  | 1 |  |  | 0.96 |  | Outdoor | Next To Meter
Solar Registration Program | NJSRRE1542408957 | Teaneck | 7666 | 7 | 6.21 | Residential | Yes | Behind the Meter | SunPower Corporation, Systems | PSE&G | Accepted | 2019-09-16 | 2019-10-28 | 2020-10-28 | SUNPOWER | SPR-E20-327-E-AC | Solar Panels |  | 0.327 | 19 | 205 | 30 |  | Fixed | Roof
Solar Registration Program | NJSRRE1542408957 | Teaneck | 7666 | 7 | 6.21 | Residential | Yes | Behind the Meter | SunPower Corporation, Systems | PSE&G | Accepted | 2019-09-16 | 2019-10-28 | 2020-10-28 | SUNPOWER | SPR-E20-327-E-AC | Inverters | 320 |  | 19 |  |  | 0.96 |  | Other | under each panel
Solar Registration Program | NJSRRE1542416786 | Burlington | 8016 | 13 | 6.21 | Residential | Yes | Behind the Meter | Seabright Solar | PSE&G | Accepted | 2019-10-14 | 2019-10-14 | 2020-10-14 | Sunpower | SPR-E20-327 | Solar Panels |  | 0.327 | 11 | 233 | 22 |  | Fixed | Roof
Solar Registration Program | NJSRRE1542416786 | Burlington | 8016 | 13 | 6.21 | Residential | Yes | Behind the Meter | Seabright Solar | PSE&G | Accepted | 2019-10-14 | 2019-10-14 | 2020-10-14 | Sunpower | SPR-E20-327 | Solar Panels |  | 0.327 | 8 | 143 | 22 |  | Fixed | Roof
Solar Registration Program | NJSRRE1542416786 | Burlington | 8016 | 13 | 6.21 | Residential | Yes | Behind the Meter | Seabright Solar | PSE&G | Accepted | 2019-10-14 | 2019-10-14 | 2020-10-14 | Sunpower | SPR-E20-327 | Inverters | 0.32 |  | 19 |  |  | 0.99 |  | Outside | Roof
Solar Registration Program | NJSRRE1542430814 | Garfield | 7026 | 7 | 6.21 | Residential | Yes | Behind the Meter | Pro Custom Solar dba Momentum Solar | PSE&G | Accepted | 2019-09-24 | 2019-09-25 | 2020-09-25 | LG ELECTRONICS | LG 435N1C-V5 | Solar Panels |  | 0.345 | 3 | 254 | 17 |  | Fixed | Roof
Solar Registration Program | NJSRRE1542430814 | Garfield | 7026 | 7 | 6.21 | Residential | Yes | Behind the Meter | Pro Custom Solar dba Momentum Solar | PSE&G | Accepted | 2019-09-24 | 2019-09-25 | 2020-09-25 | LG ELECTRONICS | LG 435N1C-V5 | Solar Panels |  | 0.345 | 15 | 254 | 33 |  | Fixed | Roof
Solar Registration Program | NJSRRE1542430814 | Garfield | 7026 | 7 | 6.21 | Residential | Yes | Behind the Meter | Pro Custom Solar dba Momentum Solar | PSE&G | Accepted | 2019-09-24 | 2019-09-25 | 2020-09-25 | Enphase Energy | IQ7-60-2-US | Inverters | 250 |  | 18 |  |  | 0.97 |  | Outdoor | Roof
Solar Registration Program | NJSRRE1542430891 | Edison | 8817 | 11 | 6.21 | Residential | Yes | Behind the Meter | Pro Custom Solar dba Momentum Solar | PSE&G | Accepted | 2019-09-24 | 2019-09-25 | 2020-09-25 | LG ELECTRONICS | LG 345N1C-V5 | Solar Panels |  | 0.345 | 12 | 257 | 21 |  | Fixed | Roof
Solar Registration Program | NJSRRE1542430891 | Edison | 8817 | 11 | 6.21 | Residential | Yes | Behind the Meter | Pro Custom Solar dba Momentum Solar | PSE&G | Accepted | 2019-09-24 | 2019-09-25 | 2020-09-25 | LG ELECTRONICS | LG 345N1C-V5 | Solar Panels |  | 0.345 | 6 | 77 | 21 |  | Fixed | Roof
Solar Registration Program | NJSRRE1542430891 | Edison | 8817 | 11 | 6.21 | Residential | Yes | Behind the Meter | Pro Custom Solar dba Momentum Solar | PSE&G | Accepted | 2019-09-24 | 2019-09-25 | 2020-09-25 | Enphase Energy | IQ7-60-2-US | Inverters | 250 |  | 18 |  |  | 0.97 |  | Outdoor | Roof
Solar Registration Program | NJSRRE1542500859 | Jersey City | 7305 | 8 | 6.21 | Residential | Yes | Behind the Meter | Pro Custom Solar dba Momentum Solar | PSE&G | Accepted | 2019-10-03 | 2019-10-08 | 2020-10-08 | LG ELECTRONICS | LG 345N1C-V5 | Solar Panels |  | 0.345 | 18 | 57 | 2 |  | Fixed | Roof
Solar Registration Program | NJSRRE1542500859 | Jersey City | 7305 | 8 | 6.21 | Residential | Yes | Behind the Meter | Pro Custom Solar dba Momentum Solar | PSE&G | Accepted | 2019-10-03 | 2019-10-08 | 2020-10-08 | Enphase Energy | IQ7-60-2-US | Inverters | 250 |  | 18 |  |  | 0.97 |  | Outdoor | Roof
Solar Registration Program | NJSRRE1542501212 | Mount Laurel Township | 8054 | 13 | 6.21 | Residential | No | Behind the Meter | SunPower Corporation, Systems | PSE&G | Accepted | 2019-10-03 | 2019-10-08 | 2020-10-08 | SUNPOWER | SPR-E20-327-E-AC | Solar Panels |  | 0.327 | 10 | 202 | 40 |  | Fixed | Roof
Solar Registration Program | NJSRRE1542501212 | Mount Laurel Township | 8054 | 13 | 6.21 | Residential | No | Behind the Meter | SunPower Corporation, Systems | PSE&G | Accepted | 2019-10-03 | 2019-10-08 | 2020-10-08 | SUNPOWER | SPR-E20-327-E-AC | Solar Panels |  | 0.327 | 3 | 202 | 40 |  | Fixed | Roof
Solar Registration Program | NJSRRE1542501212 | Mount Laurel Township | 8054 | 13 | 6.21 | Residential | No | Behind the Meter | SunPower Corporation, Systems | PSE&G | Accepted | 2019-10-03 | 2019-10-08 | 2020-10-08 | SUNPOWER | SPR-E20-327-E-AC | Solar Panels |  | 0.327 | 6 | 112 | 35 |  | Fixed | Roof
Solar Registration Program | NJSRRE1542501212 | Mount Laurel Township | 8054 | 13 | 6.21 | Residential | No | Behind the Meter | SunPower Corporation, Systems | PSE&G | Accepted | 2019-10-03 | 2019-10-08 | 2020-10-08 | SUNPOWER | SPR-E20-327-E-AC | Inverters | 320 |  | 19 |  |  | 0.96 |  | Other | under each panel
Solar Registration Program | NJSRRE1542511204 | Mahwah | 7430 | 7 | 6.21 | Residential | Yes | Behind the Meter | Vision Solar LLC | Orange Rockland Electric | Accepted | 2019-10-07 | 2019-10-09 | 2020-10-09 | sunpower | e20-327-e-ac | Solar Panels |  | 0.327 | 19 | 168 | 30 |  | Fixed | Roof
Solar Registration Program | NJSRRE1542511204 | Mahwah | 7430 | 7 | 6.21 | Residential | Yes | Behind the Meter | Vision Solar LLC | Orange Rockland Electric | Accepted | 2019-10-07 | 2019-10-09 | 2020-10-09 | sunpower | e20-327-e-ac | Inverters | 0.32 |  | 19 |  |  | 0.96 |  | Other | behind panels
Solar Registration Program | NJSRRE1542523730 | Piscataway | 8854 | 11 | 6.21 | Residential | Yes | Behind the Meter | Pro Custom Solar dba Momentum Solar | PSE&G | Accepted | 2019-10-10 | 2019-10-15 | 2020-10-15 | LG ELECTRONICS | LG 345N1C-V5 | Solar Panels |  | 0.345 | 18 | 226 | 28 |  | Fixed | Roof
Solar Registration Program | NJSRRE1542523730 | Piscataway | 8854 | 11 | 6.21 | Residential | Yes | Behind the Meter | Pro Custom Solar dba Momentum Solar | PSE&G | Accepted | 2019-10-10 | 2019-10-15 | 2020-10-15 | Enphase Energy | IQ7-60-2-US | Inverters | 250 |  | 18 |  |  | 0.97 |  | Outdoor | Roof
Solar Registration Program | NJSRRE1542544085 | Kendall Park | 8824 | 11 | 6.21 | Residential | No | Behind the Meter | Pro Custom Solar dba Momentum Solar | PSE&G | Accepted | 2019-10-15 | 2019-10-17 | 2020-10-17 | LG ELECTRONICS | LG 345N1C-V5 | Solar Panels |  | 0.345 | 14 | 269 | 28 |  | Fixed | Roof
Solar Registration Program | NJSRRE1542544085 | Kendall Park | 8824 | 11 | 6.21 | Residential | No | Behind the Meter | Pro Custom Solar dba Momentum Solar | PSE&G | Accepted | 2019-10-15 | 2019-10-17 | 2020-10-17 | LG ELECTRONICS | LG 345N1C-V5 | Solar Panels |  | 0.345 | 4 | 179 | 41 |  | Fixed | Roof
Solar Registration Program | NJSRRE1542544085 | Kendall Park | 8824 | 11 | 6.21 | Residential | No | Behind the Meter | Pro Custom Solar dba Momentum Solar | PSE&G | Accepted | 2019-10-15 | 2019-10-17 | 2020-10-17 | Enphase Energy | IQ7-60-2-US | Inverters | 250 |  | 18 |  |  | 0.97 |  | Outdoor | Roof
Solar Registration Program | NJSRRE1542553559 | Oak Ridge | 7438 | 6 | 6.21 | Residential | Yes | Behind the Meter | SunPower Corporation, Systems | JCP&L | Accepted | 2019-10-17 | 2019-10-21 | 2020-10-21 | SUNPOWER | SPR-E20-327-E-AC | Solar Panels |  | 0.327 | 19 | 228 | 20 |  | Fixed | Roof
Solar Registration Program | NJSRRE1542553559 | Oak Ridge | 7438 | 6 | 6.21 | Residential | Yes | Behind the Meter | SunPower Corporation, Systems | JCP&L | Accepted | 2019-10-17 | 2019-10-21 | 2020-10-21 | SUNPOWER | SPR-E20-327-E-AC | Inverters | 320 |  | 19 |  |  | 0.96 |  | Other | under each panel
Solar Registration Program | NJSRRE1542553678 | Monroe Township | 8831 | 11 | 6.21 | Residential | Yes | Behind the Meter | Pro Custom Solar dba Momentum Solar | JCP&L | Accepted | 2019-10-17 | 2019-10-21 | 2020-10-21 | LG ELECTRONICS | LG 345N1C-V5 | Solar Panels |  | 0.345 | 18 | 156 | 33 |  | Fixed | Roof
Solar Registration Program | NJSRRE1542553678 | Monroe Township | 8831 | 11 | 6.21 | Residential | Yes | Behind the Meter | Pro Custom Solar dba Momentum Solar | JCP&L | Accepted | 2019-10-17 | 2019-10-21 | 2020-10-21 | Enphase Energy | IQ7-60-2-US | Inverters | 250 |  | 18 |  |  | 0.97 |  | Outdoor | Roof
Solar Registration Program | NJSRRE1542559548 | Paterson | 7502 | 6 | 6.21 | Residential | Yes | Behind the Meter | Pro Custom Solar dba Momentum Solar | PSE&G | Accepted | 2019-10-18 | 2019-10-22 | 2020-10-22 | LG ELECTRONICS | LG 345N1C-V5 | Solar Panels |  | 0.345 | 10 | 141 | 39 |  | Fixed | Roof
Solar Registration Program | NJSRRE1542559548 | Paterson | 7502 | 6 | 6.21 | Residential | Yes | Behind the Meter | Pro Custom Solar dba Momentum Solar | PSE&G | Accepted | 2019-10-18 | 2019-10-22 | 2020-10-22 | LG ELECTRONICS | LG 345N1C-V5 | Solar Panels |  | 0.345 | 8 | 321 | 37 |  | Fixed | Roof
Solar Registration Program | NJSRRE1542559548 | Paterson | 7502 | 6 | 6.21 | Residential | Yes | Behind the Meter | Pro Custom Solar dba Momentum Solar | PSE&G | Accepted | 2019-10-18 | 2019-10-22 | 2020-10-22 | Enphase Energy | IQ7-60-2-US | Inverters | 250 |  | 18 |  |  | 0.97 |  | Outdoor | Roof
Solar Registration Program | NJSRRE1542581454 | Florence Township | 8518 | 13 | 6.21 | Residential | Yes | Behind the Meter | Pro Custom Solar dba Momentum Solar | PSE&G | Accepted | 2019-10-24 | 2019-10-28 | 2020-10-28 | LG Electronics | LG 345N1C-V5 | Solar Panels |  | 0.345 | 6 | 137 | 13 |  | Fixed | Roof
Solar Registration Program | NJSRRE1542581454 | Florence Township | 8518 | 13 | 6.21 | Residential | Yes | Behind the Meter | Pro Custom Solar dba Momentum Solar | PSE&G | Accepted | 2019-10-24 | 2019-10-28 | 2020-10-28 | LG Electronics | LG 345N1C-V5 | Solar Panels |  | 0.345 | 12 | 137 | 2 |  | Fixed | Roof
Solar Registration Program | NJSRRE1542581454 | Florence Township | 8518 | 13 | 6.21 | Residential | Yes | Behind the Meter | Pro Custom Solar dba Momentum Solar | PSE&G | Accepted | 2019-10-24 | 2019-10-28 | 2020-10-28 | Enphase Energy | IQ7PLUS-72-2-US | Inverters | 295 |  | 18 |  |  | 0.97 |  | Outdoor | Roof
Solar Registration Program | NJSRRE1542989421 | Jackson | 8527 | 18 | 6.21 | Residential | Yes | Behind the Meter | Vision Solar LLC | JCP&L | Accepted | 2019-11-05 | 2019-11-07 | 2020-11-07 | sunpower | e20-327-e-ac | Solar Panels |  | 0.327 | 19 | 177 | 21 |  | Fixed | Roof
Solar Registration Program | NJSRRE1542989421 | Jackson | 8527 | 18 | 6.21 | Residential | Yes | Behind the Meter | Vision Solar LLC | JCP&L | Accepted | 2019-11-05 | 2019-11-07 | 2020-11-07 | Sunpower | e20-327-e-ac | Inverters | 0.32 |  | 19 |  |  | 0.96 |  | Outside | behind panels
Solar Registration Program | NJSRRE1542992379 | Somerville | 8876 | 5 | 6.21 | Residential | Yes | Behind the Meter | Pro Custom Solar dba Momentum Solar | PSE&G | Accepted | 2019-11-05 | 2019-11-08 | 2020-11-08 | LG Electronics | LG 345N1C-V5 | Solar Panels |  | 0.345 | 3 | 192 | 31 |  | Fixed | Roof
Solar Registration Program | NJSRRE1542992379 | Somerville | 8876 | 5 | 6.21 | Residential | Yes | Behind the Meter | Pro Custom Solar dba Momentum Solar | PSE&G | Accepted | 2019-11-05 | 2019-11-08 | 2020-11-08 | LG Electronics | LG 345N1C-V5 | Solar Panels |  | 0.345 | 7 | 282 | 33 |  | Fixed | Roof
Solar Registration Program | NJSRRE1542992379 | Somerville | 8876 | 5 | 6.21 | Residential | Yes | Behind the Meter | Pro Custom Solar dba Momentum Solar | PSE&G | Accepted | 2019-11-05 | 2019-11-08 | 2020-11-08 | LG Electronics | LG 345N1C-V5 | Solar Panels |  | 0.345 | 8 | 102 | 32 |  | Fixed | Roof
Solar Registration Program | NJSRRE1542992379 | Somerville | 8876 | 5 | 6.21 | Residential | Yes | Behind the Meter | Pro Custom Solar dba Momentum Solar | PSE&G | Accepted | 2019-11-05 | 2019-11-08 | 2020-11-08 | Enphase Energy | IQ7PLUS-72-2-US | Inverters | 295 |  | 18 |  |  | 0.97 |  | Outdoor | Roof
Solar Registration Program | NJSRRE1543065603 | Edison | 8817 | 11 | 6.21 | Residential | Yes | Behind the Meter | Pro Custom Solar dba Momentum Solar | PSE&G | Accepted | 2019-11-11 | 2019-11-13 | 2020-11-13 | LG Electronics | LG 345N1C-V5 | Solar Panels |  | 0.345 | 12 | 159 | 39 |  | Fixed | Roof
Solar Registration Program | NJSRRE1543065603 | Edison | 8817 | 11 | 6.21 | Residential | Yes | Behind the Meter | Pro Custom Solar dba Momentum Solar | PSE&G | Accepted | 2019-11-11 | 2019-11-13 | 2020-11-13 | LG Electronics | LG 345N1C-V5 | Solar Panels |  | 0.345 | 6 | 339 | 159 |  | Fixed | Roof
Solar Registration Program | NJSRRE1543065603 | Edison | 8817 | 11 | 6.21 | Residential | Yes | Behind the Meter | Pro Custom Solar dba Momentum Solar | PSE&G | Accepted | 2019-11-11 | 2019-11-13 | 2020-11-13 | Enphase Energy | IQ7PLUS-72-2-US | Inverters | 295 |  | 18 |  |  | 0.97 |  | Outdoor | Roof
Solar Registration Program | NJSRRE1543069462 | Ewing Township | 8618 | 12 | 6.21 | Residential | No | Behind the Meter | Sunrun Installation Services, Inc. | PSE&G | Accepted | 2019-11-12 | 2019-11-15 | 2020-11-15 | LG Electronics | LG365Q1C-V5 | Solar Panels |  | 0.365 | 10 | 87 | 27 |  | Fixed | Roof
Solar Registration Program | NJSRRE1543069462 | Ewing Township | 8618 | 12 | 6.21 | Residential | No | Behind the Meter | Sunrun Installation Services, Inc. | PSE&G | Accepted | 2019-11-12 | 2019-11-15 | 2020-11-15 | LG Electronics | LG365Q1C-V5 | Solar Panels |  | 0.365 | 7 | 357 | 27 |  | Fixed | Roof
Solar Registration Program | NJSRRE1543069462 | Ewing Township | 8618 | 12 | 6.21 | Residential | No | Behind the Meter | Sunrun Installation Services, Inc. | PSE&G | Accepted | 2019-11-12 | 2019-11-15 | 2020-11-15 | Delta Electronics | M5-TL-US | Inverters | 4800 |  | 1 |  |  | 0.96 |  | Outdoor | Next To Meter
Solar Registration Program | NJSRRE1543233463 | Clementon | 8021 | 14 | 6.21 | Residential | Yes | Behind the Meter | Castle Energy, LLC | AC Electric | Accepted | 2019-11-13 | 2019-11-18 | 2020-11-18 | SunPower | SPR-E20-327-C-AC | Solar Panels |  | 0.327 | 17 | 156 | 27 |  | Fixed | Roof
Solar Registration Program | NJSRRE1543233463 | Clementon | 8021 | 14 | 6.21 | Residential | Yes | Behind the Meter | Castle Energy, LLC | AC Electric | Accepted | 2019-11-13 | 2019-11-18 | 2020-11-18 | SunPower | SPR-E20-327-C-AC | Solar Panels |  | 0.327 | 2 | 156 | 18 |  | Fixed | Roof
Solar Registration Program | NJSRRE1543233463 | Clementon | 8021 | 14 | 6.21 | Residential | Yes | Behind the Meter | Castle Energy, LLC | AC Electric | Accepted | 2019-11-13 | 2019-11-18 | 2020-11-18 | SunPower | SPR-E20-327-C-AC | Inverters | 320 |  | 19 |  |  | 0.975 |  | Outside | on the rooftop under each solar panel
Solar Registration Program | NJSRRE1543285187 | Summit | 7901 | 10 | 6.21 | Residential | Yes | Behind the Meter | SunPower Corporation, Systems | JCP&L | Accepted | 2019-12-09 | 2019-12-09 | 2020-12-09 | SUNPOWER | SPR-E20-327-E-AC | Solar Panels |  | 0.327 | 12 | 131 | 35 |  | Fixed | Roof
Solar Registration Program | NJSRRE1543285187 | Summit | 7901 | 10 | 6.21 | Residential | Yes | Behind the Meter | SunPower Corporation, Systems | JCP&L | Accepted | 2019-12-09 | 2019-12-09 | 2020-12-09 | SUNPOWER | SPR-E20-327-E-AC | Solar Panels |  | 0.327 | 7 | 311 | 35 |  | Fixed | Roof
Solar Registration Program | NJSRRE1543285187 | Summit | 7901 | 10 | 6.21 | Residential | Yes | Behind the Meter | SunPower Corporation, Systems | JCP&L | Accepted | 2019-12-09 | 2019-12-09 | 2020-12-09 | SUNPOWER | SPR-E20-327-E-AC | Inverters | 320 |  | 19 |  |  | 0.96 |  | Other | under each panel
Solar Registration Program | NJSRRE1543417631 | Irvington | 7111 | 9 | 6.21 | Residential | Yes | Behind the Meter | Pro Custom Solar dba Momentum Solar | PSE&G | Accepted | 2019-11-18 | 2019-11-20 | 2020-11-20 | LG Electronics | LG 345N1C-V5 | Solar Panels |  | 0.345 | 12 | 122 | 24 |  | Fixed | Roof
Solar Registration Program | NJSRRE1543417631 | Irvington | 7111 | 9 | 6.21 | Residential | Yes | Behind the Meter | Pro Custom Solar dba Momentum Solar | PSE&G | Accepted | 2019-11-18 | 2019-11-20 | 2020-11-20 | LG Electronics | LG 345N1C-V5 | Solar Panels |  | 0.345 | 6 | 302 | 24 |  | Fixed | Roof
Solar Registration Program | NJSRRE1543417631 | Irvington | 7111 | 9 | 6.21 | Residential | Yes | Behind the Meter | Pro Custom Solar dba Momentum Solar | PSE&G | Accepted | 2019-11-18 | 2019-11-20 | 2020-11-20 | Enphase Energy | IQ7PLUS-72-2-US | Inverters | 295 |  | 18 |  |  | 0.97 |  | Outdoor | Roof
Solar Registration Program | NJSRRE1543434979 | Piscataway | 8854 | 11 | 6.21 | Residential | No | Behind the Meter | Pro Custom Solar dba Momentum Solar | PSE&G | Accepted | 2019-11-21 | 2019-11-26 | 2020-11-26 | LG Electronics | LG 345N1C-V5 | Solar Panels |  | 0.345 | 18 | 162 | 23 |  | Fixed | Roof
Solar Registration Program | NJSRRE1543434979 | Piscataway | 8854 | 11 | 6.21 | Residential | No | Behind the Meter | Pro Custom Solar dba Momentum Solar | PSE&G | Accepted | 2019-11-21 | 2019-11-26 | 2020-11-26 | Enphase Energy | IQ7PLUS-72-2-US | Inverters | 295 |  | 18 |  |  | 0.97 |  | Outdoor | Roof
Solar Registration Program | NJSRRE1543436517 | Westampton | 8060 | 13 | 6.21 | Residential | Yes | Behind the Meter | Pro Custom Solar dba Momentum Solar | PSE&G | Accepted | 2019-11-22 | 2019-11-26 | 2020-11-26 | LG Electronics | LG 345N1C-V5 | Solar Panels |  | 0.345 | 18 | 125 | 19 |  | Fixed | Roof
Solar Registration Program | NJSRRE1543436517 | Westampton | 8060 | 13 | 6.21 | Residential | Yes | Behind the Meter | Pro Custom Solar dba Momentum Solar | PSE&G | Accepted | 2019-11-22 | 2019-11-26 | 2020-11-26 | Enphase Energy | IQ7PLUS-72-2-US | Inverters | 295 |  | 18 |  |  | 0.97 |  | Outdoor | Roof
Solar Registration Program | NJSRRE1543437151 | Hillsborough | 8844 | 5 | 6.21 | Residential | No | Behind the Meter | Pro Custom Solar dba Momentum Solar | PSE&G | Accepted | 2019-11-22 | 2019-11-26 | 2020-11-26 | LG Electronics | IQ7PLUS-72-2-US | Solar Panels |  | 0.345 | 18 | 218 | 28 |  | Fixed | Roof
Solar Registration Program | NJSRRE1543437151 | Hillsborough | 8844 | 5 | 6.21 | Residential | No | Behind the Meter | Pro Custom Solar dba Momentum Solar | PSE&G | Accepted | 2019-11-22 | 2019-11-26 | 2020-11-26 | Enphase Energy | IQ7PLUS-72-2-US | Inverters | 295 |  | 18 |  |  | 0.97 |  | Outdoor | Roof
Solar Registration Program | NJSRRE1543477401 | Union | 7083 | 10 | 6.21 | Residential | Yes | Behind the Meter | Pro Custom Solar dba Momentum Solar | PSE&G | Accepted | 2019-12-04 | 2019-12-06 | 2020-12-06 | LG Electronics | LG 345N1C-V5 | Solar Panels |  | 0.345 | 14 | 221 | 30 |  | Fixed | Roof
Solar Registration Program | NJSRRE1543477401 | Union | 7083 | 10 | 6.21 | Residential | Yes | Behind the Meter | Pro Custom Solar dba Momentum Solar | PSE&G | Accepted | 2019-12-04 | 2019-12-06 | 2020-12-06 | LG Electronics | LG 345N1C-V5 | Solar Panels |  | 0.345 | 4 | 221 | 11 |  | Fixed | Roof
Solar Registration Program | NJSRRE1543477401 | Union | 7083 | 10 | 6.21 | Residential | Yes | Behind the Meter | Pro Custom Solar dba Momentum Solar | PSE&G | Accepted | 2019-12-04 | 2019-12-06 | 2020-12-06 | Enphase Energy | IQ6-60-2-US | Inverters | 240 |  | 18 |  |  | 0.97 |  | Outdoor | Roof
Solar Registration Program | NJSRRE1543478973 | Edison | 8820 | 11 | 6.21 | Residential | No | Behind the Meter | Pro Custom Solar dba Momentum Solar | PSE&G | Accepted | 2019-12-04 | 2019-12-09 | 2020-12-09 | LG ELECTRONICS | LG 345N1C-V5 | Solar Panels |  | 0.345 | 10 | 176 | 11 |  | Fixed | Roof
Solar Registration Program | NJSRRE1543478973 | Edison | 8820 | 11 | 6.21 | Residential | No | Behind the Meter | Pro Custom Solar dba Momentum Solar | PSE&G | Accepted | 2019-12-04 | 2019-12-09 | 2020-12-09 | LG ELECTRONICS | LG 345N1C-V5 | Solar Panels |  | 0.345 | 8 | 266 | 17 |  | Fixed | Roof
Solar Registration Program | NJSRRE1543478973 | Edison | 8820 | 11 | 6.21 | Residential | No | Behind the Meter | Pro Custom Solar dba Momentum Solar | PSE&G | Accepted | 2019-12-04 | 2019-12-09 | 2020-12-09 | Enphase Energy | IQ7Plus-72-2-US | Inverters | 295 |  | 18 |  |  | 0.97 |  | Outdoor | Roof
Solar Registration Program | NJSRRE1543502020 | Trenton | 8619 | 12 | 6.21 | Residential | Yes | Behind the Meter | Pro Custom Solar dba Momentum Solar | PSE&G | Accepted | 2019-12-09 | 2019-12-11 | 2020-12-11 | LG ELECTRONICS | LG 345N1C-V5 | Solar Panels |  | 0.345 | 9 | 84 | 20 |  | Fixed | Roof
Solar Registration Program | NJSRRE1543502020 | Trenton | 8619 | 12 | 6.21 | Residential | Yes | Behind the Meter | Pro Custom Solar dba Momentum Solar | PSE&G | Accepted | 2019-12-09 | 2019-12-11 | 2020-12-11 | LG ELECTRONICS | LG 345N1C-V5 | Solar Panels |  | 0.345 | 9 | 264 | 20 |  | Fixed | Roof
Solar Registration Program | NJSRRE1543502020 | Trenton | 8619 | 12 | 6.21 | Residential | Yes | Behind the Meter | Pro Custom Solar dba Momentum Solar | PSE&G | Accepted | 2019-12-09 | 2019-12-11 | 2020-12-11 | Enphase Energy | IQ7Plus-72-2-US | Inverters | 295 |  | 18 |  |  | 0.97 |  | Outdoor | Roof
Solar Registration Program | NJSRRE1543502030 | Egg Harbor | 8215 | 19 | 6.21 | Residential | No | Behind the Meter | Seabright Solar | AC Electric | Accepted | 2019-12-11 | 2019-12-11 | 2020-12-11 | Sunpower | SPR-E20-327 | Solar Panels |  | 0.327 | 19 | 132 | 21 |  | Fixed | Roof
Solar Registration Program | NJSRRE1543502030 | Egg Harbor | 8215 | 19 | 6.21 | Residential | No | Behind the Meter | Seabright Solar | AC Electric | Accepted | 2019-12-11 | 2019-12-11 | 2020-12-11 | Sunpower | SPR-E20-327 | Inverters | 0.32 |  | 19 |  |  | 0.99 |  | Outside | Roof
Solar Registration Program | NJSRRE1543565086 | Prospect Park | 7508 | 6 | 6.21 | Residential | Yes | Behind the Meter | SunPower Corporation, Systems | PSE&G | Accepted | 2019-12-18 | 2019-12-20 | 2020-12-20 | SUNPOWER | SPR-E20-327-E-AC | Solar Panels |  | 0.327 | 11 | 134 | 32 |  | Fixed | Roof
Solar Registration Program | NJSRRE1543565086 | Prospect Park | 7508 | 6 | 6.21 | Residential | Yes | Behind the Meter | SunPower Corporation, Systems | PSE&G | Accepted | 2019-12-18 | 2019-12-20 | 2020-12-20 | SUNPOWER | SPR-E20-327-E-AC | Solar Panels |  | 0.327 | 8 | 134 | 7 |  | Fixed | Roof
Solar Registration Program | NJSRRE1543565086 | Prospect Park | 7508 | 6 | 6.21 | Residential | Yes | Behind the Meter | SunPower Corporation, Systems | PSE&G | Accepted | 2019-12-18 | 2019-12-20 | 2020-12-20 | SUNPOWER | SPR-E20-327-E-AC | Inverters | 320 |  | 19 |  |  | 0.96 |  | Other | under each panel
Solar Registration Program | NJSRRE1543572484 | Mckee City | 8234 | 19 | 6.21 | Residential | Yes | Behind the Meter | SunnyMac LLC | AC Electric | Accepted | 2019-12-19 | 2019-12-26 | 2020-12-26 | SunPower | SPR-E20327 | Solar Panels |  | 0.327 | 19 | 142 | 23 |  | Fixed | Roof
Solar Registration Program | NJSRRE1543572484 | Mckee City | 8234 | 19 | 6.21 | Residential | Yes | Behind the Meter | SunnyMac LLC | AC Electric | Accepted | 2019-12-19 | 2019-12-26 | 2020-12-26 | Enphase | IQ7XS-96-ACM-US | Inverters | 0.315 |  | 19 |  |  | 0.99 |  | Outdoor | roof
Solar Registration Program | NJSRRE1540999988 | Audubon | 8106 | 14 | 6.24 | Commercial | No | Behind the Meter | Quantum Solar Solutions | PSE&G | Accepted | 2019-05-16 | 2019-06-11 | 2020-06-11 | Motech | MTPVP-240-MSB | Solar Panels |  | 0.24 | 26 | 243 | 3 |  | Fixed | Roof
Solar Registration Program | NJSRRE1540999988 | Audubon | 8106 | 14 | 6.24 | Commercial | No | Behind the Meter | Quantum Solar Solutions | PSE&G | Accepted | 2019-05-16 | 2019-06-11 | 2020-06-11 | Enphase | M215-60-240 | Inverters | 215 |  | 26 |  |  | 0.96 |  | Outdoor | Below each module
Solar Registration Program | NJSRRE1540999988 | Audubon | 8106 | 14 | 6.24 | Commercial | No | Behind the Meter | Quantum Solar Solutions | PSE&G | Accepted | 2019-05-16 | 2019-06-11 | 2020-06-11 | Landis & GYR | MSII | Meters |  |  | 1 |  |  |  |  | Outdoor
Solar Registration Program | NJSRRE1540378842 | Hackensack City | 7601 | 7 | 6.27 | Residential | Yes | Behind the Meter | Sunrun Installation Services, Inc. | PSE&G | Accepted | 2019-02-19 | 2019-02-21 | 2020-02-21 | LG Electronics | LG330N1C-A5 | Solar Panels |  | 0.33 | 3 | 72 | 19 |  | Fixed | Roof
Solar Registration Program | NJSRRE1540378842 | Hackensack City | 7601 | 7 | 6.27 | Residential | Yes | Behind the Meter | Sunrun Installation Services, Inc. | PSE&G | Accepted | 2019-02-19 | 2019-02-21 | 2020-02-21 | LG Electronics | LG330N1C-A5 | Solar Panels |  | 0.33 | 13 | 342 | 19 |  | Fixed | Roof
Solar Registration Program | NJSRRE1540378842 | Hackensack City | 7601 | 7 | 6.27 | Residential | Yes | Behind the Meter | Sunrun Installation Services, Inc. | PSE&G | Accepted | 2019-02-19 | 2019-02-21 | 2020-02-21 | LG Electronics | LG330N1C-A5 | Solar Panels |  | 0.33 | 3 | 252 | 1 |  | Fixed | Roof
Solar Registration Program | NJSRRE1540378842 | Hackensack City | 7601 | 7 | 6.27 | Residential | Yes | Behind the Meter | Sunrun Installation Services, Inc. | PSE&G | Accepted | 2019-02-19 | 2019-02-21 | 2020-02-21 | SolarEdge Technologies | SE6000H-USRGM | Inverters | 6000 |  | 1 |  |  | 0.96 |  | Outdoor | Next To Meter
Solar Registration Program | NJSRRE1540859135 | Jersey City | 7307 | 8 | 6.27 | Residential | No | Behind the Meter | Sunrun Installation Services, Inc. | PSE&G | Accepted | 2019-04-17 | 2019-04-18 | 2020-04-18 | LG Electronics | LG330N1C-A5 | Solar Panels |  | 0.33 | 19 | 208 | 10 |  | Fixed | Roof
Solar Registration Program | NJSRRE1540859135 | Jersey City | 7307 | 8 | 6.27 | Residential | No | Behind the Meter | Sunrun Installation Services, Inc. | PSE&G | Accepted | 2019-04-17 | 2019-04-18 | 2020-04-18 | SMA America | SB6.0-1SP-US-40 | Inverters | 6000 |  | 1 |  |  | 0.96 |  | Outdoor | Next To Meter
Solar Registration Program | NJSRRE1541678309 | Paterson | 7503 | 6 | 6.27 | Residential | No | Behind the Meter | Sunrun Installation Services, Inc. | PSE&G | Accepted | 2019-07-17 | 2019-07-22 | 2020-07-22 | LG Electronics | LG330N1C-A5 | Solar Panels |  | 0.33 | 5 | 216 | 9 |  | Fixed | Roof
Solar Registration Program | NJSRRE1541678309 | Paterson | 7503 | 6 | 6.27 | Residential | No | Behind the Meter | Sunrun Installation Services, Inc. | PSE&G | Accepted | 2019-07-17 | 2019-07-22 | 2020-07-22 | LG Electronics | LG330N1C-A5 | Solar Panels |  | 0.33 | 11 | 36 | 14 |  | Fixed | Roof
Solar Registration Program | NJSRRE1541678309 | Paterson | 7503 | 6 | 6.27 | Residential | No | Behind the Meter | Sunrun Installation Services, Inc. | PSE&G | Accepted | 2019-07-17 | 2019-07-22 | 2020-07-22 | LG Electronics | LG330N1C-A5 | Solar Panels |  | 0.33 | 3 | 305 | 18 |  | Fixed | Roof
Solar Registration Program | NJSRRE1541678309 | Paterson | 7503 | 6 | 6.27 | Residential | No | Behind the Meter | Sunrun Installation Services, Inc. | PSE&G | Accepted | 2019-07-17 | 2019-07-22 | 2020-07-22 | SolarEdge Technologies | SE6000H-USRGM | Inverters | 6000 |  | 1 |  |  | 0.96 |  | Outdoor | Next To Meter
Solar Registration Program | NJSRRE1541708853 | Edison | 8820 | 11 | 6.27 | Residential | No | Behind the Meter | Sunrun Installation Services, Inc. | PSE&G | Accepted | 2019-07-26 | 2019-07-31 | 2020-07-31 | LG Electronics | LG330N1C-A5 | Solar Panels |  | 0.33 | 5 | 166 | 23 |  | Fixed | Roof
Solar Registration Program | NJSRRE1541708853 | Edison | 8820 | 11 | 6.27 | Residential | No | Behind the Meter | Sunrun Installation Services, Inc. | PSE&G | Accepted | 2019-07-26 | 2019-07-31 | 2020-07-31 | LG Electronics | LG330N1C-A5 | Solar Panels |  | 0.33 | 3 | 256 | 34 |  | Fixed | Roof
Solar Registration Program | NJSRRE1541708853 | Edison | 8820 | 11 | 6.27 | Residential | No | Behind the Meter | Sunrun Installation Services, Inc. | PSE&G | Accepted | 2019-07-26 | 2019-07-31 | 2020-07-31 | LG Electronics | LG330N1C-A5 | Solar Panels |  | 0.33 | 11 | 76 | 9 |  | Fixed | Roof
Solar Registration Program | NJSRRE1541708853 | Edison | 8820 | 11 | 6.27 | Residential | No | Behind the Meter | Sunrun Installation Services, Inc. | PSE&G | Accepted | 2019-07-26 | 2019-07-31 | 2020-07-31 | SolarEdge Technologies | SE5000H-USRGM | Inverters | 5000 |  | 1 |  |  | 0.96 |  | Outdoor | Next To Meter
Solar Registration Program | NJSRRE1541987210 | Manville | 8835 | 5 | 6.27 | Residential | No | Behind the Meter | Sunrun Installation Services, Inc. | PSE&G | Accepted | 2019-08-30 | 2019-09-05 | 2020-09-05 | LG Electronics | LG330N1C-A5 | Solar Panels |  | 0.33 | 19 | 163 | 23 |  | Fixed | Roof
Solar Registration Program | NJSRRE1541987210 | Manville | 8835 | 5 | 6.27 | Residential | No | Behind the Meter | Sunrun Installation Services, Inc. | PSE&G | Accepted | 2019-08-30 | 2019-09-05 | 2020-09-05 | Ningbo Ginlong Technologies | Solis-1P5K-4G-US | Inverters | 5000 |  | 1 |  |  | 0.96 |  | Outdoor | Next To Meter
Solar Registration Program | NJSRRE1542425706 | Manahawkin | 8050 | 18 | 6.27 | Residential | No | Behind the Meter | Sunrun Installation Services, Inc. | AC Electric | Accepted | 2019-09-20 | 2019-09-24 | 2020-09-24 | LG Electronics | LG330N1C-A5 | Solar Panels |  | 0.33 | 10 | 115 | 14 |  | Fixed | Roof
Solar Registration Program | NJSRRE1542425706 | Manahawkin | 8050 | 18 | 6.27 | Residential | No | Behind the Meter | Sunrun Installation Services, Inc. | AC Electric | Accepted | 2019-09-20 | 2019-09-24 | 2020-09-24 | LG Electronics | LG330N1C-A5 | Solar Panels |  | 0.33 | 9 | 115 | 30 |  | Fixed | Roof
Solar Registration Program | NJSRRE1542425706 | Manahawkin | 8050 | 18 | 6.27 | Residential | No | Behind the Meter | Sunrun Installation Services, Inc. | AC Electric | Accepted | 2019-09-20 | 2019-09-24 | 2020-09-24 | Ningbo Ginlong Technologies | Solis-1P5K-4G-US | Inverters | 5000 |  | 1 |  |  | 0.96 |  | Outdoor | Next To Meter
Solar Registration Program | NJSRRE1542521511 | CHERRY HILL | 8034 | 14 | 6.27 | Residential | No | Behind the Meter | Amped On Solar LLC | PSE&G | Final As-Built Received | 2019-10-09 | 2019-10-11 | 2020-10-11 | PANASONIC | VBHN330SA17E | Solar Panels |  | 0.33 | 19 | 181 | 26 |  | Fixed | Roof
Solar Registration Program | NJSRRE1542521511 | CHERRY HILL | 8034 | 14 | 6.27 | Residential | No | Behind the Meter | Amped On Solar LLC | PSE&G | Final As-Built Received | 2019-10-09 | 2019-10-11 | 2020-10-11 | ENPHASE | IQ7X | Inverters | 6080 |  | 19 |  |  | 0.975 |  | Outside | ON RACKING
Solar Registration Program | NJSRRE1542521511 | CHERRY HILL | 8034 | 14 | 6.27 | Residential | No | Behind the Meter | Amped On Solar LLC | PSE&G | Final As-Built Received | 2019-10-09 | 2019-10-11 | 2020-10-11 | ENPHASE | ENLIGHTEN | Meters |  |  | 1 |  |  |  | Yes | Outdoor
Solar Registration Program | NJSRRE1542544504 | Flemington | 8822 | 4 | 6.27 | Residential | No | Behind the Meter | Sunrun Installation Services, Inc. | JCP&L | Accepted | 2019-10-15 | 2019-10-23 | 2020-10-23 | LG Electronics | LG330N1C-A5 | Solar Panels |  | 0.33 | 13 | 232 | 27 |  | Fixed | Roof
Solar Registration Program | NJSRRE1542544504 | Flemington | 8822 | 4 | 6.27 | Residential | No | Behind the Meter | Sunrun Installation Services, Inc. | JCP&L | Accepted | 2019-10-15 | 2019-10-23 | 2020-10-23 | LG Electronics | LG330N1C-A5 | Solar Panels |  | 0.33 | 6 | 52 | 27 |  | Fixed | Roof
Solar Registration Program | NJSRRE1542544504 | Flemington | 8822 | 4 | 6.27 | Residential | No | Behind the Meter | Sunrun Installation Services, Inc. | JCP&L | Accepted | 2019-10-15 | 2019-10-23 | 2020-10-23 | Delta Electronics | M5-TL-US | Inverters | 4800 |  | 1 |  |  | 0.96 |  | Outdoor | Next To Meter
Solar Registration Program | NJSRRE1542849232 | Monroe Township | 8831 | 11 | 6.27 | Residential | No | Behind the Meter | Sunrun Installation Services, Inc. | JCP&L | Accepted | 2019-10-31 | 2019-11-04 | 2020-11-04 | LG Electronics | LG330N1C-A5 | Solar Panels |  | 0.33 | 4 | 178 | 34 |  | Fixed | Roof
Solar Registration Program | NJSRRE1542849232 | Monroe Township | 8831 | 11 | 6.27 | Residential | No | Behind the Meter | Sunrun Installation Services, Inc. | JCP&L | Accepted | 2019-10-31 | 2019-11-04 | 2020-11-04 | LG Electronics | LG330N1C-A5 | Solar Panels |  | 0.33 | 8 | 268 | 26 |  | Fixed | Roof
Solar Registration Program | NJSRRE1542849232 | Monroe Township | 8831 | 11 | 6.27 | Residential | No | Behind the Meter | Sunrun Installation Services, Inc. | JCP&L | Accepted | 2019-10-31 | 2019-11-04 | 2020-11-04 | LG Electronics | LG330N1C-A5 | Solar Panels |  | 0.33 | 7 | 178 | 45 |  | Fixed | Roof
Solar Registration Program | NJSRRE1542849232 | Monroe Township | 8831 | 11 | 6.27 | Residential | No | Behind the Meter | Sunrun Installation Services, Inc. | JCP&L | Accepted | 2019-10-31 | 2019-11-04 | 2020-11-04 | SolarEdge Technologies | SE5000H-USRGM | Inverters | 5000 |  | 1 |  |  | 0.96 |  | Outdoor | Next To Meter
Solar Registration Program | NJSRRE1543467806 | Bridgewater Township | 8807 | 5 | 6.27 | Residential | No | Behind the Meter | Sunrun Installation Services, Inc. | PSE&G | Accepted | 2019-12-02 | 2019-12-05 | 2020-12-05 | LG Electronics | LG330N1C-A5 | Solar Panels |  | 0.33 | 19 | 161 | 34 |  | Fixed | Roof
Solar Registration Program | NJSRRE1543467806 | Bridgewater Township | 8807 | 5 | 6.27 | Residential | No | Behind the Meter | Sunrun Installation Services, Inc. | PSE&G | Accepted | 2019-12-02 | 2019-12-05 | 2020-12-05 | Enphase Energy | IQ7-60-x-US (240V) | Inverters | 240 |  | 19 |  |  | 0.96 |  | Outdoor | Rooftop
Solar Registration Program | NJSRRE1543571195 | Linden City | 7036 | 10 | 6.27 | Residential | Yes | Behind the Meter | Sunrun Installation Services, Inc. | PSE&G | Accepted | 2019-12-19 | 2019-12-26 | 2020-12-26 | LG Electronics | LG330N1C-A5 | Solar Panels |  | 0.33 | 3 | 125 | 18 |  | Fixed | Roof
Solar Registration Program | NJSRRE1543571195 | Linden City | 7036 | 10 | 6.27 | Residential | Yes | Behind the Meter | Sunrun Installation Services, Inc. | PSE&G | Accepted | 2019-12-19 | 2019-12-26 | 2020-12-26 | LG Electronics | LG330N1C-A5 | Solar Panels |  | 0.33 | 9 | 305 | 27 |  | Fixed | Roof
Solar Registration Program | NJSRRE1543571195 | Linden City | 7036 | 10 | 6.27 | Residential | Yes | Behind the Meter | Sunrun Installation Services, Inc. | PSE&G | Accepted | 2019-12-19 | 2019-12-26 | 2020-12-26 | LG Electronics | LG330N1C-A5 | Solar Panels |  | 0.33 | 7 | 125 | 43 |  | Fixed | Roof
Solar Registration Program | NJSRRE1543571195 | Linden City | 7036 | 10 | 6.27 | Residential | Yes | Behind the Meter | Sunrun Installation Services, Inc. | PSE&G | Accepted | 2019-12-19 | 2019-12-26 | 2020-12-26 | Enphase Energy | IQ7-60-x-US (240V) | Inverters | 240 |  | 19 |  |  | 0.96 |  | Outdoor | Rooftop
Solar Registration Program | NJSRRE1542507849 | Vineland | 8360 | 20 | 6.29 | Residential | No | Behind the Meter | Bright Planet Solar | Vineland Muni Electric | Accepted | 2019-10-04 | 2019-10-17 | 2020-10-17 | SUNPOWER | SPR-X22-370 | Solar Panels |  | 0.37 | 17 | 190 | 38 |  | Fixed | Roof
Solar Registration Program | NJSRRE1542507849 | Vineland | 8360 | 20 | 6.29 | Residential | No | Behind the Meter | Bright Planet Solar | Vineland Muni Electric | Accepted | 2019-10-04 | 2019-10-17 | 2020-10-17 | SOLAR EDGE | SE5000H-USRGM | Inverters | 5000 |  | 1 |  |  | 0.98 |  | Outdoor | NEXT TO METER
Solar Registration Program | NJSRRE1540203473 | Paterson | 7522 | 6 | 6.3 | Residential | Yes | Behind the Meter | Trinity Solar | PSE&G | Accepted | 2019-01-03 | 2019-01-08 | 2020-01-08 | Hanwha | Q.PEAK DUO BLK-G5 315 | Solar Panels |  | 0.315 | 20 | 230 | 37 |  | Fixed | Roof
Solar Registration Program | NJSRRE1540203473 | Paterson | 7522 | 6 | 6.3 | Residential | Yes | Behind the Meter | Trinity Solar | PSE&G | Accepted | 2019-01-03 | 2019-01-08 | 2020-01-08 | Solar Edge | SE5000 | Inverters | 5000 |  | 1 |  |  | 0.97 |  | Outside | side of home
Solar Registration Program | NJSRRE1540216170 | Washington Township | 8080 | 15 | 6.3 | Residential | Yes | Behind the Meter | Sun Up Zero Down | AC Electric | Accepted | 2019-01-08 | 2019-01-10 | 2020-01-10 | SUnpower | SPR-X21-350-BLK-D-AC | Solar Panels |  | 0.35 | 18 | 124 | 26 |  | Fixed | Roof
Solar Registration Program | NJSRRE1540216170 | Washington Township | 8080 | 15 | 6.3 | Residential | Yes | Behind the Meter | Sun Up Zero Down | AC Electric | Accepted | 2019-01-08 | 2019-01-10 | 2020-01-10 | Sunpower | SPR-X21-350-BLK-D-AC | Inverters | 5760 |  | 18 |  |  | 0.96 |  | Outside | behind panels
Solar Registration Program | NJSRRE1540262618 | Newark | 7103 | 9 | 6.3 | Residential | No | Behind the Meter | Amergy Solar.Inc | PSE&G | Accepted | 2019-01-21 | 2019-01-23 | 2020-01-23 | Longi Energy Energy Technology Co Ltd | LR6-60PB-300M | Solar Panels |  | 0.3 | 21 | 195 | 30 |  | Fixed | Roof
Solar Registration Program | NJSRRE1540262618 | Newark | 7103 | 9 | 6.3 | Residential | No | Behind the Meter | Amergy Solar.Inc | PSE&G | Accepted | 2019-01-21 | 2019-01-23 | 2020-01-23 | SolarEdge Technologies | SE6000H-USRGM | Inverters | 6 |  | 1 |  |  | 0.99 |  | Outside | wall
Solar Registration Program | NJSRRE1540301188 | Stewartsville | 8886 | 2 | 6.3 | Residential | No | Behind the Meter | Empire Solar Solutions LLC | JCP&L | Accepted | 2019-01-30 | 2019-02-01 | 2020-02-01 | HANWHA QCELL | 300W | Solar Panels |  | 0.3 | 21 | 180 | 35 |  | Fixed | Ground | REAR OF PROPERTY
Solar Registration Program | NJSRRE1540301188 | Stewartsville | 8886 | 2 | 6.3 | Residential | No | Behind the Meter | Empire Solar Solutions LLC | JCP&L | Accepted | 2019-01-30 | 2019-02-01 | 2020-02-01 | SOLAREDGE | SE6000A-US | Inverters | 6000 |  | 1 |  |  | 0.98 |  | Outdoor | NEAR UTILITY METER
Solar Registration Program | NJSRRE1540303395 | Berlin | 8009 | 14 | 6.3 | Residential | Yes | Behind the Meter | Vivint Solar Developer, LLC | AC Electric | Accepted | 2019-02-01 | 2019-02-04 | 2020-02-04 | Hanwha Solar | Q.Peak BLK-G5 315 | Solar Panels |  | 0.315 | 8 | 0 | 26 |  | Fixed | Roof
Solar Registration Program | NJSRRE1540303395 | Berlin | 8009 | 14 | 6.3 | Residential | Yes | Behind the Meter | Vivint Solar Developer, LLC | AC Electric | Accepted | 2019-02-01 | 2019-02-04 | 2020-02-04 | Hanwha Solar | Q.Peak BLK-G5 315 | Solar Panels |  | 0.315 | 12 | 180 | 26 |  | Fixed | Roof
Solar Registration Program | NJSRRE1540303395 | Berlin | 8009 | 14 | 6.3 | Residential | Yes | Behind the Meter | Vivint Solar Developer, LLC | AC Electric | Accepted | 2019-02-01 | 2019-02-04 | 2020-02-04 | Solar Edge | SE7600H-US | Inverters | 7600 |  | 1 |  |  | 0.992 |  | Outdoor | Near the Utility Meter.
Solar Registration Program | NJSRRE1540321531 | Kendall Park | 8824 | 11 | 6.3 | Residential | Yes | Behind the Meter | Vivint Solar Developer, LLC | PSE&G | Accepted | 2019-02-05 | 2019-02-05 | 2020-02-05 | Hanwha Solar | Q.Peak BLK-G5 315 | Solar Panels |  | 0.315 | 20 | 73 | 20 |  | Fixed | Roof
Solar Registration Program | NJSRRE1540321531 | Kendall Park | 8824 | 11 | 6.3 | Residential | Yes | Behind the Meter | Vivint Solar Developer, LLC | PSE&G | Accepted | 2019-02-05 | 2019-02-05 | 2020-02-05 | Solar Edge | SE7600H-US | Inverters | 7600 |  | 1 |  |  | 0.992 |  | Outdoor | Near the Utility Meter.
Solar Registration Program | NJSRRE1540346632 | River Edge | 7661 | 7 | 6.3 | Residential | Yes | Behind the Meter | Vivint Solar Developer, LLC | PSE&G | Accepted | 2019-02-08 | 2019-02-11 | 2020-02-11 | Hanwha Solar | Q.Peak BLK-G5 315 | Solar Panels |  | 0.315 | 9 | 200 | 35 |  | Fixed | Roof
Solar Registration Program | NJSRRE1540346632 | River Edge | 7661 | 7 | 6.3 | Residential | Yes | Behind the Meter | Vivint Solar Developer, LLC | PSE&G | Accepted | 2019-02-08 | 2019-02-11 | 2020-02-11 | Hanwha Solar | Q.Peak BLK-G5 315 | Solar Panels |  | 0.315 | 3 | 20 | 24 |  | Fixed | Roof
Solar Registration Program | NJSRRE1540346632 | River Edge | 7661 | 7 | 6.3 | Residential | Yes | Behind the Meter | Vivint Solar Developer, LLC | PSE&G | Accepted | 2019-02-08 | 2019-02-11 | 2020-02-11 | Hanwha Solar | Q.Peak BLK-G5 315 | Solar Panels |  | 0.315 | 5 | 200 | 24 |  | Fixed | Roof
Solar Registration Program | NJSRRE1540346632 | River Edge | 7661 | 7 | 6.3 | Residential | Yes | Behind the Meter | Vivint Solar Developer, LLC | PSE&G | Accepted | 2019-02-08 | 2019-02-11 | 2020-02-11 | Hanwha Solar | Q.Peak BLK-G5 315 | Solar Panels |  | 0.315 | 3 | 200 | 17 |  | Fixed | Roof
Solar Registration Program | NJSRRE1540346632 | River Edge | 7661 | 7 | 6.3 | Residential | Yes | Behind the Meter | Vivint Solar Developer, LLC | PSE&G | Accepted | 2019-02-08 | 2019-02-11 | 2020-02-11 | Solar Edge | SE7600H-US | Inverters | 7600 |  | 1 |  |  | 0.992 |  | Outdoor | Near the Utility Meter.
Solar Registration Program | NJSRRE1540356122 | Elmer | 8318 | 16 | 6.3 | Residential | Yes | Behind the Meter | 1st Light Energy Inc | AC Electric | Accepted | 2019-02-12 | 2019-02-14 | 2020-02-14 | Longi Solar | LR6-60PB-300M | Solar Panels |  | 0.3 | 8 | 231 | 9 |  | Fixed | Roof
Solar Registration Program | NJSRRE1540356122 | Elmer | 8318 | 16 | 6.3 | Residential | Yes | Behind the Meter | 1st Light Energy Inc | AC Electric | Accepted | 2019-02-12 | 2019-02-14 | 2020-02-14 | Longi Solar | LR6-60PB-300M | Solar Panels |  | 0.3 | 13 | 142 | 27 |  | Fixed | Roof
Solar Registration Program | NJSRRE1540356122 | Elmer | 8318 | 16 | 6.3 | Residential | Yes | Behind the Meter | 1st Light Energy Inc | AC Electric | Accepted | 2019-02-12 | 2019-02-14 | 2020-02-14 | SolarEdge | SE6000H-USRGM | Inverters | 6000 |  | 1 |  |  | 0.99 |  | Outside | Within 10 feet of Meter
Solar Registration Program | NJSRRE1540369186 | PISCATAWAY | 8854 | 11 | 6.3 | Residential | Yes | Behind the Meter | Vivint Solar Developer, LLC | PSE&G | Accepted | 2019-02-20 | 2019-05-01 | 2020-05-01 | Hanwha Solar | Q.PEAK DUO BLK-G5 315 | Solar Panels |  | 0.315 | 20 | 67 | 22 |  | Fixed | Roof
Solar Registration Program | NJSRRE1540369186 | PISCATAWAY | 8854 | 11 | 6.3 | Residential | Yes | Behind the Meter | Vivint Solar Developer, LLC | PSE&G | Accepted | 2019-02-20 | 2019-05-01 | 2020-05-01 | Solar Edge | SE7600H-US | Inverters | 7600 |  | 1 |  |  | 0.992 |  | Outdoor | Near the Utility Meter
Solar Registration Program | NJSRRE1540394051 | Milmay | 8340 | 19 | 6.3 | Residential | No | Behind the Meter | Azimuth Renewable Energy | AC Electric | Accepted | 2019-03-04 | 2019-05-01 | 2020-05-01 | Trina | TSm300 | Solar Panels |  | 0.3 | 21 | 142 | 18 |  | Fixed | Roof
Solar Registration Program | NJSRRE1540394051 | Milmay | 8340 | 19 | 6.3 | Residential | No | Behind the Meter | Azimuth Renewable Energy | AC Electric | Accepted | 2019-03-04 | 2019-05-01 | 2020-05-01 | Enphase | IQ 7 | Inverters | 240 |  | 21 |  |  | 0.975 |  | Outdoor | Roof
Solar Registration Program | NJSRRE1540394051 | Milmay | 8340 | 19 | 6.3 | Residential | No | Behind the Meter | Azimuth Renewable Energy | AC Electric | Accepted | 2019-03-04 | 2019-05-01 | 2020-05-01 | Enphase | Envoy-s | Meters |  |  | 1 |  |  |  |  | Outdoor
Solar Registration Program | NJSRRE1540480524 | Villas | 8251 | 21 | 6.3 | Residential | Yes | Behind the Meter | Trinity Solar | AC Electric | Accepted | 2019-03-13 | 2019-03-25 | 2020-03-25 | HANWHA | Q.PEAK DUO BLK-G5 315 | Solar Panels |  | 0.315 | 10 | 215 | 14 |  | Fixed | Roof
Solar Registration Program | NJSRRE1540480524 | Villas | 8251 | 21 | 6.3 | Residential | Yes | Behind the Meter | Trinity Solar | AC Electric | Accepted | 2019-03-13 | 2019-03-25 | 2020-03-25 | HANWHA | Q.PEAK DUO BLK-G5 315 | Solar Panels |  | 0.315 | 10 | 35 | 14 |  | Fixed | Roof
Solar Registration Program | NJSRRE1540480524 | Villas | 8251 | 21 | 6.3 | Residential | Yes | Behind the Meter | Trinity Solar | AC Electric | Accepted | 2019-03-13 | 2019-03-25 | 2020-03-25 | Solar Edge | SE5000H-US000NNC2 | Inverters | 5000 |  | 1 |  |  | 0.97 |  | Outdoor | side of home
Solar Registration Program | NJSRRE1540480670 | Union | 7083 | 10 | 6.3 | Residential | No | Behind the Meter | Fusion Solar Energy LLC | PSE&G | Accepted | 2019-03-13 | 2019-03-14 | 2020-03-14 | sunpower | x21 350 blk d ac | Solar Panels |  | 0.35 | 18 | south | 34 |  | Fixed | Roof
Solar Registration Program | NJSRRE1540480670 | Union | 7083 | 10 | 6.3 | Residential | No | Behind the Meter | Fusion Solar Energy LLC | PSE&G | Accepted | 2019-03-13 | 2019-03-14 | 2020-03-14 | Sunpower | Sunpower Type D | Inverters | 320 |  | 18 |  |  | 0.96 |  | Outdoor | South
Solar Registration Program | NJSRRE1540484419 | Dumont | 7628 | 7 | 6.3 | Residential | Yes | Behind the Meter | Vivint Solar Developer, LLC | PSE&G | Accepted | 2019-03-14 | 2019-03-15 | 2020-03-15 | Hanwha Solar | Q.Peak BLK-G5 315 | Solar Panels |  | 0.315 | 4 | 97 | 27 |  | Fixed | Roof
Solar Registration Program | NJSRRE1540484419 | Dumont | 7628 | 7 | 6.3 | Residential | Yes | Behind the Meter | Vivint Solar Developer, LLC | PSE&G | Accepted | 2019-03-14 | 2019-03-15 | 2020-03-15 | Hanwha Solar | Q.Peak BLK-G5 315 | Solar Panels |  | 0.315 | 6 | 7 | 27 |  | Fixed | Roof
Solar Registration Program | NJSRRE1540484419 | Dumont | 7628 | 7 | 6.3 | Residential | Yes | Behind the Meter | Vivint Solar Developer, LLC | PSE&G | Accepted | 2019-03-14 | 2019-03-15 | 2020-03-15 | Hanwha Solar | Q.Peak BLK-G5 315 | Solar Panels |  | 0.315 | 2 | 278 | 20 |  | Fixed | Roof
Solar Registration Program | NJSRRE1540484419 | Dumont | 7628 | 7 | 6.3 | Residential | Yes | Behind the Meter | Vivint Solar Developer, LLC | PSE&G | Accepted | 2019-03-14 | 2019-03-15 | 2020-03-15 | Hanwha Solar | Q.Peak BLK-G5 315 | Solar Panels |  | 0.315 | 6 | 187 | 27 |  | Fixed | Roof
Solar Registration Program | NJSRRE1540484419 | Dumont | 7628 | 7 | 6.3 | Residential | Yes | Behind the Meter | Vivint Solar Developer, LLC | PSE&G | Accepted | 2019-03-14 | 2019-03-15 | 2020-03-15 | Hanwha Solar | Q.Peak BLK-G5 315 | Solar Panels |  | 0.315 | 2 | 277 | 27 |  | Fixed | Roof
Solar Registration Program | NJSRRE1540484419 | Dumont | 7628 | 7 | 6.3 | Residential | Yes | Behind the Meter | Vivint Solar Developer, LLC | PSE&G | Accepted | 2019-03-14 | 2019-03-15 | 2020-03-15 | Solar Edge | SE7600H-US | Inverters | 7600 |  | 1 |  |  | 0.992 |  | Outdoor | Near the Utility Meter.
Solar Registration Program | NJSRRE1540486122 | Avenel | 7001 | 11 | 6.3 | Residential | Yes | Behind the Meter | Vivint Solar Developer, LLC | PSE&G | Accepted | 2019-03-15 | 2019-03-15 | 2020-03-15 | Hanwha Solar | Q.Peak BLK-G5 315 | Solar Panels |  | 0.315 | 11 | 171 | 6 |  | Fixed | Roof
Solar Registration Program | NJSRRE1540486122 | Avenel | 7001 | 11 | 6.3 | Residential | Yes | Behind the Meter | Vivint Solar Developer, LLC | PSE&G | Accepted | 2019-03-15 | 2019-03-15 | 2020-03-15 | Hanwha Solar | Q.Peak BLK-G5 315 | Solar Panels |  | 0.315 | 7 | 81 | 23 |  | Fixed | Roof
Solar Registration Program | NJSRRE1540486122 | Avenel | 7001 | 11 | 6.3 | Residential | Yes | Behind the Meter | Vivint Solar Developer, LLC | PSE&G | Accepted | 2019-03-15 | 2019-03-15 | 2020-03-15 | Hanwha Solar | Q.Peak BLK-G5 315 | Solar Panels |  | 0.315 | 2 | 261 | 23 |  | Fixed | Roof
Solar Registration Program | NJSRRE1540486122 | Avenel | 7001 | 11 | 6.3 | Residential | Yes | Behind the Meter | Vivint Solar Developer, LLC | PSE&G | Accepted | 2019-03-15 | 2019-03-15 | 2020-03-15 | Solar Edge | SE3800H-US | Inverters | 3800 |  | 2 |  |  | 0.992 |  | Outdoor | Near the Utility Meter.
Solar Registration Program | NJSRRE1540743376 | Denville | 7834 | 3 | 6.3 | Residential | Yes | Behind the Meter | Vivint Solar Developer, LLC | JCP&L | Accepted | 2019-03-27 | 2019-03-28 | 2020-03-28 | Hanwha Solar | Q.Peak BLK-G5 315 | Solar Panels |  | 0.315 | 2 | 19 | 19 |  | Fixed | Roof
Solar Registration Program | NJSRRE1540743376 | Denville | 7834 | 3 | 6.3 | Residential | Yes | Behind the Meter | Vivint Solar Developer, LLC | JCP&L | Accepted | 2019-03-27 | 2019-03-28 | 2020-03-28 | Hanwha Solar | Q.Peak BLK-G5 315 | Solar Panels |  | 0.315 | 18 | 201 | 19 |  | Fixed | Roof
Solar Registration Program | NJSRRE1540743376 | Denville | 7834 | 3 | 6.3 | Residential | Yes | Behind the Meter | Vivint Solar Developer, LLC | JCP&L | Accepted | 2019-03-27 | 2019-03-28 | 2020-03-28 | Solar Edge | SE7600H-US | Inverters | 7600 |  | 1 |  |  | 0.992 |  | Outdoor | Near the Utility Meter.
Solar Registration Program | NJSRRE1540755205 | Hightstown | 8520 | 12 | 6.3 | Residential | Yes | Behind the Meter | Pro Custom Solar dba Momentum Solar | JCP&L | Accepted | 2019-03-29 | 2019-04-01 | 2020-04-01 | HANWHA | Q.PEAK DUO BLK-G5 315 | Solar Panels |  | 0.315 | 10 | 138 | 30 |  | Fixed | Roof
Solar Registration Program | NJSRRE1540755205 | Hightstown | 8520 | 12 | 6.3 | Residential | Yes | Behind the Meter | Pro Custom Solar dba Momentum Solar | JCP&L | Accepted | 2019-03-29 | 2019-04-01 | 2020-04-01 | HANWHA | Q.PEAK DUO BLK-G5 315 | Solar Panels |  | 0.315 | 10 | 318 | 30 |  | Fixed | Roof
Solar Registration Program | NJSRRE1540755205 | Hightstown | 8520 | 12 | 6.3 | Residential | Yes | Behind the Meter | Pro Custom Solar dba Momentum Solar | JCP&L | Accepted | 2019-03-29 | 2019-04-01 | 2020-04-01 | ENPHASE | IQ6-60-2-US | Inverters | 240 |  | 20 |  |  | 0.97 |  | Outdoor | ROOF
Solar Registration Program | NJSRRE1540854474 | Paterson | 7501 | 6 | 6.3 | Residential | Yes | Behind the Meter | Pro Custom Solar dba Momentum Solar | PSE&G | Accepted | 2019-04-15 | 2019-04-16 | 2020-04-16 | HANWHA | Q.PEAK DUO BLK-G5 315 | Solar Panels |  | 0.315 | 9 | 182 | 25 |  | Fixed | Roof
Solar Registration Program | NJSRRE1540854474 | Paterson | 7501 | 6 | 6.3 | Residential | Yes | Behind the Meter | Pro Custom Solar dba Momentum Solar | PSE&G | Accepted | 2019-04-15 | 2019-04-16 | 2020-04-16 | HANWHA | Q.PEAK DUO BLK-G5 315 | Solar Panels |  | 0.315 | 11 | 182 | 3 |  | Fixed | Roof
Solar Registration Program | NJSRRE1540854474 | Paterson | 7501 | 6 | 6.3 | Residential | Yes | Behind the Meter | Pro Custom Solar dba Momentum Solar | PSE&G | Accepted | 2019-04-15 | 2019-04-16 | 2020-04-16 | ENPHASE | IQ6-60-2-US | Inverters | 240 |  | 20 |  |  | 0.97 |  | Outdoor | ROOF
Solar Registration Program | NJSRRE1540894699 | FREEHOLD | 7728 | 17 | 6.3 | Residential | Yes | Behind the Meter | Vivint Solar Developer, LLC | JCP&L | Accepted | 2019-04-26 | 2019-04-26 | 2020-04-26 | Hanwha Solar | Q.PEAK BLK-G5 315 | Solar Panels |  | 0.315 | 3 | 186 | 18 |  | Fixed | Roof
Solar Registration Program | NJSRRE1540894699 | FREEHOLD | 7728 | 17 | 6.3 | Residential | Yes | Behind the Meter | Vivint Solar Developer, LLC | JCP&L | Accepted | 2019-04-26 | 2019-04-26 | 2020-04-26 | Hanwha Solar | Q.PEAK BLK-G5 315 | Solar Panels |  | 0.315 | 5 | 186 | 23 |  | Fixed | Roof
Solar Registration Program | NJSRRE1540894699 | FREEHOLD | 7728 | 17 | 6.3 | Residential | Yes | Behind the Meter | Vivint Solar Developer, LLC | JCP&L | Accepted | 2019-04-26 | 2019-04-26 | 2020-04-26 | Hanwha Solar | Q.PEAK BLK-G5 315 | Solar Panels |  | 0.315 | 4 | 276 | 23 |  | Fixed | Roof
Solar Registration Program | NJSRRE1540894699 | FREEHOLD | 7728 | 17 | 6.3 | Residential | Yes | Behind the Meter | Vivint Solar Developer, LLC | JCP&L | Accepted | 2019-04-26 | 2019-04-26 | 2020-04-26 | Hanwha Solar | Q.PEAK BLK-G5 315 | Solar Panels |  | 0.315 | 4 | 96 | 18 |  | Fixed | Roof
Solar Registration Program | NJSRRE1540894699 | FREEHOLD | 7728 | 17 | 6.3 | Residential | Yes | Behind the Meter | Vivint Solar Developer, LLC | JCP&L | Accepted | 2019-04-26 | 2019-04-26 | 2020-04-26 | Hanwha Solar | Q.PEAK BLK-G5 315 | Solar Panels |  | 0.315 | 4 | 96 | 23 |  | Fixed | Roof
Solar Registration Program | NJSRRE1540894699 | FREEHOLD | 7728 | 17 | 6.3 | Residential | Yes | Behind the Meter | Vivint Solar Developer, LLC | JCP&L | Accepted | 2019-04-26 | 2019-04-26 | 2020-04-26 | Solar Edge | SE7600H-US | Inverters | 7600 |  | 1 |  |  | 0.992 |  | Outdoor | Near the Utility Meter
Solar Registration Program | NJSRRE1540896781 | Trenton | 8638 | 12 | 6.3 | Residential | No | Behind the Meter | Palmetto Solar | PSE&G | Accepted | 2019-04-26 | 2019-04-29 | 2020-04-29 | Silfab | SLA-M 300w | Solar Panels |  | 0.3 | 21 | 180 | 25 |  | Fixed | Roof
Solar Registration Program | NJSRRE1540896781 | Trenton | 8638 | 12 | 6.3 | Residential | No | Behind the Meter | Palmetto Solar | PSE&G | Accepted | 2019-04-26 | 2019-04-29 | 2020-04-29 | SolarEdge | SE6000H-US | Inverters | 6000 |  | 1 |  |  | 0.99 |  | Outside | NA
Solar Registration Program | NJSRRE1540904596 | Burlington | 8016 | 13 | 6.3 | Residential | Yes | Behind the Meter | Vivint Solar Developer, LLC | PSE&G | Accepted | 2019-04-30 | 2019-05-01 | 2020-05-01 | Hanwha Solar | Q.Peak BLK-G5 315 | Solar Panels |  | 0.315 | 13 | 297 | 33 |  | Fixed | Roof
Solar Registration Program | NJSRRE1540904596 | Burlington | 8016 | 13 | 6.3 | Residential | Yes | Behind the Meter | Vivint Solar Developer, LLC | PSE&G | Accepted | 2019-04-30 | 2019-05-01 | 2020-05-01 | Hanwha Solar | Q.Peak BLK-G5 315 | Solar Panels |  | 0.315 | 7 | 297 | 33 |  | Fixed | Roof
Solar Registration Program | NJSRRE1540904596 | Burlington | 8016 | 13 | 6.3 | Residential | Yes | Behind the Meter | Vivint Solar Developer, LLC | PSE&G | Accepted | 2019-04-30 | 2019-05-01 | 2020-05-01 | Solar Edge | SE7600H-US | Inverters | 7600 |  | 1 |  |  | 0.992 |  | Outdoor | Near the Utility Meter.
Solar Registration Program | NJSRRE1540918358 | Elmwood Park | 7407 | 7 | 6.3 | Residential | Yes | Behind the Meter | Trinity Solar | PSE&G | Accepted | 2019-05-02 | 2019-05-07 | 2020-05-07 | HANWHA | Q.PEAK DUO BLK-G5 315 | Solar Panels |  | 0.315 | 9 | 161 | 14 |  | Fixed | Roof
Solar Registration Program | NJSRRE1540918358 | Elmwood Park | 7407 | 7 | 6.3 | Residential | Yes | Behind the Meter | Trinity Solar | PSE&G | Accepted | 2019-05-02 | 2019-05-07 | 2020-05-07 | HANWHA | Q.PEAK DUO BLK-G5 315 | Solar Panels |  | 0.315 | 5 | 161 | 40 |  | Fixed | Roof
Solar Registration Program | NJSRRE1540918358 | Elmwood Park | 7407 | 7 | 6.3 | Residential | Yes | Behind the Meter | Trinity Solar | PSE&G | Accepted | 2019-05-02 | 2019-05-07 | 2020-05-07 | HANWHA | Q.PEAK DUO BLK-G5 315 | Solar Panels |  | 0.315 | 6 | 251 | 23 |  | Fixed | Roof
Solar Registration Program | NJSRRE1540918358 | Elmwood Park | 7407 | 7 | 6.3 | Residential | Yes | Behind the Meter | Trinity Solar | PSE&G | Accepted | 2019-05-02 | 2019-05-07 | 2020-05-07 | Solar Edge | SE5000H-US000NNC2 | Inverters | 5000 |  | 1 |  |  | 0.97 |  | Outdoor | side of home
Solar Registration Program | NJSRRE1540982862 | South Amboy | 8879 | 11 | 6.3 | Residential | Yes | Behind the Meter | Vivint Solar Developer, LLC | JCP&L | Accepted | 2019-05-14 | 2019-05-15 | 2020-05-15 | HANWHA SOLAR | Q.PEAK BLK-G5 315 | Solar Panels |  | 0.315 | 5 | 283 | 37 |  | Fixed | Roof
Solar Registration Program | NJSRRE1540982862 | South Amboy | 8879 | 11 | 6.3 | Residential | Yes | Behind the Meter | Vivint Solar Developer, LLC | JCP&L | Accepted | 2019-05-14 | 2019-05-15 | 2020-05-15 | hANWHA SOLAR | Q.PEAK BLK-G5 315 | Solar Panels |  | 0.315 | 7 | 193 | 21 |  | Fixed | Roof
Solar Registration Program | NJSRRE1540982862 | South Amboy | 8879 | 11 | 6.3 | Residential | Yes | Behind the Meter | Vivint Solar Developer, LLC | JCP&L | Accepted | 2019-05-14 | 2019-05-15 | 2020-05-15 | HANWHA SOLAR | Q.PEAK BLK-G5 315 | Solar Panels |  | 0.315 | 8 | 103 | 37 |  | Fixed | Roof
Solar Registration Program | NJSRRE1540982862 | South Amboy | 8879 | 11 | 6.3 | Residential | Yes | Behind the Meter | Vivint Solar Developer, LLC | JCP&L | Accepted | 2019-05-14 | 2019-05-15 | 2020-05-15 | SOLAR EDGE | SE7600H-US | Inverters | 7600 |  | 1 |  |  | 0.992 |  | Outdoor | Near the Utility Meter
Solar Registration Program | NJSRRE1540987361 | North Bergen | 7047 | 8 | 6.3 | Residential | Yes | Behind the Meter | Pro Custom Solar dba Momentum Solar | PSE&G | Accepted | 2019-05-14 | 2019-05-16 | 2020-05-16 | HANWHA | Q.PEAK DUO BLK-G5 315 | Solar Panels |  | 0.315 | 10 | 206 | 21 |  | Fixed | Roof
Solar Registration Program | NJSRRE1540987361 | North Bergen | 7047 | 8 | 6.3 | Residential | Yes | Behind the Meter | Pro Custom Solar dba Momentum Solar | PSE&G | Accepted | 2019-05-14 | 2019-05-16 | 2020-05-16 | HANWHA | Q.PEAK DUO BLK-G5 315 | Solar Panels |  | 0.315 | 10 | 205 | 1 |  | Fixed | Roof
Solar Registration Program | NJSRRE1540987361 | North Bergen | 7047 | 8 | 6.3 | Residential | Yes | Behind the Meter | Pro Custom Solar dba Momentum Solar | PSE&G | Accepted | 2019-05-14 | 2019-05-16 | 2020-05-16 | ENPHASE | IQ7-60-2-US | Inverters | 250 |  | 20 |  |  | 0.97 |  | Outdoor | ROOF
Solar Registration Program | NJSRRE1540991706 | Elizabeth | 7206 | 10 | 6.3 | Residential | No | Behind the Meter | Whitman Construction, LLC | PSE&G | Accepted | 2019-05-15 | 2019-05-20 | 2020-05-20 | Trina Solar | TSM-300DD05A | Solar Panels |  | 0.3 | 21 | 144 | 30 |  | Fixed | Roof
Solar Registration Program | NJSRRE1540991706 | Elizabeth | 7206 | 10 | 6.3 | Residential | No | Behind the Meter | Whitman Construction, LLC | PSE&G | Accepted | 2019-05-15 | 2019-05-20 | 2020-05-20 | Solar Edge | SE5000H-US | Inverters | 0.24 |  | 1 |  |  | 0.992 |  | Outside | roof
Solar Registration Program | NJSRRE1540992221 | Highlands | 7732 | 17 | 6.3 | Residential | Yes | Behind the Meter | Vivint Solar Developer, LLC | JCP&L | Accepted | 2019-05-16 | 2019-05-20 | 2020-05-20 | Hanwha Solar | Q.PEAK BLK-G5 315 | Solar Panels |  | 0.315 | 12 | 95 | 33 |  | Fixed | Roof
Solar Registration Program | NJSRRE1540992221 | Highlands | 7732 | 17 | 6.3 | Residential | Yes | Behind the Meter | Vivint Solar Developer, LLC | JCP&L | Accepted | 2019-05-16 | 2019-05-20 | 2020-05-20 | Hanwha Solar | Q.PEAK BLK-G5 315 | Solar Panels |  | 0.315 | 2 | 5 | 18 |  | Fixed | Roof
Solar Registration Program | NJSRRE1540992221 | Highlands | 7732 | 17 | 6.3 | Residential | Yes | Behind the Meter | Vivint Solar Developer, LLC | JCP&L | Accepted | 2019-05-16 | 2019-05-20 | 2020-05-20 | Hanwha Solar | Q.PEAK BLK-G5 315 | Solar Panels |  | 0.315 | 6 | 275 | 33 |  | Fixed | Roof
Solar Registration Program | NJSRRE1540992221 | Highlands | 7732 | 17 | 6.3 | Residential | Yes | Behind the Meter | Vivint Solar Developer, LLC | JCP&L | Accepted | 2019-05-16 | 2019-05-20 | 2020-05-20 | SOLAR EDGE | SE7600H-US | Inverters | 7600 |  | 1 |  |  | 0.992 |  | Outdoor | Near the Utility Meter
Solar Registration Program | NJSRRE1541014618 | South Brunswick Township | 8852 | 11 | 6.3 | Residential | No | Behind the Meter | Sunpower Capital LLC | PSE&G | Accepted | 2019-05-16 | 2019-05-21 | 2020-05-21 | Sunpower | 350W | Solar Panels |  | 0.35 | 18 | 92 | 34 |  | Fixed | Roof
Solar Registration Program | NJSRRE1541014618 | South Brunswick Township | 8852 | 11 | 6.3 | Residential | No | Behind the Meter | Sunpower Capital LLC | PSE&G | Accepted | 2019-05-16 | 2019-05-21 | 2020-05-21 | Sunpower | Type E | Inverters | 350 |  | 18 |  |  | 0.99 |  | Outdoor | NA
Solar Registration Program | NJSRRE1541024993 | Williamstown | 8094 | 15 | 6.3 | Residential | Yes | Behind the Meter | Castle Energy, LLC | AC Electric | Accepted | 2019-05-19 | 2019-05-22 | 2020-05-22 | Hanwha QCells | Q.PEAK DUO-G5 315 | Solar Panels |  | 0.315 | 4 | 221 | 24 |  | Fixed | Roof
Solar Registration Program | NJSRRE1541024993 | Williamstown | 8094 | 15 | 6.3 | Residential | Yes | Behind the Meter | Castle Energy, LLC | AC Electric | Accepted | 2019-05-19 | 2019-05-22 | 2020-05-22 | Hanwha QCells | Q.PEAK DUO-G5 315 | Solar Panels |  | 0.315 | 8 | 221 | 31 |  | Fixed | Roof
Solar Registration Program | NJSRRE1541024993 | Williamstown | 8094 | 15 | 6.3 | Residential | Yes | Behind the Meter | Castle Energy, LLC | AC Electric | Accepted | 2019-05-19 | 2019-05-22 | 2020-05-22 | Hanwha QCells | Q.PEAK DUO-G5 315 | Solar Panels |  | 0.315 | 8 | 221 | 31 |  | Fixed | Roof
Solar Registration Program | NJSRRE1541024993 | Williamstown | 8094 | 15 | 6.3 | Residential | Yes | Behind the Meter | Castle Energy, LLC | AC Electric | Accepted | 2019-05-19 | 2019-05-22 | 2020-05-22 | Enphase Energy | IQ7-60-2-US | Inverters | 240 |  | 20 |  |  | 0.976 |  | Outdoor | On rooftop underneath each solar module
Solar Registration Program | NJSRRE1541037923 | Neptune City | 7753 | 17 | 6.3 | Residential | Yes | Behind the Meter | Trinity Solar | JCP&L | Accepted | 2019-05-23 | 2019-05-28 | 2020-05-28 | HANWHA | Q.PEAK DUO BLK-G5 315 | Solar Panels |  | 0.315 | 11 | 118 | 22 |  | Fixed | Roof
Solar Registration Program | NJSRRE1541037923 | Neptune City | 7753 | 17 | 6.3 | Residential | Yes | Behind the Meter | Trinity Solar | JCP&L | Accepted | 2019-05-23 | 2019-05-28 | 2020-05-28 | HANWHA | Q.PEAK DUO BLK-G5 315 | Solar Panels |  | 0.315 | 9 | 208 | 18 |  | Fixed | Roof
Solar Registration Program | NJSRRE1541037923 | Neptune City | 7753 | 17 | 6.3 | Residential | Yes | Behind the Meter | Trinity Solar | JCP&L | Accepted | 2019-05-23 | 2019-05-28 | 2020-05-28 | Solar Edge | SE5000H-US000NNC2 | Inverters | 5000 |  | 1 |  |  | 0.97 |  | Outdoor | side of home
Solar Registration Program | NJSRRE1541110787 | Burlington | 8016 | 13 | 6.3 | Residential | No | Behind the Meter | Maier Solar Engineering dba Solar Me | PSE&G | Accepted | 2019-06-05 | 2019-06-07 | 2020-06-07 | Hanwha | Q.Peak BLK-G4.1 315W | Solar Panels |  | 0.315 | 10 | 184 | 13 |  | Fixed | Roof
Solar Registration Program | NJSRRE1541110787 | Burlington | 8016 | 13 | 6.3 | Residential | No | Behind the Meter | Maier Solar Engineering dba Solar Me | PSE&G | Accepted | 2019-06-05 | 2019-06-07 | 2020-06-07 | Hanwha | Q.Peak BLK-G4.1 315W | Solar Panels |  | 0.315 | 10 | 4 | 13 |  | Fixed | Roof
Solar Registration Program | NJSRRE1541110787 | Burlington | 8016 | 13 | 6.3 | Residential | No | Behind the Meter | Maier Solar Engineering dba Solar Me | PSE&G | Accepted | 2019-06-05 | 2019-06-07 | 2020-06-07 | Solar Edge | SE6000H-US | Inverters | 6000 |  | 1 |  |  | 0.97 |  | Outdoor | Next to meter
Solar Registration Program | NJSRRE1541123314 | Willingboro | 8046 | 13 | 6.3 | Residential | Yes | Behind the Meter | Pro Custom Solar dba Momentum Solar | PSE&G | Accepted | 2019-06-06 | 2019-06-11 | 2020-06-11 | HANWHA | Q.PEAK DUO BLK-G5 315 | Solar Panels |  | 0.315 | 20 | 268 | 21 |  | Fixed | Roof
Solar Registration Program | NJSRRE1541123314 | Willingboro | 8046 | 13 | 6.3 | Residential | Yes | Behind the Meter | Pro Custom Solar dba Momentum Solar | PSE&G | Accepted | 2019-06-06 | 2019-06-11 | 2020-06-11 | ENPHASE | IQ6-60-2-US | Inverters | 230 |  | 20 |  |  | 0.97 |  | Outdoor | roof
Solar Registration Program | NJSRRE1541125502 | SOUTH BOUND BROOK | 8880 | 5 | 6.3 | Residential | Yes | Behind the Meter | Vivint Solar Developer, LLC | PSE&G | Accepted | 2019-06-10 | 2019-06-12 | 2020-06-12 | Hanwha Solar | Q.PEAK BLK-G5 315 | Solar Panels |  | 0.315 | 5 | 109 | 37 |  | Fixed | Roof
Solar Registration Program | NJSRRE1541125502 | SOUTH BOUND BROOK | 8880 | 5 | 6.3 | Residential | Yes | Behind the Meter | Vivint Solar Developer, LLC | PSE&G | Accepted | 2019-06-10 | 2019-06-12 | 2020-06-12 | Hanwha Solar | Q.PEAK BLK-G5 315 | Solar Panels |  | 0.315 | 8 | 109 | 15 |  | Fixed | Roof
Solar Registration Program | NJSRRE1541125502 | SOUTH BOUND BROOK | 8880 | 5 | 6.3 | Residential | Yes | Behind the Meter | Vivint Solar Developer, LLC | PSE&G | Accepted | 2019-06-10 | 2019-06-12 | 2020-06-12 | Hanwha Solar | Q.PEAK BLK-G5 315 | Solar Panels |  | 0.315 | 7 | 289 | 37 |  | Fixed | Roof
Solar Registration Program | NJSRRE1541125502 | SOUTH BOUND BROOK | 8880 | 5 | 6.3 | Residential | Yes | Behind the Meter | Vivint Solar Developer, LLC | PSE&G | Accepted | 2019-06-10 | 2019-06-12 | 2020-06-12 | SolarEdge | SE7600H-US | Inverters | 7600 |  | 1 |  |  | 0.992 |  | Outdoor | Near The Utility Meter
Solar Registration Program | NJSRRE1541418901 | PLAINSBORO | 8536 | 11 | 6.3 | Residential | Yes | Behind the Meter | Vivint Solar Developer, LLC | PSE&G | Accepted | 2019-06-18 | 2019-06-20 | 2020-06-20 | HANWHA SOLAR | Q.PEAK BLK-G5 315 | Solar Panels |  | 0.315 | 14 | 223 | 20 |  | Fixed | Roof
Solar Registration Program | NJSRRE1541418901 | PLAINSBORO | 8536 | 11 | 6.3 | Residential | Yes | Behind the Meter | Vivint Solar Developer, LLC | PSE&G | Accepted | 2019-06-18 | 2019-06-20 | 2020-06-20 | HANWHA SOLAR | Q.PEAK BLK-G5 315 | Solar Panels |  | 0.315 | 6 | 223 | 20 |  | Fixed | Roof
Solar Registration Program | NJSRRE1541418901 | PLAINSBORO | 8536 | 11 | 6.3 | Residential | Yes | Behind the Meter | Vivint Solar Developer, LLC | PSE&G | Accepted | 2019-06-18 | 2019-06-20 | 2020-06-20 | SOLAREDGE | SE7600H-US | Inverters | 7600 |  | 1 |  |  | 0.992 |  | Outdoor | Near The Utility Meter
Solar Registration Program | NJSRRE1541454519 | Plainfield | 7060 | 10 | 6.3 | Residential | Yes | Behind the Meter | Vivint Solar Developer, LLC | PSE&G | Accepted | 2019-06-28 | 2019-07-01 | 2020-07-01 | Hanwha Solar | Q.PEAK BLK-G5 315 | Solar Panels |  | 0.315 | 20 | 37 | 42 |  | Fixed | Roof
Solar Registration Program | NJSRRE1541454519 | Plainfield | 7060 | 10 | 6.3 | Residential | Yes | Behind the Meter | Vivint Solar Developer, LLC | PSE&G | Accepted | 2019-06-28 | 2019-07-01 | 2020-07-01 | SolarEdge | SE7600H-US | Inverters | 7600 |  | 1 |  |  | 0.992 |  | Outdoor | Near The Utility Meter
Solar Registration Program | NJSRRE1541480262 | Keyport | 7735 | 17 | 6.3 | Residential | Yes | Behind the Meter | Vivint Solar Developer, LLC | JCP&L | Accepted | 2019-06-25 | 2019-06-27 | 2020-06-27 | HANWHA SOLAR | Q.PEAK BLK-G5 315 | Solar Panels |  | 0.315 | 14 | 114 | 34 |  | Fixed | Roof
Solar Registration Program | NJSRRE1541480262 | Keyport | 7735 | 17 | 6.3 | Residential | Yes | Behind the Meter | Vivint Solar Developer, LLC | JCP&L | Accepted | 2019-06-25 | 2019-06-27 | 2020-06-27 | HANWHA SOLAR | Q.PEAK BLK-G5 315 | Solar Panels |  | 0.315 | 6 | 204 | 11 |  | Fixed | Roof
Solar Registration Program | NJSRRE1541480262 | Keyport | 7735 | 17 | 6.3 | Residential | Yes | Behind the Meter | Vivint Solar Developer, LLC | JCP&L | Accepted | 2019-06-25 | 2019-06-27 | 2020-06-27 | SOLAREDGE | SE7600H-US | Inverters | 7600 |  | 1 |  |  | 0.992 |  | Outdoor | Neat The Utility Meter
Solar Registration Program | NJSRRE1541609052 | Vineland | 8360 | 20 | 6.3 | Residential | No | Behind the Meter | Castle Energy, LLC | Vineland Muni Electric | Final As-Built Received | 2019-07-03 | 2019-07-09 | 2020-07-09 | Hanwha QCells | Q.PEAK DUO BLK G5 315 | Solar Panels |  | 0.315 | 20 | 94 | 24 |  | Fixed | Roof
Solar Registration Program | NJSRRE1541609052 | Vineland | 8360 | 20 | 6.3 | Residential | No | Behind the Meter | Castle Energy, LLC | Vineland Muni Electric | Final As-Built Received | 2019-07-03 | 2019-07-09 | 2020-07-09 | Enphase Energy | IQ7-60-2-US | Inverters | 240 |  | 20 |  |  | 0.976 |  | Outdoor | On rooftop underneath each solar module
Solar Registration Program | NJSRRE1541609052 | Vineland | 8360 | 20 | 6.3 | Residential | No | Behind the Meter | Castle Energy, LLC | Vineland Muni Electric | Final As-Built Received | 2019-07-03 | 2019-07-09 | 2020-07-09 | Enphase Energy | X-IQ-AM1-240-3 | Meters |  |  | 1 |  |  |  | Yes | Outdoor
Solar Registration Program | NJSRRE1541713306 | LITTLE EGG HARBOR TWP | 8087 | 18 | 6.3 | Residential | Yes | Behind the Meter | Vivint Solar Developer, LLC | AC Electric | Accepted | 2019-08-04 | 2019-08-05 | 2020-08-05 | Hanwha Solar | Q. Peak BLK-G5 315 | Solar Panels |  | 0.315 | 12 | 227 | 27 |  | Fixed | Roof
Solar Registration Program | NJSRRE1541713306 | LITTLE EGG HARBOR TWP | 8087 | 18 | 6.3 | Residential | Yes | Behind the Meter | Vivint Solar Developer, LLC | AC Electric | Accepted | 2019-08-04 | 2019-08-05 | 2020-08-05 | Hanwha Solar | Q. Peak BLK-G5 315 | Solar Panels |  | 0.315 | 8 | 47 | 28 |  | Fixed | Roof
Solar Registration Program | NJSRRE1541713306 | LITTLE EGG HARBOR TWP | 8087 | 18 | 6.3 | Residential | Yes | Behind the Meter | Vivint Solar Developer, LLC | AC Electric | Accepted | 2019-08-04 | 2019-08-05 | 2020-08-05 | Solar Edge | SE7600H-US | Inverters | 7600 |  | 1 |  |  | 0.992 |  | Outdoor | Near The Utility Meter
Solar Registration Program | NJSRRE1541815069 | Keyport | 7735 | 17 | 6.3 | Residential | Yes | Behind the Meter | Vivint Solar Developer, LLC | JCP&L | Accepted | 2019-08-13 | 2019-08-23 | 2020-08-23 | Hanwha Solar | Q.PEAK BLK-G5 315 | Solar Panels |  | 0.315 | 20 | 29 | 42 |  | Fixed | Roof
Solar Registration Program | NJSRRE1541815069 | Keyport | 7735 | 17 | 6.3 | Residential | Yes | Behind the Meter | Vivint Solar Developer, LLC | JCP&L | Accepted | 2019-08-13 | 2019-08-23 | 2020-08-23 | Solar Edge | SE7600H-US | Inverters | 7600 |  | 1 |  |  | 0.992 |  | Outdoor | Near the Utility Meter
Solar Registration Program | NJSRRE1541861823 | PlainField | 7063 | 10 | 6.3 | Residential | Yes | Behind the Meter | Vivint Solar Developer, LLC | PSE&G | Accepted | 2019-08-20 | 2019-08-23 | 2020-08-23 | Hanwha | Q.PEAK DUO BLK-G5 315w | Solar Panels |  | 0.315 | 20 | 148 | 40 |  | Fixed | Roof
Solar Registration Program | NJSRRE1541861823 | PlainField | 7063 | 10 | 6.3 | Residential | Yes | Behind the Meter | Vivint Solar Developer, LLC | PSE&G | Accepted | 2019-08-20 | 2019-08-23 | 2020-08-23 | Solaredge | SE7600H-US | Inverters | 7600 |  | 1 |  |  | 0.992 |  | Outdoor | Near the Utility Meter
Solar Registration Program | NJSRRE1541884641 | Dumont | 7628 | 7 | 6.3 | Residential | No | Behind the Meter | Vivint Solar Developer, LLC | PSE&G | Accepted | 2019-08-26 | 2019-08-29 | 2020-08-29 | Hanwha Solar | Q.PEAK DUO BLK-G5 | Solar Panels |  | 0.315 | 14 | 86 | 34 |  | Fixed | Roof
Solar Registration Program | NJSRRE1541884641 | Dumont | 7628 | 7 | 6.3 | Residential | No | Behind the Meter | Vivint Solar Developer, LLC | PSE&G | Accepted | 2019-08-26 | 2019-08-29 | 2020-08-29 | Hanwha Solar | Q.PEAK DUO BLK-G5 | Solar Panels |  | 0.315 | 6 | 266 | 34 |  | Fixed | Roof
Solar Registration Program | NJSRRE1541884641 | Dumont | 7628 | 7 | 6.3 | Residential | No | Behind the Meter | Vivint Solar Developer, LLC | PSE&G | Accepted | 2019-08-26 | 2019-08-29 | 2020-08-29 | SOLAREDGE | SE7600H-US | Inverters | 7600 |  | 1 |  |  | 0.992 |  | Outdoor | Near the Utility Meter
Solar Registration Program | NJSRRE1541887968 | NUTLEY | 7110 | 9 | 6.3 | Residential | No | Behind the Meter | Vivint Solar Developer, LLC | PSE&G | Accepted | 2019-09-04 | 2019-09-05 | 2020-09-05 | Hanwha Solar | Q.PEAK BLK-G5 315 | Solar Panels |  | 0.315 | 5 | 31 | 24 |  | Fixed | Roof
Solar Registration Program | NJSRRE1541887968 | NUTLEY | 7110 | 9 | 6.3 | Residential | No | Behind the Meter | Vivint Solar Developer, LLC | PSE&G | Accepted | 2019-09-04 | 2019-09-05 | 2020-09-05 | Hanwha Solar | Q.PEAK BLK-G5 315 | Solar Panels |  | 0.315 | 2 | 211 | 21 |  | Fixed | Roof
Solar Registration Program | NJSRRE1541887968 | NUTLEY | 7110 | 9 | 6.3 | Residential | No | Behind the Meter | Vivint Solar Developer, LLC | PSE&G | Accepted | 2019-09-04 | 2019-09-05 | 2020-09-05 | Hanwha Solar | Q.PEAK BLK-G5 315 | Solar Panels |  | 0.315 | 13 | 211 | 24 |  | Fixed | Roof
Solar Registration Program | NJSRRE1541887968 | NUTLEY | 7110 | 9 | 6.3 | Residential | No | Behind the Meter | Vivint Solar Developer, LLC | PSE&G | Accepted | 2019-09-04 | 2019-09-05 | 2020-09-05 | SolarEdge | SE7600H-US | Inverters | 7600 |  | 1 |  |  | 0.992 |  | Outdoor | Near The utility Meter
Solar Registration Program | NJSRRE1541888855 | GALLOWAY | 8205 | 19 | 6.3 | Residential | No | Behind the Meter | Vivint Solar Developer, LLC | AC Electric | Accepted | 2019-09-05 | 2019-09-16 | 2020-09-16 | Hanwha Solar | Q.PEAK BLK-G5 315 | Solar Panels |  | 0.315 | 20 | 191 | 20 |  | Fixed | Roof
Solar Registration Program | NJSRRE1541888855 | GALLOWAY | 8205 | 19 | 6.3 | Residential | No | Behind the Meter | Vivint Solar Developer, LLC | AC Electric | Accepted | 2019-09-05 | 2019-09-16 | 2020-09-16 | SolarEdge | SE7600H-US | Inverters | 7600 |  | 1 |  |  | 0.992 |  | Outdoor | Near The Utility Meter
Solar Registration Program | NJSRRE1541891089 | SUCCASUNNA | 7876 | 3 | 6.3 | Residential | Yes | Behind the Meter | Vivint Solar Developer, LLC | JCP&L | Accepted | 2019-09-03 | 2019-09-04 | 2020-09-04 | Hanwha | Q.PEAK BLK-G5 315 | Solar Panels |  | 0.315 | 20 | 48 | 19 |  | Fixed | Roof
Solar Registration Program | NJSRRE1541891089 | SUCCASUNNA | 7876 | 3 | 6.3 | Residential | Yes | Behind the Meter | Vivint Solar Developer, LLC | JCP&L | Accepted | 2019-09-03 | 2019-09-04 | 2020-09-04 | SolarEdge | SE7600H-US | Inverters | 7600 |  | 1 |  |  | 0.992 |  | Outdoor | Near the Utility Meter
Solar Registration Program | NJSRRE1541894839 | CHERRY HILL | 8002 | 14 | 6.3 | Residential | Yes | Behind the Meter | Vivint Solar Developer, LLC | PSE&G | Accepted | 2019-09-05 | 2019-09-05 | 2020-09-05 | Hanwha | Q.PEAK DUO BLK-G5 315w | Solar Panels |  | 0.315 | 20 | 193 | 25 |  | Fixed | Roof
Solar Registration Program | NJSRRE1541894839 | CHERRY HILL | 8002 | 14 | 6.3 | Residential | Yes | Behind the Meter | Vivint Solar Developer, LLC | PSE&G | Accepted | 2019-09-05 | 2019-09-05 | 2020-09-05 | SolarEdge | SE7600H-US | Inverters | 7600 |  | 1 |  |  | 0.992 |  | Outdoor | Near the Utility Meter
Solar Registration Program | NJSRRE1541895234 | DOVER | 7801 | 3 | 6.3 | Residential | No | Behind the Meter | Vivint Solar Developer, LLC | JCP&L | Accepted | 2019-09-04 | 2019-09-05 | 2020-09-05 | HANWHA SOLAR | Q.PEAK BLK-G5 315 | Solar Panels |  | 0.315 | 12 | 133 | 29 |  | Fixed | Roof
Solar Registration Program | NJSRRE1541895234 | DOVER | 7801 | 3 | 6.3 | Residential | No | Behind the Meter | Vivint Solar Developer, LLC | JCP&L | Accepted | 2019-09-04 | 2019-09-05 | 2020-09-05 | HANWHA SOLAR | Q.PEAK BLK-G5 315 | Solar Panels |  | 0.315 | 8 | 133 | 42 |  | Fixed | Roof
Solar Registration Program | NJSRRE1541895234 | DOVER | 7801 | 3 | 6.3 | Residential | No | Behind the Meter | Vivint Solar Developer, LLC | JCP&L | Accepted | 2019-09-04 | 2019-09-05 | 2020-09-05 | SOLAREDGE TECHNOLOGIES | SE7600H-US000BNC4 | Inverters | 7600 |  | 1 |  |  | 0.992 |  | Outdoor | Near The Utility Meter
Solar Registration Program | NJSRRE1541897613 | Tuckerton | 8087 | 18 | 6.3 | Residential | Yes | Behind the Meter | Bright Planet Solar | AC Electric | Accepted | 2019-08-29 | 2019-09-03 | 2020-09-03 | TRINA SOLAR | TSM-DD05A.18(II) 300W | Solar Panels |  | 0.3 | 21 | 155 | 18 |  | Fixed | Roof
Solar Registration Program | NJSRRE1541897613 | Tuckerton | 8087 | 18 | 6.3 | Residential | Yes | Behind the Meter | Bright Planet Solar | AC Electric | Accepted | 2019-08-29 | 2019-09-03 | 2020-09-03 | SolarEdge | SE5000H-USRGM | Inverters | 5000 |  | 1 |  |  | 0.98 |  | Outdoor | Next to Meter
Solar Registration Program | NJSRRE1541989794 | MANCHESTER | 8759 | 18 | 6.3 | Residential | Yes | Behind the Meter | Vivint Solar Developer, LLC | JCP&L | Accepted | 2019-09-04 | 2019-09-05 | 2020-09-05 | Hanwha | Q.PEAK BLK-G5 315 | Solar Panels |  | 0.315 | 20 | 143 | 26 |  | Fixed | Roof
Solar Registration Program | NJSRRE1541989794 | MANCHESTER | 8759 | 18 | 6.3 | Residential | Yes | Behind the Meter | Vivint Solar Developer, LLC | JCP&L | Accepted | 2019-09-04 | 2019-09-05 | 2020-09-05 | SolarEdge | SE7600H-US | Inverters | 7600 |  | 1 |  |  | 0.992 |  | Outdoor | Near the Utility Meter
Solar Registration Program | NJSRRE1541989805 | Little Falls | 7424 | 6 | 6.3 | Residential | Yes | Behind the Meter | Vivint Solar Developer, LLC | PSE&G | Accepted | 2019-09-04 | 2019-09-05 | 2020-09-05 | Hanwha | Q.PEAK BLK-G5 315w | Solar Panels |  | 0.315 | 14 | 110 | 23 |  | Fixed | Roof
Solar Registration Program | NJSRRE1541989805 | Little Falls | 7424 | 6 | 6.3 | Residential | Yes | Behind the Meter | Vivint Solar Developer, LLC | PSE&G | Accepted | 2019-09-04 | 2019-09-05 | 2020-09-05 | Hanwha | Q.PEAK BLK-G5 315w | Solar Panels |  | 0.315 | 6 | 110 | 16 |  | Fixed | Roof
Solar Registration Program | NJSRRE1541989805 | Little Falls | 7424 | 6 | 6.3 | Residential | Yes | Behind the Meter | Vivint Solar Developer, LLC | PSE&G | Accepted | 2019-09-04 | 2019-09-05 | 2020-09-05 | SolarEdge | SE7600H-US | Inverters | 7600 |  | 1 |  |  | 0.992 |  | Outdoor | Near the Utility Meter
Solar Registration Program | NJSRRE1542302566 | FREEHOLD | 7728 | 17 | 6.3 | Residential | No | Behind the Meter | Vivint Solar Developer, LLC | JCP&L | Accepted | 2019-09-06 | 2019-09-10 | 2020-09-10 | Hanwha Solar | Q.PEAK BLK-G5 315 | Solar Panels |  | 0.315 | 20 | 75 | 31 |  | Fixed | Roof
Solar Registration Program | NJSRRE1542302566 | FREEHOLD | 7728 | 17 | 6.3 | Residential | No | Behind the Meter | Vivint Solar Developer, LLC | JCP&L | Accepted | 2019-09-06 | 2019-09-10 | 2020-09-10 | SolarEdge | SE7600H-US | Inverters | 7600 |  | 1 |  |  | 0.992 |  | Outdoor | Near the Utility Meter
Solar Registration Program | NJSRRE1542311622 | Nutley | 7110 | 9 | 6.3 | Residential | Yes | Behind the Meter | Vivint Solar Developer, LLC | PSE&G | Accepted | 2019-09-06 | 2019-09-10 | 2020-09-10 | Hanwha Solar | Q.PEAK BLK-G5 315 | Solar Panels |  | 0.315 | 14 | 120 | 33 |  | Fixed | Roof
Solar Registration Program | NJSRRE1542311622 | Nutley | 7110 | 9 | 6.3 | Residential | Yes | Behind the Meter | Vivint Solar Developer, LLC | PSE&G | Accepted | 2019-09-06 | 2019-09-10 | 2020-09-10 | Hanwha Solar | Q.PEAK BLK-G5 315 | Solar Panels |  | 0.315 | 6 | 300 | 33 |  | Fixed | Roof
Solar Registration Program | NJSRRE1542311622 | Nutley | 7110 | 9 | 6.3 | Residential | Yes | Behind the Meter | Vivint Solar Developer, LLC | PSE&G | Accepted | 2019-09-06 | 2019-09-10 | 2020-09-10 | Solar Edge | SE7600H-US000BNC4 | Inverters | 7600 |  | 1 |  |  | 0.992 |  | Outdoor | near the utility meter
Solar Registration Program | NJSRRE1542314660 | Rahway | 7065 | 10 | 6.3 | Residential | No | Behind the Meter | Vivint Solar Developer, LLC | PSE&G | Accepted | 2019-10-18 | 2019-10-18 | 2020-10-18 | Hanwha Solar | Q.PEAK BLK-G5 315 | Solar Panels |  | 0.315 | 8 | 231 | 27 |  | Fixed | Roof
Solar Registration Program | NJSRRE1542314660 | Rahway | 7065 | 10 | 6.3 | Residential | No | Behind the Meter | Vivint Solar Developer, LLC | PSE&G | Accepted | 2019-10-18 | 2019-10-18 | 2020-10-18 | Hanwha Solar | Q.PEAK BLK-G5 315 | Solar Panels |  | 0.315 | 8 | 51 | 27 |  | Fixed | Roof
Solar Registration Program | NJSRRE1542314660 | Rahway | 7065 | 10 | 6.3 | Residential | No | Behind the Meter | Vivint Solar Developer, LLC | PSE&G | Accepted | 2019-10-18 | 2019-10-18 | 2020-10-18 | Hanwha Solar | Q.PEAK BLK-G5 315 | Solar Panels |  | 0.315 | 4 | 231 | 27 |  | Fixed | Roof
Solar Registration Program | NJSRRE1542314660 | Rahway | 7065 | 10 | 6.3 | Residential | No | Behind the Meter | Vivint Solar Developer, LLC | PSE&G | Accepted | 2019-10-18 | 2019-10-18 | 2020-10-18 | SolarEdge | SE7600H-US | Inverters | 7600 |  | 1 |  |  | 0.992 |  | Outdoor | Near The Utility Meter
Solar Registration Program | NJSRRE1542325075 | BURLINGTON | 8016 | 13 | 6.3 | Residential | No | Behind the Meter | Vivint Solar Developer, LLC | PSE&G | Accepted | 2019-09-06 | 2019-09-10 | 2020-09-10 | Hanwha Solar | Q.PEAK BLK-G5 315 | Solar Panels |  | 0.315 | 20 | 140 | 32 |  | Fixed | Roof
Solar Registration Program | NJSRRE1542325075 | BURLINGTON | 8016 | 13 | 6.3 | Residential | No | Behind the Meter | Vivint Solar Developer, LLC | PSE&G | Accepted | 2019-09-06 | 2019-09-10 | 2020-09-10 | Solaredge | SE7600H-US | Inverters | 7600 |  | 1 |  |  | 0.992 |  | Outdoor | Near The Utility Meter
Solar Registration Program | NJSRRE1542370216 | Manahawkin | 8050 | 18 | 6.3 | Residential | Yes | Behind the Meter | SunPower Corporation, Systems | AC Electric | Accepted | 2019-09-09 | 2019-09-11 | 2020-09-11 | SUNPOWER | SPR-X21-350-BLK-E-AC | Solar Panels |  | 0.35 | 12 | 180 | 33 |  | Fixed | Roof
Solar Registration Program | NJSRRE1542370216 | Manahawkin | 8050 | 18 | 6.3 | Residential | Yes | Behind the Meter | SunPower Corporation, Systems | AC Electric | Accepted | 2019-09-09 | 2019-09-11 | 2020-09-11 | SUNPOWER | SPR-X21-350-BLK-E-AC | Solar Panels |  | 0.35 | 6 | 90 | 33 |  | Fixed | Roof
Solar Registration Program | NJSRRE1542370216 | Manahawkin | 8050 | 18 | 6.3 | Residential | Yes | Behind the Meter | SunPower Corporation, Systems | AC Electric | Accepted | 2019-09-09 | 2019-09-11 | 2020-09-11 | SUNPOWER | SPR-X21-350-BLK-E-AC | Inverters | 320 |  | 18 |  |  | 0.96 |  | Other | under each panel
Solar Registration Program | NJSRRE1542373189 | Brick | 8724 | 18 | 6.3 | Residential | No | Behind the Meter | Solar Spectrum LLC | JCP&L | Accepted | 2019-09-09 | 2019-09-12 | 2020-09-12 | Q Cells | Q.PEAK-DUO-BLK-G5-315 | Solar Panels |  | 0.315 | 20 | 270 | 21 |  | Fixed | Roof
Solar Registration Program | NJSRRE1542373189 | Brick | 8724 | 18 | 6.3 | Residential | No | Behind the Meter | Solar Spectrum LLC | JCP&L | Accepted | 2019-09-09 | 2019-09-12 | 2020-09-12 | SolarEdge Technologies | SE5000H-US | Inverters | 21 |  | 1 |  |  | 0.99 |  | Outdoor | near meter
Solar Registration Program | NJSRRE1542390065 | TUCKERTON | 8087 | 18 | 6.3 | Residential | Yes | Behind the Meter | Vivint Solar Developer, LLC | AC Electric | Accepted | 2019-09-12 | 2019-09-13 | 2020-09-13 | HANWHA SOLAR | Q.PEAK BLK-G5 315 | Solar Panels |  | 0.315 | 6 | 253 | 13 |  | Fixed | Roof
Solar Registration Program | NJSRRE1542390065 | TUCKERTON | 8087 | 18 | 6.3 | Residential | Yes | Behind the Meter | Vivint Solar Developer, LLC | AC Electric | Accepted | 2019-09-12 | 2019-09-13 | 2020-09-13 | HANWHA SOLAR | Q.PEAK BLK-G5 315 | Solar Panels |  | 0.315 | 9 | 343 | 13 |  | Fixed | Roof
Solar Registration Program | NJSRRE1542390065 | TUCKERTON | 8087 | 18 | 6.3 | Residential | Yes | Behind the Meter | Vivint Solar Developer, LLC | AC Electric | Accepted | 2019-09-12 | 2019-09-13 | 2020-09-13 | HANWHA SOLAR | Q.PEAK BLK-G5 315 | Solar Panels |  | 0.315 | 5 | 73 | 13 |  | Fixed | Roof
Solar Registration Program | NJSRRE1542390065 | TUCKERTON | 8087 | 18 | 6.3 | Residential | Yes | Behind the Meter | Vivint Solar Developer, LLC | AC Electric | Accepted | 2019-09-12 | 2019-09-13 | 2020-09-13 | SOLAREDGE TECHNOLOGIES | SE7600H-US000BNC4 | Inverters | 7600 |  | 1 |  |  | 0.992 |  | Outdoor | Near The Utility Meter
Solar Registration Program | NJSRRE1542393420 | City of Orange | 7050 | 9 | 6.3 | Residential | Yes | Behind the Meter | Trinity Solar | PSE&G | Accepted | 2019-09-12 | 2019-09-16 | 2020-09-16 | Hanwha | Q.PEAK DUO BLK-G5 315 | Solar Panels |  | 0.315 | 20 | 127 | 23 |  | Fixed | Roof
Solar Registration Program | NJSRRE1542393420 | City of Orange | 7050 | 9 | 6.3 | Residential | Yes | Behind the Meter | Trinity Solar | PSE&G | Accepted | 2019-09-12 | 2019-09-16 | 2020-09-16 | Solar Edge | SE5000 | Inverters | 5000 |  | 1 |  |  | 0.97 |  | Outside | side of home
Solar Registration Program | NJSRRE1542393467 | Absecon | 8201 | 19 | 6.3 | Residential | Yes | Behind the Meter | Castle Energy, LLC | AC Electric | Accepted | 2019-09-12 | 2019-09-16 | 2020-09-16 | Hanwha Q-Cells | Q.Peak DUO-G5 315 | Solar Panels |  | 0.315 | 20 | 195 | 21 |  | Fixed | Roof
Solar Registration Program | NJSRRE1542393467 | Absecon | 8201 | 19 | 6.3 | Residential | Yes | Behind the Meter | Castle Energy, LLC | AC Electric | Accepted | 2019-09-12 | 2019-09-16 | 2020-09-16 | Enphase Energy | IQ7-60-2-US | Inverters | 240 |  | 20 |  |  | 0.967 |  | Outside | on the rooftop under each solar panel
Solar Registration Program | NJSRRE1542396873 | Orange | 7050 | 9 | 6.3 | Residential | Yes | Behind the Meter | Trinity Solar | PSE&G | Accepted | 2019-09-13 | 2019-09-17 | 2020-09-17 | Hanwha 315 | Q.PEAK DUO BLK-G5 315 | Solar Panels |  | 0.315 | 10 | 41 | 37 |  | Fixed | Roof
Solar Registration Program | NJSRRE1542396873 | Orange | 7050 | 9 | 6.3 | Residential | Yes | Behind the Meter | Trinity Solar | PSE&G | Accepted | 2019-09-13 | 2019-09-17 | 2020-09-17 | Hanwha 315 | Q.PEAK DUO BLK-G5 315 | Solar Panels |  | 0.315 | 10 | 221 | 37 |  | Fixed | Roof
Solar Registration Program | NJSRRE1542396873 | Orange | 7050 | 9 | 6.3 | Residential | Yes | Behind the Meter | Trinity Solar | PSE&G | Accepted | 2019-09-13 | 2019-09-17 | 2020-09-17 | Solar Edge | SE5000 | Inverters | 5000 |  | 1 |  |  | 0.97 |  | Outside | side of home
Solar Registration Program | NJSRRE1542397098 | Sicklerville | 8081 | 14 | 6.3 | Residential | Yes | Behind the Meter | Bright Planet Solar | AC Electric | Accepted | 2019-09-13 | 2019-09-17 | 2020-09-17 | TRINA SOLAR | TSM-DD05A.18(II) 300W | Solar Panels |  | 0.3 | 21 | 172 | 23 |  | Fixed | Roof
Solar Registration Program | NJSRRE1542397098 | Sicklerville | 8081 | 14 | 6.3 | Residential | Yes | Behind the Meter | Bright Planet Solar | AC Electric | Accepted | 2019-09-13 | 2019-09-17 | 2020-09-17 | SOLAR EDGE | SE5000H-USRGM | Inverters | 5000 |  | 1 |  |  | 0.98 |  | Outdoor | NEXT TO METER
Solar Registration Program | NJSRRE1542407221 | PLEASANTVILLE | 8232 | 19 | 6.3 | Residential | Yes | Behind the Meter | Vivint Solar Developer, LLC | AC Electric | Accepted | 2019-09-16 | 2019-10-09 | 2020-10-09 | HANWHA SOLAR | Q.PEAK BLK-G5 315 | Solar Panels |  | 0.315 | 7 | 25 | 29 |  | Fixed | Roof
Solar Registration Program | NJSRRE1542407221 | PLEASANTVILLE | 8232 | 19 | 6.3 | Residential | Yes | Behind the Meter | Vivint Solar Developer, LLC | AC Electric | Accepted | 2019-09-16 | 2019-10-09 | 2020-10-09 | HANWHA SOLAR | Q.PEAK BLK-G5 315 | Solar Panels |  | 0.315 | 13 | 25 | 22 |  | Fixed | Roof
Solar Registration Program | NJSRRE1542407221 | PLEASANTVILLE | 8232 | 19 | 6.3 | Residential | Yes | Behind the Meter | Vivint Solar Developer, LLC | AC Electric | Accepted | 2019-09-16 | 2019-10-09 | 2020-10-09 | SOLAREDGE | SE7600H-US000BNC4 | Inverters | 7600 |  | 1 |  |  | 0.992 |  | Outdoor | Near The Utility Meter
Solar Registration Program | NJSRRE1542408749 | Bloomfield | 7003 | 9 | 6.3 | Residential | Yes | Behind the Meter | Trinity Solar | PSE&G | Accepted | 2019-09-16 | 2019-09-18 | 2020-09-18 | Hanwha | Q.PEAK DUO BLK-G5 315 | Solar Panels |  | 0.315 | 20 | 110 | 34 |  | Fixed | Roof
Solar Registration Program | NJSRRE1542408749 | Bloomfield | 7003 | 9 | 6.3 | Residential | Yes | Behind the Meter | Trinity Solar | PSE&G | Accepted | 2019-09-16 | 2019-09-18 | 2020-09-18 | Solar Edge | SE5000 | Inverters | 5000 |  | 1 |  |  | 0.97 |  | Outside | side of home
Solar Registration Program | NJSRRE1542408758 | North Bergen | 7047 | 8 | 6.3 | Residential | No | Behind the Meter | Trinity Solar | PSE&G | Accepted | 2019-09-16 | 2019-09-18 | 2020-09-18 | Hanwha | Q.PEAK DUO BLK-G5 315 | Solar Panels |  | 0.315 | 20 | 118 | 23 |  | Fixed | Roof
Solar Registration Program | NJSRRE1542408758 | North Bergen | 7047 | 8 | 6.3 | Residential | No | Behind the Meter | Trinity Solar | PSE&G | Accepted | 2019-09-16 | 2019-09-18 | 2020-09-18 | Solar Edge | SE5000 | Inverters | 5000 |  | 1 |  |  | 0.97 |  | Outside | side of home
Solar Registration Program | NJSRRE1542412306 | Merchantville | 8109 | 14 | 6.3 | Residential | Yes | Behind the Meter | Vivint Solar Developer, LLC | PSE&G | Accepted | 2019-09-17 | 2019-09-19 | 2020-09-19 | Hanwha | Q.PEAK BLK G5 315 | Solar Panels |  | 0.315 | 9 | 261 | 45 |  | Fixed | Roof
Solar Registration Program | NJSRRE1542412306 | Merchantville | 8109 | 14 | 6.3 | Residential | Yes | Behind the Meter | Vivint Solar Developer, LLC | PSE&G | Accepted | 2019-09-17 | 2019-09-19 | 2020-09-19 | Hanwha | Q.PEAK BLK G5 315 | Solar Panels |  | 0.315 | 11 | 81 | 45 |  | Fixed | Roof
Solar Registration Program | NJSRRE1542412306 | Merchantville | 8109 | 14 | 6.3 | Residential | Yes | Behind the Meter | Vivint Solar Developer, LLC | PSE&G | Accepted | 2019-09-17 | 2019-09-19 | 2020-09-19 | Solar Edge | SE7600H-US | Inverters | 7600 |  | 1 |  |  | 0.992 |  | Outdoor | Near Utility Meter
Solar Registration Program | NJSRRE1542422617 | East Brunswick | 8816 | 11 | 6.3 | Residential | Yes | Behind the Meter | Vivint Solar Developer, LLC | PSE&G | Accepted | 2019-09-19 | 2019-09-23 | 2020-09-23 | Hanwha | Q.PEAK BLK-G5 315 | Solar Panels |  | 0.315 | 6 | 276 | 41 |  | Fixed | Roof
Solar Registration Program | NJSRRE1542422617 | East Brunswick | 8816 | 11 | 6.3 | Residential | Yes | Behind the Meter | Vivint Solar Developer, LLC | PSE&G | Accepted | 2019-09-19 | 2019-09-23 | 2020-09-23 | Hanwha | Q.PEAK BLK-G5 315 | Solar Panels |  | 0.315 | 2 | 186 | 21 |  | Fixed | Roof
Solar Registration Program | NJSRRE1542422617 | East Brunswick | 8816 | 11 | 6.3 | Residential | Yes | Behind the Meter | Vivint Solar Developer, LLC | PSE&G | Accepted | 2019-09-19 | 2019-09-23 | 2020-09-23 | Hanwha | Q.PEAK BLK-G5 315 | Solar Panels |  | 0.315 | 10 | 276 | 8 |  | Fixed | Roof
Solar Registration Program | NJSRRE1542422617 | East Brunswick | 8816 | 11 | 6.3 | Residential | Yes | Behind the Meter | Vivint Solar Developer, LLC | PSE&G | Accepted | 2019-09-19 | 2019-09-23 | 2020-09-23 | Hanwha | Q.PEAK BLK-G5 315 | Solar Panels |  | 0.315 | 2 | 6 | 21 |  | Fixed | Roof
Solar Registration Program | NJSRRE1542422617 | East Brunswick | 8816 | 11 | 6.3 | Residential | Yes | Behind the Meter | Vivint Solar Developer, LLC | PSE&G | Accepted | 2019-09-19 | 2019-09-23 | 2020-09-23 | SolarEdge | SE7600H-US | Inverters | 7600 |  | 1 |  |  | 0.992 |  | Outdoor | Near the Utility Meter
Solar Registration Program | NJSRRE1542423001 | KEYPORT | 7735 | 17 | 6.3 | Residential | Yes | Behind the Meter | Vivint Solar Developer, LLC | JCP&L | Accepted | 2019-09-19 | 2019-09-23 | 2020-09-23 | Hanwha Solar | Q.PEAK BLK-G5 315 | Solar Panels |  | 0.315 | 2 | 307 | 19 |  | Fixed | Roof
Solar Registration Program | NJSRRE1542423001 | KEYPORT | 7735 | 17 | 6.3 | Residential | Yes | Behind the Meter | Vivint Solar Developer, LLC | JCP&L | Accepted | 2019-09-19 | 2019-09-23 | 2020-09-23 | Hanwha Solar | Q.PEAK BLK-G5 315 | Solar Panels |  | 0.315 | 6 | 37 | 27 |  | Fixed | Roof
Solar Registration Program | NJSRRE1542423001 | KEYPORT | 7735 | 17 | 6.3 | Residential | Yes | Behind the Meter | Vivint Solar Developer, LLC | JCP&L | Accepted | 2019-09-19 | 2019-09-23 | 2020-09-23 | Hanwha Solar | Q.PEAK BLK-G5 315 | Solar Panels |  | 0.315 | 3 | 217 | 27 |  | Fixed | Roof
Solar Registration Program | NJSRRE1542423001 | KEYPORT | 7735 | 17 | 6.3 | Residential | Yes | Behind the Meter | Vivint Solar Developer, LLC | JCP&L | Accepted | 2019-09-19 | 2019-09-23 | 2020-09-23 | Hanwha | Q.PEAK BLK-G5 315 | Solar Panels |  | 0.315 | 6 | 307 | 22 |  | Fixed | Roof
Solar Registration Program | NJSRRE1542423001 | KEYPORT | 7735 | 17 | 6.3 | Residential | Yes | Behind the Meter | Vivint Solar Developer, LLC | JCP&L | Accepted | 2019-09-19 | 2019-09-23 | 2020-09-23 | Hanwha Solar | Q.PEAK BLK-G5 315 | Solar Panels |  | 0.315 | 3 | 22 | 127 |  | Fixed | Roof
Solar Registration Program | NJSRRE1542423001 | KEYPORT | 7735 | 17 | 6.3 | Residential | Yes | Behind the Meter | Vivint Solar Developer, LLC | JCP&L | Accepted | 2019-09-19 | 2019-09-23 | 2020-09-23 | SolarEdge | SE7600H-US | Inverters | 7600 |  | 1 |  |  | 0.992 |  | Outdoor | Near the Utility Meter
Solar Registration Program | NJSRRE1542428567 | Pleasantville | 8232 | 19 | 6.3 | Residential | Yes | Behind the Meter | Pro Custom Solar dba Momentum Solar | AC Electric | Accepted | 2019-09-23 | 2019-09-25 | 2020-09-25 | HANWHA | Q.PEAK DUO BLK-G5 315 | Solar Panels |  | 0.315 | 20 | 120 | 0.97 |  | Fixed | Roof
Solar Registration Program | NJSRRE1542428567 | Pleasantville | 8232 | 19 | 6.3 | Residential | Yes | Behind the Meter | Pro Custom Solar dba Momentum Solar | AC Electric | Accepted | 2019-09-23 | 2019-09-25 | 2020-09-25 | Enphase Energy | IQ6-60-2-US | Inverters | 240 |  | 20 |  |  | 0.97 |  | Outdoor | Roof
Solar Registration Program | NJSRRE1542430837 | Marlton | 8053 | 13 | 6.3 | Residential | Yes | Behind the Meter | Trinity Solar | PSE&G | Accepted | 2019-09-24 | 2019-09-25 | 2020-09-25 | Hanwha | Q.PEAK DUO BLK-G5 315 | Solar Panels |  | 0.315 | 20 | 190 | 27 |  | Fixed | Roof
Solar Registration Program | NJSRRE1542430837 | Marlton | 8053 | 13 | 6.3 | Residential | Yes | Behind the Meter | Trinity Solar | PSE&G | Accepted | 2019-09-24 | 2019-09-25 | 2020-09-25 | Solar Edge | SE5000 | Inverters | 5000 |  | 1 |  |  | 0.97 |  | Outside | side of home
Solar Registration Program | NJSRRE1542430981 | Millville | 8332 | 20 | 6.3 | Residential | No | Behind the Meter | Vivint Solar Developer, LLC | AC Electric | Accepted | 2019-09-24 | 2019-09-26 | 2020-09-26 | Hanwha Solar | Q.PEAK BLK-G5 315 | Solar Panels |  | 0.315 | 15 | 195 | 36 |  | Fixed | Roof
Solar Registration Program | NJSRRE1542430981 | Millville | 8332 | 20 | 6.3 | Residential | No | Behind the Meter | Vivint Solar Developer, LLC | AC Electric | Accepted | 2019-09-24 | 2019-09-26 | 2020-09-26 | Hanwha Solar | Q.PEAK BLK-G5 315 | Solar Panels |  | 0.315 | 5 | 195 | 6 |  | Fixed | Roof
Solar Registration Program | NJSRRE1542430981 | Millville | 8332 | 20 | 6.3 | Residential | No | Behind the Meter | Vivint Solar Developer, LLC | AC Electric | Accepted | 2019-09-24 | 2019-09-26 | 2020-09-26 | Solar Edge | SE7600H-US000BNC4 | Inverters | 7600 |  | 1 |  |  | 0.992 |  | Outdoor | near the utility meter
Solar Registration Program | NJSRRE1542431181 | COLONIA | 7067 | 10 | 6.3 | Residential | Yes | Behind the Meter | Vivint Solar Developer, LLC | PSE&G | Accepted | 2019-09-24 | 2019-09-26 | 2020-09-26 | HANWHA SOLAR | Q.PEAK BLK-G5 315 | Solar Panels |  | 0.315 | 6 | 266 | 22 |  | Fixed | Roof
Solar Registration Program | NJSRRE1542431181 | COLONIA | 7067 | 10 | 6.3 | Residential | Yes | Behind the Meter | Vivint Solar Developer, LLC | PSE&G | Accepted | 2019-09-24 | 2019-09-26 | 2020-09-26 | HANWHA SOLAR | Q.PEAK BLK-G5 315 | Solar Panels |  | 0.315 | 8 | 176 | 22 |  | Fixed | Roof
Solar Registration Program | NJSRRE1542431181 | COLONIA | 7067 | 10 | 6.3 | Residential | Yes | Behind the Meter | Vivint Solar Developer, LLC | PSE&G | Accepted | 2019-09-24 | 2019-09-26 | 2020-09-26 | HANWHA SOLAR | Q.PEAK BLK-G5 315 | Solar Panels |  | 0.315 | 6 | 86 | 22 |  | Fixed | Roof
Solar Registration Program | NJSRRE1542431181 | COLONIA | 7067 | 10 | 6.3 | Residential | Yes | Behind the Meter | Vivint Solar Developer, LLC | PSE&G | Accepted | 2019-09-24 | 2019-09-26 | 2020-09-26 | SOLAREDGE | SE7600H-US | Inverters | 7600 |  | 1 |  |  | 0.992 |  | Outdoor | Near Utility meter
Solar Registration Program | NJSRRE1542434106 | Plainfield | 7060 | 10 | 6.3 | Residential | Yes | Behind the Meter | Trinity Solar | PSE&G | Accepted | 2019-09-25 | 2019-09-27 | 2020-09-27 | Hanwha | Q.PEAK DUO BLK-G5 315 | Solar Panels |  | 0.315 | 5 | 178 | 27 |  | Fixed | Roof
Solar Registration Program | NJSRRE1542434106 | Plainfield | 7060 | 10 | 6.3 | Residential | Yes | Behind the Meter | Trinity Solar | PSE&G | Accepted | 2019-09-25 | 2019-09-27 | 2020-09-27 | Hanwha | Q.PEAK DUO BLK-G5 315 | Solar Panels |  | 0.315 | 5 | 178 | 6 |  | Fixed | Roof
Solar Registration Program | NJSRRE1542434106 | Plainfield | 7060 | 10 | 6.3 | Residential | Yes | Behind the Meter | Trinity Solar | PSE&G | Accepted | 2019-09-25 | 2019-09-27 | 2020-09-27 | Hanwha | Q.PEAK DUO BLK-G5 315 | Solar Panels |  | 0.315 | 10 | 178 | 27 |  | Fixed | Roof
Solar Registration Program | NJSRRE1542434106 | Plainfield | 7060 | 10 | 6.3 | Residential | Yes | Behind the Meter | Trinity Solar | PSE&G | Accepted | 2019-09-25 | 2019-09-27 | 2020-09-27 | Solar Edge | SE5000 | Inverters | 5000 |  | 1 |  |  | 0.97 |  | Outside | side of home
Solar Registration Program | NJSRRE1542443573 | Matawan | 7747 | 17 | 6.3 | Residential | No | Behind the Meter | Trinity Solar | JCP&L | Accepted | 2019-09-26 | 2019-09-30 | 2020-09-30 | Hanwha | Q.PEAK DUO BLK-G5 315 | Solar Panels |  | 0.315 | 16 | 119 | 34 |  | Fixed | Roof
Solar Registration Program | NJSRRE1542443573 | Matawan | 7747 | 17 | 6.3 | Residential | No | Behind the Meter | Trinity Solar | JCP&L | Accepted | 2019-09-26 | 2019-09-30 | 2020-09-30 | Hanwha | Q.PEAK DUO BLK-G5 315 | Solar Panels |  | 0.315 | 4 | 209 | 27 |  | Fixed | Roof
Solar Registration Program | NJSRRE1542443573 | Matawan | 7747 | 17 | 6.3 | Residential | No | Behind the Meter | Trinity Solar | JCP&L | Accepted | 2019-09-26 | 2019-09-30 | 2020-09-30 | Solar Edge | SE5000 | Inverters | 5000 |  | 1 |  |  | 0.97 |  | Outside | side of home
Solar Registration Program | NJSRRE1542461467 | PENNSAUKEN | 8109 | 14 | 6.3 | Residential | Yes | Behind the Meter | Vivint Solar Developer, LLC | PSE&G | Accepted | 2019-09-30 | 2019-10-02 | 2020-10-02 | Hanwha | Q.PEAK DUO BLK-G5 315w | Solar Panels |  | 0.315 | 12 | 55 | 21 |  | Fixed | Roof
Solar Registration Program | NJSRRE1542461467 | PENNSAUKEN | 8109 | 14 | 6.3 | Residential | Yes | Behind the Meter | Vivint Solar Developer, LLC | PSE&G | Accepted | 2019-09-30 | 2019-10-02 | 2020-10-02 | Hanwha | Q.PEAK DUO BLK-G5 315w | Solar Panels |  | 0.315 | 8 | 235 | 21 |  | Fixed | Roof
Solar Registration Program | NJSRRE1542461467 | PENNSAUKEN | 8109 | 14 | 6.3 | Residential | Yes | Behind the Meter | Vivint Solar Developer, LLC | PSE&G | Accepted | 2019-09-30 | 2019-10-02 | 2020-10-02 | Solar Edge | SE7600H-US000BNC4 | Inverters | 7600 |  | 1 |  |  | 0.992 |  | Outdoor | Near the Utility Meter
Solar Registration Program | NJSRRE1542463997 | Bergenfield | 7621 | 7 | 6.3 | Residential | Yes | Behind the Meter | Vivint Solar Developer, LLC | PSE&G | Accepted | 2019-10-01 | 2019-10-02 | 2020-10-02 | Hanwha | Q.PEAK BLK-G5 315w | Solar Panels |  | 0.315 | 4 | 178 | 23 |  | Fixed | Roof
Solar Registration Program | NJSRRE1542463997 | Bergenfield | 7621 | 7 | 6.3 | Residential | Yes | Behind the Meter | Vivint Solar Developer, LLC | PSE&G | Accepted | 2019-10-01 | 2019-10-02 | 2020-10-02 | Hanwha | Q.PEAK BLK-G5 315w | Solar Panels |  | 0.315 | 6 | 88 | 23 |  | Fixed | Roof
Solar Registration Program | NJSRRE1542463997 | Bergenfield | 7621 | 7 | 6.3 | Residential | Yes | Behind the Meter | Vivint Solar Developer, LLC | PSE&G | Accepted | 2019-10-01 | 2019-10-02 | 2020-10-02 | Hanwha | Q.PEAK BLK-G5 315w | Solar Panels |  | 0.315 | 10 | 268 | 23 |  | Fixed | Roof
Solar Registration Program | NJSRRE1542463997 | Bergenfield | 7621 | 7 | 6.3 | Residential | Yes | Behind the Meter | Vivint Solar Developer, LLC | PSE&G | Accepted | 2019-10-01 | 2019-10-02 | 2020-10-02 | Solar Edge | SE7600H-US000BNC4 | Inverters | 7600 |  | 1 |  |  | 0.992 |  | Outdoor | Near the Utility Meter
Solar Registration Program | NJSRRE1542464002 | DUNELLEN | 8812 | 11 | 6.3 | Residential | No | Behind the Meter | Vivint Solar Developer, LLC | PSE&G | Accepted | 2019-10-01 | 2019-10-02 | 2020-10-02 | Hanwha Solar | Q.PEAK BLK-G5 315 | Solar Panels |  | 0.315 | 16 | 152 | 31 |  | Fixed | Roof
Solar Registration Program | NJSRRE1542464002 | DUNELLEN | 8812 | 11 | 6.3 | Residential | No | Behind the Meter | Vivint Solar Developer, LLC | PSE&G | Accepted | 2019-10-01 | 2019-10-02 | 2020-10-02 | Hanwha Solar | Q.PEAK BLK-G5 315 | Solar Panels |  | 0.315 | 4 | 332 | 31 |  | Fixed | Roof
Solar Registration Program | NJSRRE1542464002 | DUNELLEN | 8812 | 11 | 6.3 | Residential | No | Behind the Meter | Vivint Solar Developer, LLC | PSE&G | Accepted | 2019-10-01 | 2019-10-02 | 2020-10-02 | SOLAREDGE | SE7600H-US000BNC4 | Inverters | 7600 |  | 1 |  |  | 0.992 |  | Outdoor | Near The Utility Meter
Solar Registration Program | NJSRRE1542467037 | Monroe Township | 8831 | 11 | 6.3 | Residential | Yes | Behind the Meter | Suntuity Solar LLC | JCP&L | Accepted | 2019-10-01 | 2019-10-02 | 2020-10-02 | Yingli Green Energy | YL315D-30b | Solar Panels |  | 0.315 | 12 | 161 | 36 |  | Fixed | Roof
Solar Registration Program | NJSRRE1542467037 | Monroe Township | 8831 | 11 | 6.3 | Residential | Yes | Behind the Meter | Suntuity Solar LLC | JCP&L | Accepted | 2019-10-01 | 2019-10-02 | 2020-10-02 | Yingli Green Energy | YL315D-30b | Solar Panels |  | 0.315 | 8 | 251 | 35 |  | Fixed | Roof
Solar Registration Program | NJSRRE1542467037 | Monroe Township | 8831 | 11 | 6.3 | Residential | Yes | Behind the Meter | Suntuity Solar LLC | JCP&L | Accepted | 2019-10-01 | 2019-10-02 | 2020-10-02 | Enphase Energy | IQ7-60-2-US | Inverters | 240 |  | 20 |  |  | 0.97 |  | Outdoor | Behind the PV Modules
Solar Registration Program | NJSRRE1542511126 | Cherry Hill | 8034 | 14 | 6.3 | Residential | No | Behind the Meter | Geoscape Solar | PSE&G | Final As-Built Received | 2019-10-07 | 2019-10-09 | 2020-10-09 | LG ELECTRONICS INC | LG350N1C-V5 | Solar Panels |  | 0.35 | 18 | 210 | 16 |  | Fixed | Roof
Solar Registration Program | NJSRRE1542511126 | Cherry Hill | 8034 | 14 | 6.3 | Residential | No | Behind the Meter | Geoscape Solar | PSE&G | Final As-Built Received | 2019-10-07 | 2019-10-09 | 2020-10-09 | SolarEdge | SE5000H-US | Inverters | 5000 |  | 1 |  |  | 0.98 |  | Outside | Adj. to utility meter
Solar Registration Program | NJSRRE1542512272 | MANAHAWKIN | 8050 | 18 | 6.3 | Residential | Yes | Behind the Meter | Vivint Solar Developer, LLC | AC Electric | Accepted | 2019-10-07 | 2019-10-09 | 2020-10-09 | Hanwha | Q.PEAK BLK-G5 315 | Solar Panels |  | 0.315 | 20 | 195 | 18 |  | Fixed | Roof
Solar Registration Program | NJSRRE1542512272 | MANAHAWKIN | 8050 | 18 | 6.3 | Residential | Yes | Behind the Meter | Vivint Solar Developer, LLC | AC Electric | Accepted | 2019-10-07 | 2019-10-09 | 2020-10-09 | SolarEdge | SE7600H-US | Inverters | 7600 |  | 1 |  |  | 0.992 |  | Outdoor | Near the Utility Meter
Solar Registration Program | NJSRRE1542515443 | Sewell | 8080 | 15 | 6.3 | Residential | No | Behind the Meter | 1st Light Energy Inc | AC Electric | Accepted | 2019-10-08 | 2019-10-10 | 2020-10-10 | SolarEdge | SE6000H-USRGM (240V) | Inverters | 6000 |  | 1 |  |  | 0.99 |  | Outside | within 10 feet of meter
Solar Registration Program | NJSRRE1542515443 | Sewell | 8080 | 15 | 6.3 | Residential | No | Behind the Meter | 1st Light Energy Inc | AC Electric | Accepted | 2019-10-08 | 2019-10-10 | 2020-10-10 | Longi | LR6-60PB-300M | Solar Panels |  | 0.3 | 21 | 183 | 9 |  | Fixed | Roof
Solar Registration Program | NJSRRE1542523760 | Elizabeth | 7208 | 10 | 6.3 | Residential | Yes | Behind the Meter | Trinity Solar | PSE&G | Accepted | 2019-10-10 | 2019-10-14 | 2020-10-14 | Hanwha | Q.PEAK DUO BLK-G5 315 | Solar Panels |  | 0.315 | 20 | 124 | 40 |  | Fixed | Roof
Solar Registration Program | NJSRRE1542523760 | Elizabeth | 7208 | 10 | 6.3 | Residential | Yes | Behind the Meter | Trinity Solar | PSE&G | Accepted | 2019-10-10 | 2019-10-14 | 2020-10-14 | Solar Edge | SE5000 | Inverters | 5000 |  | 1 |  |  | 0.97 |  | Outside | side of home
Solar Registration Program | NJSRRE1542523786 | Egg Harbor Township | 8234 | 19 | 6.3 | Residential | Yes | Behind the Meter | Trinity Solar | AC Electric | Accepted | 2019-10-10 | 2019-10-14 | 2020-10-14 | HANWHA | Q.PEAK DUO BLK-G5 315 | Solar Panels |  | 0.315 | 8 | 122 | 34 |  | Fixed | Roof
Solar Registration Program | NJSRRE1542523786 | Egg Harbor Township | 8234 | 19 | 6.3 | Residential | Yes | Behind the Meter | Trinity Solar | AC Electric | Accepted | 2019-10-10 | 2019-10-14 | 2020-10-14 | HANWHA | Q.PEAK DUO BLK-G5 315 | Solar Panels |  | 0.315 | 12 | 122 | 34 |  | Fixed | Roof
Solar Registration Program | NJSRRE1542523786 | Egg Harbor Township | 8234 | 19 | 6.3 | Residential | Yes | Behind the Meter | Trinity Solar | AC Electric | Accepted | 2019-10-10 | 2019-10-14 | 2020-10-14 | Solar Edge | SE5000H-US000BNC4 | Inverters | 5000 |  | 1 |  |  | 0.97 |  | Outdoor | side of home
Solar Registration Program | NJSRRE1542523800 | Clifton | 7013 | 6 | 6.3 | Residential | Yes | Behind the Meter | Trinity Solar | PSE&G | Accepted | 2019-10-10 | 2019-10-14 | 2020-10-14 | Hanwha | Q.PEAK DUO BLK-G5 315 | Solar Panels |  | 0.315 | 9 | 220 | 12 |  | Fixed | Roof
Solar Registration Program | NJSRRE1542523800 | Clifton | 7013 | 6 | 6.3 | Residential | Yes | Behind the Meter | Trinity Solar | PSE&G | Accepted | 2019-10-10 | 2019-10-14 | 2020-10-14 | Hanwha | Q.PEAK DUO BLK-G5 315 | Solar Panels |  | 0.315 | 11 | 220 | 23 |  | Fixed | Roof
Solar Registration Program | NJSRRE1542523800 | Clifton | 7013 | 6 | 6.3 | Residential | Yes | Behind the Meter | Trinity Solar | PSE&G | Accepted | 2019-10-10 | 2019-10-14 | 2020-10-14 | Solar Edge | SE5000 | Inverters | 5000 |  | 1 |  |  | 0.97 |  | Outside | side of home
Solar Registration Program | NJSRRE1542525065 | Teaneck | 7666 | 7 | 6.3 | Residential | Yes | Behind the Meter | Trinity Solar | PSE&G | Accepted | 2019-10-10 | 2019-10-14 | 2020-10-14 | Hanwha | Q.PEAK DUO BLK-G5 315 | Solar Panels |  | 0.315 | 11 | 203 | 40 |  | Fixed | Roof
Solar Registration Program | NJSRRE1542525065 | Teaneck | 7666 | 7 | 6.3 | Residential | Yes | Behind the Meter | Trinity Solar | PSE&G | Accepted | 2019-10-10 | 2019-10-14 | 2020-10-14 | Hanwha | Q.PEAK DUO BLK-G5 315 | Solar Panels |  | 0.315 | 9 | 203 | 40 |  | Fixed | Roof
Solar Registration Program | NJSRRE1542525065 | Teaneck | 7666 | 7 | 6.3 | Residential | Yes | Behind the Meter | Trinity Solar | PSE&G | Accepted | 2019-10-10 | 2019-10-14 | 2020-10-14 | Solar Edge | SE5000 | Inverters | 5000 |  | 1 |  |  | 0.97 |  | Outside | side of home
Solar Registration Program | NJSRRE1542541547 | Irvington | 7111 | 9 | 6.3 | Residential | Yes | Behind the Meter | Trinity Solar | PSE&G | Accepted | 2019-10-14 | 2019-10-16 | 2020-10-16 | Solar Edge | SE5000H-US | Inverters | 5000 |  | 1 |  |  | 0.97 |  | Outdoor | side of home
Solar Registration Program | NJSRRE1542541547 | Irvington | 7111 | 9 | 6.3 | Residential | Yes | Behind the Meter | Trinity Solar | PSE&G | Accepted | 2019-10-14 | 2019-10-16 | 2020-10-16 | HANWHA | Q.PEAK DUO BLK-G5 315 | Solar Panels |  | 0.315 | 10 | 180 | 34 |  | Fixed | Roof
Solar Registration Program | NJSRRE1542541547 | Irvington | 7111 | 9 | 6.3 | Residential | Yes | Behind the Meter | Trinity Solar | PSE&G | Accepted | 2019-10-14 | 2019-10-16 | 2020-10-16 | HANWHA | Q.PEAK DUO BLK-G5 315 | Solar Panels |  | 0.315 | 8 | 180 | 23 |  | Fixed | Roof
Solar Registration Program | NJSRRE1542541547 | Irvington | 7111 | 9 | 6.3 | Residential | Yes | Behind the Meter | Trinity Solar | PSE&G | Accepted | 2019-10-14 | 2019-10-16 | 2020-10-16 | HANWHA | Q.PEAK DUO BLK-G5 315 | Solar Panels |  | 0.315 | 2 | 180 | 18 |  | Fixed | Roof
Solar Registration Program | NJSRRE1542541571 | Lyndhurst | 7071 | 7 | 6.3 | Residential | Yes | Behind the Meter | Trinity Solar | PSE&G | Accepted | 2019-10-14 | 2019-10-16 | 2020-10-16 | HANWHA | Q.PEAK DUO BLK-G5 315 | Solar Panels |  | 0.315 | 15 | 216 | 9 |  | Fixed | Roof
Solar Registration Program | NJSRRE1542541571 | Lyndhurst | 7071 | 7 | 6.3 | Residential | Yes | Behind the Meter | Trinity Solar | PSE&G | Accepted | 2019-10-14 | 2019-10-16 | 2020-10-16 | HANWHA | Q.PEAK DUO BLK-G5 315 | Solar Panels |  | 0.315 | 5 | 216 | 9 |  | Fixed | Roof
Solar Registration Program | NJSRRE1542541571 | Lyndhurst | 7071 | 7 | 6.3 | Residential | Yes | Behind the Meter | Trinity Solar | PSE&G | Accepted | 2019-10-14 | 2019-10-16 | 2020-10-16 | Solar Edge | SE5000H-US000BNC4 | Inverters | 5000 |  | 1 |  |  | 0.97 |  | Outdoor | side of home
Solar Registration Program | NJSRRE1542544222 | Iselin | 8830 | 11 | 6.3 | Residential | Yes | Behind the Meter | Vivint Solar Developer, LLC | PSE&G | Accepted | 2019-10-15 | 2019-10-17 | 2020-10-17 | HANWHA SOLAR | Q.PEAK BLK-G5 315 | Solar Panels |  | 0.315 | 20 | 63 | 38 |  | Fixed | Roof
Solar Registration Program | NJSRRE1542544222 | Iselin | 8830 | 11 | 6.3 | Residential | Yes | Behind the Meter | Vivint Solar Developer, LLC | PSE&G | Accepted | 2019-10-15 | 2019-10-17 | 2020-10-17 | solar edge | SE7600H-US | Inverters | 7600 |  | 1 |  |  | 0.992 |  | Outdoor | near utility meter
Solar Registration Program | NJSRRE1542548305 | Pennsauken Township | 8110 | 14 | 6.3 | Residential | Yes | Behind the Meter | Castle Energy, LLC | PSE&G | Accepted | 2019-10-16 | 2019-10-18 | 2020-10-18 | Hanwha Q-Cells | Q.Peak DUO-G5 315 | Solar Panels |  | 0.315 | 8 | 148 | 19 |  | Fixed | Roof
Solar Registration Program | NJSRRE1542548305 | Pennsauken Township | 8110 | 14 | 6.3 | Residential | Yes | Behind the Meter | Castle Energy, LLC | PSE&G | Accepted | 2019-10-16 | 2019-10-18 | 2020-10-18 | Hanwha Q-Cells | Q.Peak DUO-G5 315 | Solar Panels |  | 0.315 | 12 | 148 | 26 |  | Fixed | Roof
Solar Registration Program | NJSRRE1542548305 | Pennsauken Township | 8110 | 14 | 6.3 | Residential | Yes | Behind the Meter | Castle Energy, LLC | PSE&G | Accepted | 2019-10-16 | 2019-10-18 | 2020-10-18 | Enphase Energy | IQ7-60-2-US | Inverters | 0.24 |  | 20 |  |  | 0.967 |  | Outside | on the rooftop under each solar panel
Solar Registration Program | NJSRRE1542553201 | Newfield | 8344 | 15 | 6.3 | Residential | Yes | Behind the Meter | Trinity Solar | AC Electric | Accepted | 2019-10-17 | 2019-10-21 | 2020-10-21 | Hanwha | Q.PEAK DUO BLK-G5 315 | Solar Panels |  | 0.315 | 20 | 191 | 23 |  | Fixed | Roof
Solar Registration Program | NJSRRE1542553201 | Newfield | 8344 | 15 | 6.3 | Residential | Yes | Behind the Meter | Trinity Solar | AC Electric | Accepted | 2019-10-17 | 2019-10-21 | 2020-10-21 | Solar Edge | SE5000 | Inverters | 5000 |  | 1 |  |  | 0.97 |  | Outside | side of home
Solar Registration Program | NJSRRE1542556954 | Brick | 8723 | 18 | 6.3 | Residential | Yes | Behind the Meter | Vivint Solar Developer, LLC | JCP&L | Accepted | 2019-10-18 | 2019-10-22 | 2020-10-22 | Hanwha Solar | Q.PEAK BLK-G5 315 | Solar Panels |  | 0.315 | 20 | 81 | 18 |  | Fixed | Roof
Solar Registration Program | NJSRRE1542556954 | Brick | 8723 | 18 | 6.3 | Residential | Yes | Behind the Meter | Vivint Solar Developer, LLC | JCP&L | Accepted | 2019-10-18 | 2019-10-22 | 2020-10-22 | SOLAREDGE | SE7600H-US | Inverters | 7600 |  | 1 |  |  | 0.992 |  | Outdoor | Near the Utility Meter
Solar Registration Program | NJSRRE1542575017 | TOMS RIVER | 8755 | 18 | 6.3 | Residential | Yes | Behind the Meter | Vivint Solar Developer, LLC | JCP&L | Accepted | 2019-10-22 | 2019-10-24 | 2020-10-24 | Hanwha | Q.PEAK BLK-G5 315 | Solar Panels |  | 0.315 | 11 | 92 | 23 |  | Fixed | Roof
Solar Registration Program | NJSRRE1542575017 | TOMS RIVER | 8755 | 18 | 6.3 | Residential | Yes | Behind the Meter | Vivint Solar Developer, LLC | JCP&L | Accepted | 2019-10-22 | 2019-10-24 | 2020-10-24 | Hanwha | Q.PEAK BLK-G5 315 | Solar Panels |  | 0.315 | 9 | 272 | 23 |  | Fixed | Roof
Solar Registration Program | NJSRRE1542575017 | TOMS RIVER | 8755 | 18 | 6.3 | Residential | Yes | Behind the Meter | Vivint Solar Developer, LLC | JCP&L | Accepted | 2019-10-22 | 2019-10-24 | 2020-10-24 | Solar | Edge SE7600H-US | Inverters | 7600 |  | 1 |  |  | 0.992 |  | Outdoor | Near the Utility Meter
Solar Registration Program | NJSRRE1542576082 | LINWOOD | 8221 | 19 | 6.3 | Residential | Yes | Behind the Meter | Vivint Solar Developer, LLC | AC Electric | Accepted | 2019-10-22 | 2019-10-24 | 2020-10-24 | Solar Edge | SE7600H-US | Inverters | 7600 |  | 1 |  |  | 0.992 |  | Outdoor | Near the Utility Meter
Solar Registration Program | NJSRRE1542576082 | LINWOOD | 8221 | 19 | 6.3 | Residential | Yes | Behind the Meter | Vivint Solar Developer, LLC | AC Electric | Accepted | 2019-10-22 | 2019-10-24 | 2020-10-24 | Hanwha | Q.PEAK BLK-G5 315 | Solar Panels |  | 0.315 | 15 | 297 | 17 |  | Fixed | Roof
Solar Registration Program | NJSRRE1542576082 | LINWOOD | 8221 | 19 | 6.3 | Residential | Yes | Behind the Meter | Vivint Solar Developer, LLC | AC Electric | Accepted | 2019-10-22 | 2019-10-24 | 2020-10-24 | Hanwha | Q.PEAK BLK-G5 315 | Solar Panels |  | 0.315 | 5 | 27 | 17 |  | Fixed | Roof
Solar Registration Program | NJSRRE1542578692 | Sewell | 8080 | 15 | 6.3 | Residential | Yes | Behind the Meter | Trinity Solar | AC Electric | Accepted | 2019-10-23 | 2019-10-25 | 2020-10-25 | Hanwha | Q.PEAK DUO BLK-G5 315 | Solar Panels |  | 0.315 | 20 | 208 | 23 |  | Fixed | Roof
Solar Registration Program | NJSRRE1542578692 | Sewell | 8080 | 15 | 6.3 | Residential | Yes | Behind the Meter | Trinity Solar | AC Electric | Accepted | 2019-10-23 | 2019-10-25 | 2020-10-25 | Solar Edge | SE5000 | Inverters | 5000 |  | 1 |  |  | 0.97 |  | Outside | side of home
Solar Registration Program | NJSRRE1542578840 | Elizabeth City | 7206 | 10 | 6.3 | Residential | No | Behind the Meter | New Jersey Suntech | PSE&G | Accepted | 2019-10-23 | 2019-10-25 | 2020-10-25 | Solaredge | SE5000 | Inverters | 5000 |  | 1 |  |  | 0.97 |  | Outside | Adjacent to utility meter
Solar Registration Program | NJSRRE1542578840 | Elizabeth City | 7206 | 10 | 6.3 | Residential | No | Behind the Meter | New Jersey Suntech | PSE&G | Accepted | 2019-10-23 | 2019-10-25 | 2020-10-25 | Jinko | JKM315M-60 | Solar Panels |  | 0.315 | 20 | 150 | 42 |  | Fixed | Roof
Solar Registration Program | NJSRRE1542581295 | Paterson | 7522 | 6 | 6.3 | Residential | Yes | Behind the Meter | Trinity Solar | PSE&G | Accepted | 2019-10-24 | 2019-10-28 | 2020-10-28 | Hanwha | Q.PEAK DUO BLK-G5 315 | Solar Panels |  | 0.315 | 20 | 209 | 45 |  | Fixed | Roof
Solar Registration Program | NJSRRE1542581295 | Paterson | 7522 | 6 | 6.3 | Residential | Yes | Behind the Meter | Trinity Solar | PSE&G | Accepted | 2019-10-24 | 2019-10-28 | 2020-10-28 | Solar Edge | SE5000 | Inverters | 5000 |  | 1 |  |  | 0.97 |  | Outside | side of home
Solar Registration Program | NJSRRE1542581521 | Franklin Park | 8823 | 5 | 6.3 | Residential | Yes | Behind the Meter | Vivint Solar Developer, LLC | PSE&G | Accepted | 2019-10-24 | 2019-10-28 | 2020-10-28 | Hanwha | Q.PEAK BLK-G5 315 | Solar Panels |  | 0.315 | 20 | 180 | 33 |  | Fixed | Roof
Solar Registration Program | NJSRRE1542581521 | Franklin Park | 8823 | 5 | 6.3 | Residential | Yes | Behind the Meter | Vivint Solar Developer, LLC | PSE&G | Accepted | 2019-10-24 | 2019-10-28 | 2020-10-28 | Solar Edge | SE7600H-US | Inverters | 7600 |  | 1 |  |  | 0.992 |  | Outdoor | Near the utility meter
Solar Registration Program | NJSRRE1542582515 | Williamstown | 8094 | 15 | 6.3 | Residential | Yes | Behind the Meter | Trinity Solar | AC Electric | Accepted | 2019-10-24 | 2019-10-28 | 2020-10-28 | Hanwha | Q.PEAK DUO BLK-G5 315 | Solar Panels |  | 0.315 | 20 | 225 | 23 |  | Fixed | Roof
Solar Registration Program | NJSRRE1542582515 | Williamstown | 8094 | 15 | 6.3 | Residential | Yes | Behind the Meter | Trinity Solar | AC Electric | Accepted | 2019-10-24 | 2019-10-28 | 2020-10-28 | Solar Edge | SE5000 | Inverters | 5000 |  | 1 |  |  | 0.97 |  | Outside | side of home
Solar Registration Program | NJSRRE1542584450 | Wenonah | 8090 | 15 | 6.3 | Residential | Yes | Behind the Meter | Trinity Solar | PSE&G | Accepted | 2019-10-25 | 2019-10-29 | 2020-10-29 | Hanwha | Q.PEAK DUO BLK-G5 315 | Solar Panels |  | 0.315 | 10 | 150 | 21 |  | Fixed | Roof
Solar Registration Program | NJSRRE1542584450 | Wenonah | 8090 | 15 | 6.3 | Residential | Yes | Behind the Meter | Trinity Solar | PSE&G | Accepted | 2019-10-25 | 2019-10-29 | 2020-10-29 | Hanwha | Q.PEAK DUO BLK-G5 315 | Solar Panels |  | 0.315 | 10 | 150 | 21 |  | Fixed | Roof
Solar Registration Program | NJSRRE1542584450 | Wenonah | 8090 | 15 | 6.3 | Residential | Yes | Behind the Meter | Trinity Solar | PSE&G | Accepted | 2019-10-25 | 2019-10-29 | 2020-10-29 | Solar Edge | SE5000 | Inverters | 5000 |  | 1 |  |  | 0.97 |  | Outside | side of home
Solar Registration Program | NJSRRE1542679432 | North Bergen | 7047 | 8 | 6.3 | Residential | Yes | Behind the Meter | Suntuity Solar LLC | PSE&G | Accepted | 2019-10-26 | 2019-10-29 | 2020-10-29 | Yingli Green Energy | YL315D-30b | Solar Panels |  | 0.315 | 20 | 211 | 5 |  | Fixed | Roof
Solar Registration Program | NJSRRE1542679432 | North Bergen | 7047 | 8 | 6.3 | Residential | Yes | Behind the Meter | Suntuity Solar LLC | PSE&G | Accepted | 2019-10-26 | 2019-10-29 | 2020-10-29 | Enphase Energy | IQ7-60-2-US | Inverters | 240 |  | 20 |  |  | 0.97 |  | Outdoor | Behind the PV Modules
Solar Registration Program | NJSRRE1542684876 | Dumont | 7628 | 7 | 6.3 | Residential | No | Behind the Meter | Trinity Solar | PSE&G | Accepted | 2019-10-28 | 2019-10-30 | 2020-10-30 | Hanwha | Q.PEAK DUO BLK-G5 315 | Solar Panels |  | 0.315 | 16 | 86 | 28 |  | Fixed | Roof
Solar Registration Program | NJSRRE1542684876 | Dumont | 7628 | 7 | 6.3 | Residential | No | Behind the Meter | Trinity Solar | PSE&G | Accepted | 2019-10-28 | 2019-10-30 | 2020-10-30 | Hanwha | Q.PEAK DUO BLK-G5 315 | Solar Panels |  | 0.315 | 4 | 266 | 28 |  | Fixed | Roof
Solar Registration Program | NJSRRE1542684876 | Dumont | 7628 | 7 | 6.3 | Residential | No | Behind the Meter | Trinity Solar | PSE&G | Accepted | 2019-10-28 | 2019-10-30 | 2020-10-30 | Solar Edge | SE5000 | Inverters | 5000 |  | 1 |  |  | 0.97 |  | Outside | side of home
Solar Registration Program | NJSRRE1542718929 | Brick | 8724 | 18 | 6.3 | Residential | Yes | Behind the Meter | Trinity Solar | JCP&L | Accepted | 2019-10-29 | 2019-10-31 | 2020-10-31 | Hanwha 315 | Q.PEAK DUO BLK-G5 315 | Solar Panels |  | 0.315 | 8 | 282 | 18 |  | Fixed | Roof
Solar Registration Program | NJSRRE1542718929 | Brick | 8724 | 18 | 6.3 | Residential | Yes | Behind the Meter | Trinity Solar | JCP&L | Accepted | 2019-10-29 | 2019-10-31 | 2020-10-31 | Hanwha 315 | Q.PEAK DUO BLK-G5 315 | Solar Panels |  | 0.315 | 12 | 102 | 18 |  | Fixed | Roof
Solar Registration Program | NJSRRE1542718929 | Brick | 8724 | 18 | 6.3 | Residential | Yes | Behind the Meter | Trinity Solar | JCP&L | Accepted | 2019-10-29 | 2019-10-31 | 2020-10-31 | Solar Edge | SE5000H-US | Inverters | 5000 |  | 1 |  |  | 0.97 |  | Outside | side of home
Solar Registration Program | NJSRRE1542790751 | Perth Amboy | 8861 | 11 | 6.3 | Residential | Yes | Behind the Meter | Pro Custom Solar dba Momentum Solar | PSE&G | Accepted | 2019-10-30 | 2019-11-01 | 2020-11-01 | Hanwha | Q.Peak DUO BLK-G5 315 | Solar Panels |  | 0.315 | 7 | 296 | 25 |  | Fixed | Roof
Solar Registration Program | NJSRRE1542790751 | Perth Amboy | 8861 | 11 | 6.3 | Residential | Yes | Behind the Meter | Pro Custom Solar dba Momentum Solar | PSE&G | Accepted | 2019-10-30 | 2019-11-01 | 2020-11-01 | Hanwha | Q.Peak DUO BLK-G5 315 | Solar Panels |  | 0.315 | 7 | 116 | 25 |  | Fixed | Roof
Solar Registration Program | NJSRRE1542790751 | Perth Amboy | 8861 | 11 | 6.3 | Residential | Yes | Behind the Meter | Pro Custom Solar dba Momentum Solar | PSE&G | Accepted | 2019-10-30 | 2019-11-01 | 2020-11-01 | Hanwha | Q.Peak DUO BLK-G5 315 | Solar Panels |  | 0.315 | 6 | 206 | 24 |  | Fixed | Roof
Solar Registration Program | NJSRRE1542790751 | Perth Amboy | 8861 | 11 | 6.3 | Residential | Yes | Behind the Meter | Pro Custom Solar dba Momentum Solar | PSE&G | Accepted | 2019-10-30 | 2019-11-01 | 2020-11-01 | Enphase Energy | IQ6-60-2-US | Inverters | 240 |  | 20 |  |  | 0.97 |  | Outdoor | Roof
Solar Registration Program | NJSRRE1542832926 | Flemington | 8822 | 4 | 6.3 | Residential | No | Behind the Meter | Pro Custom Solar dba Momentum Solar | JCP&L | Accepted | 2019-10-30 | 2019-11-01 | 2020-11-01 | HANWHA | Q.PEAK DUO BLK-G5 315 | Solar Panels |  | 0.315 | 20 | 204 | 40 |  | Fixed | Roof
Solar Registration Program | NJSRRE1542832926 | Flemington | 8822 | 4 | 6.3 | Residential | No | Behind the Meter | Pro Custom Solar dba Momentum Solar | JCP&L | Accepted | 2019-10-30 | 2019-11-01 | 2020-11-01 | Enphase Energy | IQ7-60-2-US | Inverters | 250 |  | 20 |  |  | 0.97 |  | Outdoor | Roof
Solar Registration Program | NJSRRE1542839392 | Piscataway | 8854 | 11 | 6.3 | Residential | Yes | Behind the Meter | Suntuity Solar LLC | PSE&G | Accepted | 2019-10-31 | 2019-11-04 | 2020-11-04 | Enphase Energy | IQ7-60-2-US | Inverters | 240 |  | 20 |  |  | 0.97 |  | Outdoor | Behind the PV Modules
Solar Registration Program | NJSRRE1542839392 | Piscataway | 8854 | 11 | 6.3 | Residential | Yes | Behind the Meter | Suntuity Solar LLC | PSE&G | Accepted | 2019-10-31 | 2019-11-04 | 2020-11-04 | Yingli Green Energy | YL315D-30b | Solar Panels |  | 0.315 | 20 | 152 | 33 |  | Fixed | Roof
Solar Registration Program | NJSRRE1542839771 | Vineland | 8361 | 20 | 6.3 | Residential | Yes | Behind the Meter | Bright Planet Solar | Vineland Muni Electric | Accepted | 2019-10-31 | 2019-11-04 | 2020-11-04 | Hanwha Q-Cells | Q.PEAK-G4.1 300W | Solar Panels |  | 0.3 | 21 | 183 | 27 |  | Fixed | Roof
Solar Registration Program | NJSRRE1542839771 | Vineland | 8361 | 20 | 6.3 | Residential | Yes | Behind the Meter | Bright Planet Solar | Vineland Muni Electric | Accepted | 2019-10-31 | 2019-11-04 | 2020-11-04 | Solar Edge | SE5000H-USRGM | Inverters | 5000 |  | 1 |  |  | 0.98 |  | Outdoor | Next to meter
Solar Registration Program | NJSRRE1542911451 | Mantua | 8051 | 15 | 6.3 | Residential | Yes | Behind the Meter | Suntuity Solar LLC | AC Electric | Accepted | 2019-11-05 | 2019-11-06 | 2020-11-06 | Yingli Green Energy | YL315D-30b | Solar Panels |  | 0.315 | 12 | 46 | 23 |  | Fixed | Roof
Solar Registration Program | NJSRRE1542911451 | Mantua | 8051 | 15 | 6.3 | Residential | Yes | Behind the Meter | Suntuity Solar LLC | AC Electric | Accepted | 2019-11-05 | 2019-11-06 | 2020-11-06 | Yingli Green Energy | YL315D-30b | Solar Panels |  | 0.315 | 4 | 316 | 34 |  | Fixed | Roof
Solar Registration Program | NJSRRE1542911451 | Mantua | 8051 | 15 | 6.3 | Residential | Yes | Behind the Meter | Suntuity Solar LLC | AC Electric | Accepted | 2019-11-05 | 2019-11-06 | 2020-11-06 | Yingli Green Energy | YL315D-30b | Solar Panels |  | 0.315 | 4 | 226 | 23 |  | Fixed | Roof
Solar Registration Program | NJSRRE1542911451 | Mantua | 8051 | 15 | 6.3 | Residential | Yes | Behind the Meter | Suntuity Solar LLC | AC Electric | Accepted | 2019-11-05 | 2019-11-06 | 2020-11-06 | Enphase Energy | IQ7-60-2-US | Inverters | 240 |  | 20 |  |  | 0.97 |  | Outdoor | Behind the PV Modules
Solar Registration Program | NJSRRE1542956662 | Spring Lake | 7762 | 17 | 6.3 | Residential | Yes | Behind the Meter | Trinity Solar | JCP&L | Accepted | 2019-11-05 | 2019-11-07 | 2020-11-07 | HANWHA | Q.PEAK DUO BLK-G5 315 | Solar Panels |  | 0.315 | 20 | 187 | 23 |  | Fixed | Roof
Solar Registration Program | NJSRRE1542956662 | Spring Lake | 7762 | 17 | 6.3 | Residential | Yes | Behind the Meter | Trinity Solar | JCP&L | Accepted | 2019-11-05 | 2019-11-07 | 2020-11-07 | Solar Edge | SE5000H-US000BNC4 | Inverters | 5000 |  | 1 |  |  | 0.97 |  | Outdoor | side of home
Solar Registration Program | NJSRRE1542978575 | Cape May Court House | 8210 | 21 | 6.3 | Residential | Yes | Behind the Meter | Trinity Solar | AC Electric | Accepted | 2019-11-05 | 2019-11-07 | 2020-11-07 | Hanwha | Q.PEAK DUO BLK-G5 315 | Solar Panels |  | 0.315 | 20 | 204 | 18 |  | Fixed | Roof
Solar Registration Program | NJSRRE1542978575 | Cape May Court House | 8210 | 21 | 6.3 | Residential | Yes | Behind the Meter | Trinity Solar | AC Electric | Accepted | 2019-11-05 | 2019-11-07 | 2020-11-07 | Solar Edge | SE5000 | Inverters | 5000 |  | 1 |  |  | 0.97 |  | Outside | side of home
Solar Registration Program | NJSRRE1542982257 | Westhampton | 8060 | 13 | 6.3 | Residential | Yes | Behind the Meter | Pro Custom Solar dba Momentum Solar | PSE&G | Accepted | 2019-11-05 | 2019-11-07 | 2020-11-07 | HANWHA | Q.PEAK DUO BLK-G5 315 | Solar Panels |  | 0.315 | 10 | 209 | 34 |  | Fixed | Roof
Solar Registration Program | NJSRRE1542982257 | Westhampton | 8060 | 13 | 6.3 | Residential | Yes | Behind the Meter | Pro Custom Solar dba Momentum Solar | PSE&G | Accepted | 2019-11-05 | 2019-11-07 | 2020-11-07 | HANWHA | Q.PEAK DUO BLK-G5 315 | Solar Panels |  | 0.315 | 10 | 208 | 34 |  | Fixed | Roof
Solar Registration Program | NJSRRE1542982257 | Westhampton | 8060 | 13 | 6.3 | Residential | Yes | Behind the Meter | Pro Custom Solar dba Momentum Solar | PSE&G | Accepted | 2019-11-05 | 2019-11-07 | 2020-11-07 | Enphase Energy | IQ6-60-2-US | Inverters | 240 |  | 20 |  |  | 0.97 |  | Outdoor | Roof
Solar Registration Program | NJSRRE1543001874 | Hillsborough | 8844 | 5 | 6.3 | Residential | Yes | Behind the Meter | Pro Custom Solar dba Momentum Solar | PSE&G | Accepted | 2019-11-05 | 2019-11-08 | 2020-11-08 | Hanwha | Q.Peak DUO BLK-G5 315 | Solar Panels |  | 0.315 | 6 | 142 | 7 |  | Fixed | Roof
Solar Registration Program | NJSRRE1543001874 | Hillsborough | 8844 | 5 | 6.3 | Residential | Yes | Behind the Meter | Pro Custom Solar dba Momentum Solar | PSE&G | Accepted | 2019-11-05 | 2019-11-08 | 2020-11-08 | Hanwha | Q.Peak DUO BLK-G5 315 | Solar Panels |  | 0.315 | 11 | 142 | 27 |  | Fixed | Roof
Solar Registration Program | NJSRRE1543001874 | Hillsborough | 8844 | 5 | 6.3 | Residential | Yes | Behind the Meter | Pro Custom Solar dba Momentum Solar | PSE&G | Accepted | 2019-11-05 | 2019-11-08 | 2020-11-08 | Hanwha | Q.Peak DUO BLK-G5 315 | Solar Panels |  | 0.315 | 3 | 141 | 26 |  | Fixed | Roof
Solar Registration Program | NJSRRE1543001874 | Hillsborough | 8844 | 5 | 6.3 | Residential | Yes | Behind the Meter | Pro Custom Solar dba Momentum Solar | PSE&G | Accepted | 2019-11-05 | 2019-11-08 | 2020-11-08 | Enphase Energy | IQ6-60-2-US | Inverters | 240 |  | 20 |  |  | 0.97 |  | Outdoor | Roof
Solar Registration Program | NJSRRE1543042485 | Fair Lawn | 7410 | 7 | 6.3 | Residential | Yes | Behind the Meter | Vivint Solar Developer, LLC | PSE&G | Accepted | 2019-11-06 | 2019-11-11 | 2020-11-11 | HANWHA SOLAR | Q.PEAK BLK-G5 315 | Solar Panels |  | 0.315 | 20 | 70 | 27 |  | Fixed | Roof
Solar Registration Program | NJSRRE1543042485 | Fair Lawn | 7410 | 7 | 6.3 | Residential | Yes | Behind the Meter | Vivint Solar Developer, LLC | PSE&G | Accepted | 2019-11-06 | 2019-11-11 | 2020-11-11 | SOLAREDGE | SE7600H-US000BNC4 | Inverters | 7600 |  | 1 |  |  | 0.992 |  | Outdoor | Near the Utility Meter
Solar Registration Program | NJSRRE1543043950 | Union | 7083 | 10 | 6.3 | Residential | Yes | Behind the Meter | Vivint Solar Developer, LLC | PSE&G | Accepted | 2019-11-07 | 2019-11-11 | 2020-11-11 | HANWHA SOLAR | Q.PEAK BLK-G5 315 | Solar Panels |  | 0.315 | 15 | 132 | 25 |  | Fixed | Roof
Solar Registration Program | NJSRRE1543043950 | Union | 7083 | 10 | 6.3 | Residential | Yes | Behind the Meter | Vivint Solar Developer, LLC | PSE&G | Accepted | 2019-11-07 | 2019-11-11 | 2020-11-11 | HANWHA SOLAR | Q.PEAK BLK-G5 315 | Solar Panels |  | 0.315 | 5 | 222 | 16 |  | Fixed | Roof
Solar Registration Program | NJSRRE1543043950 | Union | 7083 | 10 | 6.3 | Residential | Yes | Behind the Meter | Vivint Solar Developer, LLC | PSE&G | Accepted | 2019-11-07 | 2019-11-11 | 2020-11-11 | solar edge | SE7600H-US | Inverters | 7600 |  | 1 |  |  | 0.992 |  | Outdoor | near utility meter
Solar Registration Program | NJSRRE1543046174 | National Park | 8063 | 15 | 6.3 | Residential | Yes | Behind the Meter | Trinity Solar | PSE&G | Accepted | 2019-11-07 | 2019-11-11 | 2020-11-11 | HANWHA | Q.PEAK DUO BLK-G5 315 | Solar Panels |  | 0.315 | 20 | 202 | 25 |  | Fixed | Roof
Solar Registration Program | NJSRRE1543046174 | National Park | 8063 | 15 | 6.3 | Residential | Yes | Behind the Meter | Trinity Solar | PSE&G | Accepted | 2019-11-07 | 2019-11-11 | 2020-11-11 | SOLAR EDGE | SE5000H-US | Inverters | 5000 |  | 1 |  |  | 0.97 |  | Outdoor | SIDE OF HOME
Solar Registration Program | NJSRRE1543057918 | Riverton | 8077 | 13 | 6.3 | Residential | Yes | Behind the Meter | Suntuity Solar LLC | PSE&G | Accepted | 2019-11-08 | 2019-11-12 | 2020-11-12 | Yingli Green Energy | YL315D-30b | Solar Panels |  | 0.315 | 4 | 208 | 10 |  | Fixed | Roof
Solar Registration Program | NJSRRE1543057918 | Riverton | 8077 | 13 | 6.3 | Residential | Yes | Behind the Meter | Suntuity Solar LLC | PSE&G | Accepted | 2019-11-08 | 2019-11-12 | 2020-11-12 | Yingli Green Energy | YL315D-30b | Solar Panels |  | 0.315 | 16 | 28 | 10 |  | Fixed | Roof
Solar Registration Program | NJSRRE1543057918 | Riverton | 8077 | 13 | 6.3 | Residential | Yes | Behind the Meter | Suntuity Solar LLC | PSE&G | Accepted | 2019-11-08 | 2019-11-12 | 2020-11-12 | Enphase Energy | IQ7-60-2-US | Inverters | 240 |  | 20 |  |  | 0.97 |  | Outdoor | Behind the PV Modules
Solar Registration Program | NJSRRE1543065526 | Woodbridge | 8863 | 11 | 6.3 | Residential | No | Behind the Meter | New Jersey Suntech | PSE&G | Accepted | 2019-11-11 | 2019-11-13 | 2020-11-13 | Jinko | JKM315M-60 | Solar Panels |  | 0.315 | 20 | 200 | 22 |  | Fixed | Roof
Solar Registration Program | NJSRRE1543065526 | Woodbridge | 8863 | 11 | 6.3 | Residential | No | Behind the Meter | New Jersey Suntech | PSE&G | Accepted | 2019-11-11 | 2019-11-13 | 2020-11-13 | Solaredge | SE5000A-US | Inverters | 5000 |  | 1 |  |  | 0.97 |  | Outside | Side of house next to meter
Solar Registration Program | NJSRRE1543067738 | Boonton | 7005 | 3 | 6.3 | Residential | Yes | Behind the Meter | Trinity Solar | JCP&L | Accepted | 2019-11-12 | 2019-11-14 | 2020-11-14 | HANWHA | Q.PEAK DUO BLK-G5 315 | Solar Panels |  | 0.315 | 20 | 217 | 40 |  | Fixed | Roof
Solar Registration Program | NJSRRE1543067738 | Boonton | 7005 | 3 | 6.3 | Residential | Yes | Behind the Meter | Trinity Solar | JCP&L | Accepted | 2019-11-12 | 2019-11-14 | 2020-11-14 | Solar Edge | SE5000H-US000BNC4 | Inverters | 5000 |  | 1 |  |  | 0.97 |  | Outdoor | side of home
Solar Registration Program | NJSRRE1543067817 | Vineland | 8360 | 20 | 6.3 | Residential | No | Behind the Meter | Bright Planet Solar | Vineland Muni Electric | Accepted | 2019-11-12 | 2019-11-14 | 2020-11-14 | TRINA SOLAR | TSM-DD05A.18(II) 300W | Solar Panels |  | 0.3 | 7 | 274 | 27 |  | Fixed | Roof
Solar Registration Program | NJSRRE1543067817 | Vineland | 8360 | 20 | 6.3 | Residential | No | Behind the Meter | Bright Planet Solar | Vineland Muni Electric | Accepted | 2019-11-12 | 2019-11-14 | 2020-11-14 | TRINA SOLAR | TSM-DD05A.18(II) 300W | Solar Panels |  | 0.3 | 2 | 273 | 8 |  | Fixed | Roof
Solar Registration Program | NJSRRE1543067817 | Vineland | 8360 | 20 | 6.3 | Residential | No | Behind the Meter | Bright Planet Solar | Vineland Muni Electric | Accepted | 2019-11-12 | 2019-11-14 | 2020-11-14 | TRINA SOLAR | TSM-DD05A.18(II) 300W | Solar Panels |  | 0.3 | 12 | 92 | 27 |  | Fixed | Roof
Solar Registration Program | NJSRRE1543067817 | Vineland | 8360 | 20 | 6.3 | Residential | No | Behind the Meter | Bright Planet Solar | Vineland Muni Electric | Accepted | 2019-11-12 | 2019-11-14 | 2020-11-14 | SOLAR EDGE | SE5000H-USRGM | Inverters | 5000 |  | 1 |  |  | 0.98 |  | Outdoor | NEXT TO METER
Solar Registration Program | NJSRRE1543151679 | North Bergen | 7047 | 8 | 6.3 | Residential | Yes | Behind the Meter | Suntuity Solar LLC | PSE&G | Accepted | 2019-11-13 | 2019-11-15 | 2020-11-15 | Yingli Green Energy | YL315D-30b | Solar Panels |  | 0.315 | 20 | 120 | 17 |  | Fixed | Roof
Solar Registration Program | NJSRRE1543151679 | North Bergen | 7047 | 8 | 6.3 | Residential | Yes | Behind the Meter | Suntuity Solar LLC | PSE&G | Accepted | 2019-11-13 | 2019-11-15 | 2020-11-15 | Enphase Energy | IQ7-60-2-US | Inverters | 240 |  | 20 |  |  | 0.97 |  | Outdoor | Behind the PV Modules
Solar Registration Program | NJSRRE1543151873 | NORTH BRUNSWICK | 8902 | 11 | 6.3 | Residential | Yes | Behind the Meter | Vivint Solar Developer, LLC | PSE&G | Accepted | 2019-11-13 | 2019-11-15 | 2020-11-15 | HANWHA SOLAR | Q.PEAK BLK-G5 315 | Solar Panels |  | 0.315 | 20 | 219 | 30 |  | Fixed | Roof
Solar Registration Program | NJSRRE1543151873 | NORTH BRUNSWICK | 8902 | 11 | 6.3 | Residential | Yes | Behind the Meter | Vivint Solar Developer, LLC | PSE&G | Accepted | 2019-11-13 | 2019-11-15 | 2020-11-15 | SOLAREDGE | SE7600H-US000BNC4 | Inverters | 7600 |  | 1 |  |  | 0.992 |  | Outdoor | Near the Utility Meter
Solar Registration Program | NJSRRE1543168556 | Pennsauken | 8110 | 14 | 6.3 | Residential | Yes | Behind the Meter | Vivint Solar Developer, LLC | PSE&G | Accepted | 2019-11-13 | 2019-11-15 | 2020-11-15 | Hanwha Solar | Q.PEAK BLK-G5 315 | Solar Panels |  | 0.315 | 20 | 131 | 22 |  | Fixed | Roof
Solar Registration Program | NJSRRE1543168556 | Pennsauken | 8110 | 14 | 6.3 | Residential | Yes | Behind the Meter | Vivint Solar Developer, LLC | PSE&G | Accepted | 2019-11-13 | 2019-11-15 | 2020-11-15 | solar edge | SE7600H-US000BNC4 | Inverters | 7600 |  | 1 |  |  | 0.992 |  | Outdoor | near utility meter
Solar Registration Program | NJSRRE1543168679 | Elizabeth | 7208 | 10 | 6.3 | Residential | Yes | Behind the Meter | Pro Custom Solar dba Momentum Solar | PSE&G | Accepted | 2019-11-13 | 2019-11-18 | 2020-11-18 | Hanwha | Q.Peak DUO BLK-G5 315 | Solar Panels |  | 0.315 | 17 | 126 | 41 |  | Fixed | Roof
Solar Registration Program | NJSRRE1543168679 | Elizabeth | 7208 | 10 | 6.3 | Residential | Yes | Behind the Meter | Pro Custom Solar dba Momentum Solar | PSE&G | Accepted | 2019-11-13 | 2019-11-18 | 2020-11-18 | Hanwha | Q.Peak DUO BLK-G5 315 | Solar Panels |  | 0.315 | 3 | 306 | 44 |  | Fixed | Roof
Solar Registration Program | NJSRRE1543168679 | Elizabeth | 7208 | 10 | 6.3 | Residential | Yes | Behind the Meter | Pro Custom Solar dba Momentum Solar | PSE&G | Accepted | 2019-11-13 | 2019-11-18 | 2020-11-18 | Enphase Energy | IQ6-60-2-US | Inverters | 240 |  | 20 |  |  | 0.97 |  | Outdoor | Roof
Solar Registration Program | NJSRRE1543233510 | RAHWAY | 7065 | 10 | 6.3 | Residential | Yes | Behind the Meter | Vivint Solar Developer, LLC | PSE&G | Accepted | 2019-11-14 | 2019-11-18 | 2020-11-18 | HANWHA SOLAR | Q.PEAK BLK-G5 315 | Solar Panels |  | 0.315 | 14 | 131 | 40 |  | Fixed | Roof
Solar Registration Program | NJSRRE1543233510 | RAHWAY | 7065 | 10 | 6.3 | Residential | Yes | Behind the Meter | Vivint Solar Developer, LLC | PSE&G | Accepted | 2019-11-14 | 2019-11-18 | 2020-11-18 | HANWHA SOLAR | Q.PEAK BLK-G5 315 | Solar Panels |  | 0.315 | 6 | 311 | 17 |  | Fixed | Roof
Solar Registration Program | NJSRRE1543233510 | RAHWAY | 7065 | 10 | 6.3 | Residential | Yes | Behind the Meter | Vivint Solar Developer, LLC | PSE&G | Accepted | 2019-11-14 | 2019-11-18 | 2020-11-18 | SOLAREDGE | SE7600H-US000BNC4 | Inverters | 7600 |  | 1 |  |  | 0.992 |  | Outdoor | Near the Utility Meter
Solar Registration Program | NJSRRE1543248720 | South Plainfield | 7080 | 11 | 6.3 | Residential | No | Behind the Meter | Trinity Solar | PSE&G | Accepted | 2019-11-14 | 2019-11-18 | 2020-11-18 | YINGLI | 315 | Solar Panels |  | 0.315 | 20 | 171 | 18 |  | Fixed | Roof
Solar Registration Program | NJSRRE1543248720 | South Plainfield | 7080 | 11 | 6.3 | Residential | No | Behind the Meter | Trinity Solar | PSE&G | Accepted | 2019-11-14 | 2019-11-18 | 2020-11-18 | Solar Edge | SE5000H-US000BNC4 | Inverters | 5000 |  | 1 |  |  | 0.97 |  | Outdoor | side of home
Solar Registration Program | NJSRRE1543279572 | Spotswood | 8884 | 11 | 6.3 | Residential | Yes | Behind the Meter | Trinity Solar | JCP&L | Accepted | 2019-11-14 | 2019-11-19 | 2020-11-19 | HANWHA | Q.PEAK DUO BLK-G5 315 | Solar Panels |  | 0.315 | 6 | 166 | 23 |  | Fixed | Roof
Solar Registration Program | NJSRRE1543279572 | Spotswood | 8884 | 11 | 6.3 | Residential | Yes | Behind the Meter | Trinity Solar | JCP&L | Accepted | 2019-11-14 | 2019-11-19 | 2020-11-19 | HANWHA | Q.PEAK DUO BLK-G5 315 | Solar Panels |  | 0.315 | 9 | 166 | 23 |  | Fixed | Roof
Solar Registration Program | NJSRRE1543279572 | Spotswood | 8884 | 11 | 6.3 | Residential | Yes | Behind the Meter | Trinity Solar | JCP&L | Accepted | 2019-11-14 | 2019-11-19 | 2020-11-19 | HANWHA | Q.PEAK DUO BLK-G5 315 | Solar Panels |  | 0.315 | 5 | 256 | 23 |  | Fixed | Roof
Solar Registration Program | NJSRRE1543279572 | Spotswood | 8884 | 11 | 6.3 | Residential | Yes | Behind the Meter | Trinity Solar | JCP&L | Accepted | 2019-11-14 | 2019-11-19 | 2020-11-19 | Solar Edge | SE5000H-US000BNC4 | Inverters | 5000 |  | 1 |  |  | 0.97 |  | Outdoor | side of home
Solar Registration Program | NJSRRE1543319139 | Elmwood Park | 7407 | 7 | 6.3 | Residential | Yes | Behind the Meter | Trinity Solar | PSE&G | Accepted | 2019-11-15 | 2019-11-20 | 2020-11-20 | HANWHA | Q.PEAK DUO BLK-G5 315 | Solar Panels |  | 0.315 | 5 | 127 | 18 |  | Fixed | Roof
Solar Registration Program | NJSRRE1543319139 | Elmwood Park | 7407 | 7 | 6.3 | Residential | Yes | Behind the Meter | Trinity Solar | PSE&G | Accepted | 2019-11-15 | 2019-11-20 | 2020-11-20 | HANWHA | Q.PEAK DUO BLK-G5 315 | Solar Panels |  | 0.315 | 10 | 127 | 45 |  | Fixed | Roof
Solar Registration Program | NJSRRE1543319139 | Elmwood Park | 7407 | 7 | 6.3 | Residential | Yes | Behind the Meter | Trinity Solar | PSE&G | Accepted | 2019-11-15 | 2019-11-20 | 2020-11-20 | HANWHA | Q.PEAK DUO BLK-G5 315 | Solar Panels |  | 0.315 | 5 | 127 | 18 |  | Fixed | Roof
Solar Registration Program | NJSRRE1543319139 | Elmwood Park | 7407 | 7 | 6.3 | Residential | Yes | Behind the Meter | Trinity Solar | PSE&G | Accepted | 2019-11-15 | 2019-11-20 | 2020-11-20 | Solar Edge | SE5000H-US000BNC4 | Inverters | 5000 |  | 1 |  |  | 0.97 |  | Outdoor | side of home
Solar Registration Program | NJSRRE1543383974 | Bellmawr | 8031 | 14 | 6.3 | Residential | Yes | Behind the Meter | Trinity Solar | PSE&G | Accepted | 2019-11-15 | 2019-11-19 | 2020-11-19 | Hanwha 315 | Q.PEAK DUO BLK-G5 315 | Solar Panels |  | 0.315 | 20 | 249 | 18 |  | Fixed | Roof
Solar Registration Program | NJSRRE1543383974 | Bellmawr | 8031 | 14 | 6.3 | Residential | Yes | Behind the Meter | Trinity Solar | PSE&G | Accepted | 2019-11-15 | 2019-11-19 | 2020-11-19 | Solar Edge | SE5000H-US | Inverters | 5000 |  | 1 |  |  | 0.97 |  | Outside | side of home
Solar Registration Program | NJSRRE1543417189 | Toms River | 8757 | 18 | 6.3 | Residential | Yes | Behind the Meter | Suntuity Solar LLC | JCP&L | Accepted | 2019-11-18 | 2019-11-20 | 2020-11-20 | Yingli Green Energy | YL315D-30b | Solar Panels |  | 0.315 | 20 | 175 | 23 |  | Fixed | Roof
Solar Registration Program | NJSRRE1543417189 | Toms River | 8757 | 18 | 6.3 | Residential | Yes | Behind the Meter | Suntuity Solar LLC | JCP&L | Accepted | 2019-11-18 | 2019-11-20 | 2020-11-20 | Enphase Energy | IQ7-60-2-US | Inverters | 240 |  | 20 |  |  | 0.97 |  | Outdoor | Behind the PV Modules
Solar Registration Program | NJSRRE1543417442 | Brick | 8723 | 18 | 6.3 | Residential | Yes | Behind the Meter | Trinity Solar | JCP&L | Accepted | 2019-11-18 | 2019-11-20 | 2020-11-20 | HANWHA | Q.PEAK DUO BLK-G5 315 | Solar Panels |  | 0.315 | 20 | 165 | 18 |  | Fixed | Roof
Solar Registration Program | NJSRRE1543417442 | Brick | 8723 | 18 | 6.3 | Residential | Yes | Behind the Meter | Trinity Solar | JCP&L | Accepted | 2019-11-18 | 2019-11-20 | 2020-11-20 | Solar Edge | SE5000H-US000BNC4 | Inverters | 5000 |  | 1 |  |  | 0.97 |  | Outdoor | side of home
Solar Registration Program | NJSRRE1543417730 | Lawrence Township | 8648 | 12 | 6.3 | Residential | Yes | Behind the Meter | Pro Custom Solar dba Momentum Solar | PSE&G | Accepted | 2019-11-18 | 2019-11-20 | 2020-11-20 | Hanwha | Q.Peak DUO BLK-G5 315 | Solar Panels |  | 0.315 | 6 | 53 | 6 |  | Fixed | Roof
Solar Registration Program | NJSRRE1543417730 | Lawrence Township | 8648 | 12 | 6.3 | Residential | Yes | Behind the Meter | Pro Custom Solar dba Momentum Solar | PSE&G | Accepted | 2019-11-18 | 2019-11-20 | 2020-11-20 | Hanwha | Q.Peak DUO BLK-G5 315 | Solar Panels |  | 0.315 | 8 | 53 | 10 |  | Fixed | Roof
Solar Registration Program | NJSRRE1543417730 | Lawrence Township | 8648 | 12 | 6.3 | Residential | Yes | Behind the Meter | Pro Custom Solar dba Momentum Solar | PSE&G | Accepted | 2019-11-18 | 2019-11-20 | 2020-11-20 | Hanwha | Q.Peak DUO BLK-G5 315 | Solar Panels |  | 0.315 | 6 | 233 | 30 |  | Fixed | Roof
Solar Registration Program | NJSRRE1543417730 | Lawrence Township | 8648 | 12 | 6.3 | Residential | Yes | Behind the Meter | Pro Custom Solar dba Momentum Solar | PSE&G | Accepted | 2019-11-18 | 2019-11-20 | 2020-11-20 | Enphase Energy | IQ6-60-2-US | Inverters | 240 |  | 20 |  |  | 0.97 |  | Outdoor | Roof
Solar Registration Program | NJSRRE1543421151 | North Middletown | 7748 | 17 | 6.3 | Residential | Yes | Behind the Meter | Trinity Solar | JCP&L | Accepted | 2019-11-19 | 2019-11-21 | 2020-11-21 | HANWHA | Q.PEAK DUO BLK-G5 315 | Solar Panels |  | 0.315 | 20 | 180 | 30 |  | Fixed | Roof
Solar Registration Program | NJSRRE1543421151 | North Middletown | 7748 | 17 | 6.3 | Residential | Yes | Behind the Meter | Trinity Solar | JCP&L | Accepted | 2019-11-19 | 2019-11-21 | 2020-11-21 | Solar Edge | SE5000H-US000BNC4 | Inverters | 5000 |  | 1 |  |  | 0.97 |  | Outdoor | side of home
Solar Registration Program | NJSRRE1543422039 | KEYPORT | 7735 | 17 | 6.3 | Residential | Yes | Behind the Meter | Vivint Solar Developer, LLC | JCP&L | Accepted | 2019-11-20 | 2019-11-22 | 2020-11-22 | HANWHA SOLAR | Q.PEAK BLK-G5 315 | Solar Panels |  | 0.315 | 16 | 297 | 23 |  | Fixed | Roof
Solar Registration Program | NJSRRE1543422039 | KEYPORT | 7735 | 17 | 6.3 | Residential | Yes | Behind the Meter | Vivint Solar Developer, LLC | JCP&L | Accepted | 2019-11-20 | 2019-11-22 | 2020-11-22 | HANWHA SOLAR | Q.PEAK BLK-G5 315 | Solar Panels |  | 0.315 | 4 | 117 | 23 |  | Fixed | Roof
Solar Registration Program | NJSRRE1543422039 | KEYPORT | 7735 | 17 | 6.3 | Residential | Yes | Behind the Meter | Vivint Solar Developer, LLC | JCP&L | Accepted | 2019-11-20 | 2019-11-22 | 2020-11-22 | solar edge | SE7600H-US | Inverters | 7600 |  | 1 |  |  | 0.992 |  | Outdoor | near the utility meter
Solar Registration Program | NJSRRE1543422203 | Plainfield | 7060 | 10 | 6.3 | Residential | Yes | Behind the Meter | Vivint Solar Developer, LLC | PSE&G | Accepted | 2019-11-20 | 2019-11-22 | 2020-11-22 | HANWHA SOLAR | Q.PEAK BLK-G5 315 | Solar Panels |  | 0.315 | 11 | 128 | 21 |  | Fixed | Roof
Solar Registration Program | NJSRRE1543422203 | Plainfield | 7060 | 10 | 6.3 | Residential | Yes | Behind the Meter | Vivint Solar Developer, LLC | PSE&G | Accepted | 2019-11-20 | 2019-11-22 | 2020-11-22 | HANWHA SOLAR | Q.PEAK BLK-G5 315 | Solar Panels |  | 0.315 | 9 | 308 | 21 |  | Fixed | Roof
Solar Registration Program | NJSRRE1543422203 | Plainfield | 7060 | 10 | 6.3 | Residential | Yes | Behind the Meter | Vivint Solar Developer, LLC | PSE&G | Accepted | 2019-11-20 | 2019-11-22 | 2020-11-22 | solar edge | SE7600H-US | Inverters | 7600 |  | 1 |  |  | 0.992 |  | Outdoor | near the utility meter
Solar Registration Program | NJSRRE1543425591 | Swedesboro | 8085 | 15 | 6.3 | Residential | No | Behind the Meter | Trinity Solar | AC Electric | Accepted | 2019-11-20 | 2019-11-25 | 2020-11-25 | Hanwha | Q.PEAK DUO BLK-G5 315 | Solar Panels |  | 0.315 | 11 | 231 | 23 |  | Fixed | Roof
Solar Registration Program | NJSRRE1543425591 | Swedesboro | 8085 | 15 | 6.3 | Residential | No | Behind the Meter | Trinity Solar | AC Electric | Accepted | 2019-11-20 | 2019-11-25 | 2020-11-25 | Hanwha | Q.PEAK DUO BLK-G5 315 | Solar Panels |  | 0.315 | 6 | 141 | 27 |  | Fixed | Roof
Solar Registration Program | NJSRRE1543425591 | Swedesboro | 8085 | 15 | 6.3 | Residential | No | Behind the Meter | Trinity Solar | AC Electric | Accepted | 2019-11-20 | 2019-11-25 | 2020-11-25 | Hanwha | Q.PEAK DUO BLK-G5 315 | Solar Panels |  | 0.315 | 3 | 141 | 27 |  | Fixed | Roof
Solar Registration Program | NJSRRE1543425591 | Swedesboro | 8085 | 15 | 6.3 | Residential | No | Behind the Meter | Trinity Solar | AC Electric | Accepted | 2019-11-20 | 2019-11-25 | 2020-11-25 | Solar Edge | SE5000 | Inverters | 5000 |  | 1 |  |  | 0.97 |  | Outside | side of home
Solar Registration Program | NJSRRE1543425605 | ENGLISHTOWN | 7726 | 17 | 6.3 | Residential | No | Behind the Meter | Infinity Solar Systems | JCP&L | Accepted | 2019-11-20 | 2019-11-25 | 2020-11-25 | LG | LG350N1C-V5 | Solar Panels |  | 0.35 | 18 | 180 | 40 |  | Fixed | Roof
Solar Registration Program | NJSRRE1543425605 | ENGLISHTOWN | 7726 | 17 | 6.3 | Residential | No | Behind the Meter | Infinity Solar Systems | JCP&L | Accepted | 2019-11-20 | 2019-11-25 | 2020-11-25 | ENPHASE | IQ7-60-X-US | Inverters | 240 |  | 18 |  |  | 0.97 |  | Outside | MICROINVERTERS
Solar Registration Program | NJSRRE1543433680 | Brick | 8723 | 18 | 6.3 | Residential | Yes | Behind the Meter | Trinity Solar | JCP&L | Accepted | 2019-11-21 | 2019-11-25 | 2020-11-25 | Hanwha | Q.PEAK DUO BLK-G5 315 | Solar Panels |  | 0.315 | 4 | 188 | 18 |  | Fixed | Roof
Solar Registration Program | NJSRRE1543433680 | Brick | 8723 | 18 | 6.3 | Residential | Yes | Behind the Meter | Trinity Solar | JCP&L | Accepted | 2019-11-21 | 2019-11-25 | 2020-11-25 | Hanwha | Q.PEAK DUO BLK-G5 315 | Solar Panels |  | 0.315 | 8 | 8 | 18 |  | Fixed | Roof
Solar Registration Program | NJSRRE1543433680 | Brick | 8723 | 18 | 6.3 | Residential | Yes | Behind the Meter | Trinity Solar | JCP&L | Accepted | 2019-11-21 | 2019-11-25 | 2020-11-25 | Hanwha | Q.PEAK DUO BLK-G5 315 | Solar Panels |  | 0.315 | 4 | 98 | 18 |  | Fixed | Roof
Solar Registration Program | NJSRRE1543433680 | Brick | 8723 | 18 | 6.3 | Residential | Yes | Behind the Meter | Trinity Solar | JCP&L | Accepted | 2019-11-21 | 2019-11-25 | 2020-11-25 | Hanwha | Q.PEAK DUO BLK-G5 315 | Solar Panels |  | 0.315 | 4 | 278 | 18 |  | Fixed | Roof
Solar Registration Program | NJSRRE1543433680 | Brick | 8723 | 18 | 6.3 | Residential | Yes | Behind the Meter | Trinity Solar | JCP&L | Accepted | 2019-11-21 | 2019-11-25 | 2020-11-25 | Solar Edge | SE5000 | Inverters | 5000 |  | 1 |  |  | 0.97 |  | Outside | side of home
Solar Registration Program | NJSRRE1543433737 | FORDS | 8863 | 11 | 6.3 | Residential | Yes | Behind the Meter | Vivint Solar Developer, LLC | PSE&G | Accepted | 2019-11-25 | 2019-11-25 | 2020-11-25 | HANWHA SOLAR | Q.PEAK BLK-G5 315 | Solar Panels |  | 0.315 | 20 | 198 | 35 |  | Fixed | Roof
Solar Registration Program | NJSRRE1543433737 | FORDS | 8863 | 11 | 6.3 | Residential | Yes | Behind the Meter | Vivint Solar Developer, LLC | PSE&G | Accepted | 2019-11-25 | 2019-11-25 | 2020-11-25 | solar edge | SE7600H-US000BNC4 | Inverters | 7600 |  | 1 |  |  | 0.992 |  | Outdoor | near utility meter
Solar Registration Program | NJSRRE1543434274 | Ewing | 8638 | 12 | 6.3 | Residential | Yes | Behind the Meter | Pro Custom Solar dba Momentum Solar | PSE&G | Accepted | 2019-11-21 | 2019-11-26 | 2020-11-26 | Hanwha | Q.Peak DUO BLK-G5 315 | Solar Panels |  | 0.315 | 9 | 194 | 19 |  | Fixed | Roof
Solar Registration Program | NJSRRE1543434274 | Ewing | 8638 | 12 | 6.3 | Residential | Yes | Behind the Meter | Pro Custom Solar dba Momentum Solar | PSE&G | Accepted | 2019-11-21 | 2019-11-26 | 2020-11-26 | Hanwha | Q.Peak DUO BLK-G5 315 | Solar Panels |  | 0.315 | 11 | 193 | 19 |  | Fixed | Roof
Solar Registration Program | NJSRRE1543434274 | Ewing | 8638 | 12 | 6.3 | Residential | Yes | Behind the Meter | Pro Custom Solar dba Momentum Solar | PSE&G | Accepted | 2019-11-21 | 2019-11-26 | 2020-11-26 | Enphase Energy | IQ6-60-2-US | Inverters | 240 |  | 20 |  |  | 0.97 |  | Outdoor | Roof
Solar Registration Program | NJSRRE1543436815 | Eastampton | 8060 | 13 | 6.3 | Residential | No | Behind the Meter | Trinity Solar | PSE&G | Accepted | 2019-11-22 | 2019-11-26 | 2020-11-26 | Hanwha 315 | Q.PEAK DUO BLK-G5 315 | Solar Panels |  | 0.315 | 12 | 95 | 30 |  | Fixed | Roof
Solar Registration Program | NJSRRE1543436815 | Eastampton | 8060 | 13 | 6.3 | Residential | No | Behind the Meter | Trinity Solar | PSE&G | Accepted | 2019-11-22 | 2019-11-26 | 2020-11-26 | Hanwha 315 | Q.PEAK DUO BLK-G5 315 | Solar Panels |  | 0.315 | 8 | 185 | 45 |  | Fixed | Roof
Solar Registration Program | NJSRRE1543436815 | Eastampton | 8060 | 13 | 6.3 | Residential | No | Behind the Meter | Trinity Solar | PSE&G | Accepted | 2019-11-22 | 2019-11-26 | 2020-11-26 | Solar Edge | SE5000H-US | Inverters | 5000 |  | 1 |  |  | 0.97 |  | Outside | side of home
Solar Registration Program | NJSRRE1543441522 | Morganville | 7751 | 17 | 6.3 | Residential | No | Behind the Meter | New Jersey Clean Energy Solutions | JCP&L | Accepted | 2019-11-25 | 2019-11-27 | 2020-11-27 | Certainteed | CT315M11-02 BLK | Solar Panels |  | 0.315 | 20 | 180 | 5 |  | Fixed | Roof | Arbor
Solar Registration Program | NJSRRE1543441522 | Morganville | 7751 | 17 | 6.3 | Residential | No | Behind the Meter | New Jersey Clean Energy Solutions | JCP&L | Accepted | 2019-11-25 | 2019-11-27 | 2020-11-27 | Enphase | IQ7 | Inverters | 240 |  | 20 |  |  | 0.97 |  | Outside | under panel
Solar Registration Program | NJSRRE1543441529 | PEMBERTON | 8068 | 13 | 6.3 | Residential | Yes | Behind the Meter | Vivint Solar Developer, LLC | JCP&L | Accepted | 2019-11-25 | 2019-11-27 | 2020-11-27 | HANWHA SOLAR | Q.PEAK BLK-G5 315 | Solar Panels |  | 0.315 | 15 | 204 | 26 |  | Fixed | Roof
Solar Registration Program | NJSRRE1543441529 | PEMBERTON | 8068 | 13 | 6.3 | Residential | Yes | Behind the Meter | Vivint Solar Developer, LLC | JCP&L | Accepted | 2019-11-25 | 2019-11-27 | 2020-11-27 | HANWHA SOLAR | Q.PEAK BLK-G5 315 | Solar Panels |  | 0.315 | 5 | 24 | 26 |  | Fixed | Roof
Solar Registration Program | NJSRRE1543441529 | PEMBERTON | 8068 | 13 | 6.3 | Residential | Yes | Behind the Meter | Vivint Solar Developer, LLC | JCP&L | Accepted | 2019-11-25 | 2019-11-27 | 2020-11-27 | SOLAREDGE | SE7600H-US | Inverters | 7600 |  | 1 |  |  | 0.992 |  | Outdoor | Near the Utility Meter
Solar Registration Program | NJSRRE1543441780 | Totowa | 7512 | 6 | 6.3 | Residential | Yes | Behind the Meter | Vivint Solar Developer, LLC | PSE&G | Accepted | 2019-11-25 | 2019-11-27 | 2020-11-27 | Hanwha Solar | Q.PEAK BLK-G5 315 | Solar Panels |  | 0.315 | 20 | 176 | 24 |  | Fixed | Roof
Solar Registration Program | NJSRRE1543441780 | Totowa | 7512 | 6 | 6.3 | Residential | Yes | Behind the Meter | Vivint Solar Developer, LLC | PSE&G | Accepted | 2019-11-25 | 2019-11-27 | 2020-11-27 | Solar Edge | SE7600H-US | Inverters | 7600 |  | 1 |  |  | 0.992 |  | Outdoor | Near the utility meter
Solar Registration Program | NJSRRE1543446645 | Manalapan | 7726 | 17 | 6.3 | Residential | No | Behind the Meter | Pro Custom Solar dba Momentum Solar | JCP&L | Accepted | 2019-11-26 | 2019-12-02 | 2020-12-02 | Hanwha | Q.Peak DUO BLK-G5 315 | Solar Panels |  | 0.315 | 20 | 81 | 21 |  | Fixed | Roof
Solar Registration Program | NJSRRE1543446645 | Manalapan | 7726 | 17 | 6.3 | Residential | No | Behind the Meter | Pro Custom Solar dba Momentum Solar | JCP&L | Accepted | 2019-11-26 | 2019-12-02 | 2020-12-02 | Enphase Energy | IQ6-60-2-US | Inverters | 240 |  | 20 |  |  | 0.97 |  | Outdoor | Roof
Solar Registration Program | NJSRRE1543450827 | Ventnor City | 8406 | 19 | 6.3 | Residential | Yes | Behind the Meter | Trinity Solar | AC Electric | Accepted | 2019-11-27 | 2019-12-03 | 2020-12-03 | Hanwha | Q.PEAK DUO BLK-G5 315 | Solar Panels |  | 0.315 | 20 | 238 | 23 |  | Fixed | Roof
Solar Registration Program | NJSRRE1543450827 | Ventnor City | 8406 | 19 | 6.3 | Residential | Yes | Behind the Meter | Trinity Solar | AC Electric | Accepted | 2019-11-27 | 2019-12-03 | 2020-12-03 | Solar Edge | SE5000 | Inverters | 5000 |  | 1 |  |  | 0.97 |  | Outside | side of home
Solar Registration Program | NJSRRE1543451852 | Camden | 8105 | 14 | 6.3 | Residential | Yes | Behind the Meter | Vivint Solar Developer, LLC | PSE&G | Accepted | 2019-11-29 | 2019-12-03 | 2020-12-03 | Hanwha | Q.PEAK BLK-G5 315 | Solar Panels |  | 0.315 | 10 | 59 | 5 |  | Fixed | Roof
Solar Registration Program | NJSRRE1543451852 | Camden | 8105 | 14 | 6.3 | Residential | Yes | Behind the Meter | Vivint Solar Developer, LLC | PSE&G | Accepted | 2019-11-29 | 2019-12-03 | 2020-12-03 | Hanwha | Q.PEAK BLK-G5 315 | Solar Panels |  | 0.315 | 10 | 151 | 37 |  | Fixed | Roof
Solar Registration Program | NJSRRE1543451852 | Camden | 8105 | 14 | 6.3 | Residential | Yes | Behind the Meter | Vivint Solar Developer, LLC | PSE&G | Accepted | 2019-11-29 | 2019-12-03 | 2020-12-03 | Solar Edge | SE7600H-US | Inverters | 7600 |  | 1 |  |  | 0.992 |  | Outdoor | Near the utility meter
Solar Registration Program | NJSRRE1543452898 | BROWNS MILLS | 8015 | 13 | 6.3 | Residential | Yes | Behind the Meter | Vivint Solar Developer, LLC | JCP&L | Accepted | 2019-11-29 | 2019-12-03 | 2020-12-03 | HANWHA SOLAR | Q.PEAK BLK-G5 315 | Solar Panels |  | 0.315 | 10 | 179 | 21 |  | Fixed | Roof
Solar Registration Program | NJSRRE1543452898 | BROWNS MILLS | 8015 | 13 | 6.3 | Residential | Yes | Behind the Meter | Vivint Solar Developer, LLC | JCP&L | Accepted | 2019-11-29 | 2019-12-03 | 2020-12-03 | HANWHA SOLAR | Q.PEAK BLK-G5 315 | Solar Panels |  | 0.315 | 10 | 179 | 20 |  | Fixed | Roof
Solar Registration Program | NJSRRE1543452898 | BROWNS MILLS | 8015 | 13 | 6.3 | Residential | Yes | Behind the Meter | Vivint Solar Developer, LLC | JCP&L | Accepted | 2019-11-29 | 2019-12-03 | 2020-12-03 | SOLAREDGE | SE7600H-US | Inverters | 7600 |  | 1 |  |  | 0.992 |  | Outdoor | Near the Utility Meter
Solar Registration Program | NJSRRE1543463031 | Mount Holly | 8060 | 13 | 6.3 | Residential | No | Behind the Meter | Suntuity Solar LLC | PSE&G | Accepted | 2019-12-02 | 2019-12-04 | 2020-12-04 | Yingli Green Energy | YL315D-30b | Solar Panels |  | 0.315 | 8 | 153 | 36 |  | Fixed | Roof
Solar Registration Program | NJSRRE1543463031 | Mount Holly | 8060 | 13 | 6.3 | Residential | No | Behind the Meter | Suntuity Solar LLC | PSE&G | Accepted | 2019-12-02 | 2019-12-04 | 2020-12-04 | Yingli Green Energy | YL315D-30b | Solar Panels |  | 0.315 | 12 | 153 | 0 |  | Fixed | Roof
Solar Registration Program | NJSRRE1543463031 | Mount Holly | 8060 | 13 | 6.3 | Residential | No | Behind the Meter | Suntuity Solar LLC | PSE&G | Accepted | 2019-12-02 | 2019-12-04 | 2020-12-04 | Enphase Energy | IQ7-60-2-US | Inverters | 240 |  | 20 |  |  | 0.97 |  | Outdoor | Behind the PV Modules
Solar Registration Program | NJSRRE1543465091 | Belmar | 7719 | 17 | 6.3 | Residential | Yes | Behind the Meter | Trinity Solar | JCP&L | Accepted | 2019-12-02 | 2019-12-04 | 2020-12-04 | Hanwha | Q.PEAK DUO BLK-G5 315 | Solar Panels |  | 0.315 | 9 | 197 | 35 |  | Fixed | Roof
Solar Registration Program | NJSRRE1543465091 | Belmar | 7719 | 17 | 6.3 | Residential | Yes | Behind the Meter | Trinity Solar | JCP&L | Accepted | 2019-12-02 | 2019-12-04 | 2020-12-04 | Hanwha | Q.PEAK DUO BLK-G5 315 | Solar Panels |  | 0.315 | 11 | 107 | 37 |  | Fixed | Roof
Solar Registration Program | NJSRRE1543465091 | Belmar | 7719 | 17 | 6.3 | Residential | Yes | Behind the Meter | Trinity Solar | JCP&L | Accepted | 2019-12-02 | 2019-12-04 | 2020-12-04 | Solar Edge | SE5000 | Inverters | 5000 |  | 1 |  |  | 0.97 |  | Outside | side of home
Solar Registration Program | NJSRRE1543473783 | Old Bridge | 8857 | 11 | 6.3 | Residential | No | Behind the Meter | Trinity Solar | JCP&L | Accepted | 2019-12-03 | 2019-12-05 | 2020-12-05 | HANWHA | Q.PEAK DUO BLK-G5 315 | Solar Panels |  | 0.315 | 20 | 94 | 18 |  | Fixed | Roof
Solar Registration Program | NJSRRE1543473783 | Old Bridge | 8857 | 11 | 6.3 | Residential | No | Behind the Meter | Trinity Solar | JCP&L | Accepted | 2019-12-03 | 2019-12-05 | 2020-12-05 | Solar Edge | SE5000H-US000BNC4 | Inverters | 5000 |  | 1 |  |  | 0.97 |  | Outdoor | side of home
Solar Registration Program | NJSRRE1543474360 | Bloomfield | 7003 | 9 | 6.3 | Residential | Yes | Behind the Meter | Trinity Solar | PSE&G | Accepted | 2019-12-03 | 2019-12-05 | 2020-12-05 | Hanwha | Q.PEAK DUO BLK-G5 315 | Solar Panels |  | 0.315 | 20 | 176 | 23 |  | Fixed | Roof
Solar Registration Program | NJSRRE1543474360 | Bloomfield | 7003 | 9 | 6.3 | Residential | Yes | Behind the Meter | Trinity Solar | PSE&G | Accepted | 2019-12-03 | 2019-12-05 | 2020-12-05 | Solar Edge | SE5000 | Inverters | 5000 |  | 1 |  |  | 0.97 |  | Outside | side of home
Solar Registration Program | NJSRRE1543474402 | Oaklyn | 8107 | 14 | 6.3 | Residential | Yes | Behind the Meter | Trinity Solar | PSE&G | Accepted | 2019-12-03 | 2019-12-05 | 2020-12-05 | HANWHA | Q.PEAK DUO BLK-G5 315 | Solar Panels |  | 0.315 | 17 | 147 | 34 |  | Fixed | Roof
Solar Registration Program | NJSRRE1543474402 | Oaklyn | 8107 | 14 | 6.3 | Residential | Yes | Behind the Meter | Trinity Solar | PSE&G | Accepted | 2019-12-03 | 2019-12-05 | 2020-12-05 | HANWHA | Q.PEAK DUO BLK-G5 315 | Solar Panels |  | 0.315 | 3 | 147 | 18 |  | Fixed | Roof
Solar Registration Program | NJSRRE1543474402 | Oaklyn | 8107 | 14 | 6.3 | Residential | Yes | Behind the Meter | Trinity Solar | PSE&G | Accepted | 2019-12-03 | 2019-12-05 | 2020-12-05 | Solar Edge | SE5000H-US000BNC4 | Inverters | 5000 |  | 1 |  |  | 0.97 |  | Outdoor | side of home
Solar Registration Program | NJSRRE1543474515 | BOGOTA | 7603 | 7 | 6.3 | Residential | No | Behind the Meter | Infinity Solar Systems | PSE&G | Accepted | 2019-12-03 | 2019-12-05 | 2020-12-05 | LG | LG350N1C-V5 | Solar Panels |  | 0.35 | 18 | 197 | 30 |  | Fixed | Roof
Solar Registration Program | NJSRRE1543474515 | BOGOTA | 7603 | 7 | 6.3 | Residential | No | Behind the Meter | Infinity Solar Systems | PSE&G | Accepted | 2019-12-03 | 2019-12-05 | 2020-12-05 | ENPHASE | IQ7-60-X-US | Inverters | 240 |  | 18 |  |  | 0.97 |  | Outside | MICROINVERTERS
Solar Registration Program | NJSRRE1543478001 | Fair Lawn | 7410 | 7 | 6.3 | Residential | Yes | Behind the Meter | Vivint Solar Developer, LLC | PSE&G | Accepted | 2019-12-04 | 2019-12-06 | 2020-12-06 | Hanwha | Q.PEAK BLK-G5 315 | Solar Panels |  | 0.315 | 16 | 156 | 22 |  | Fixed | Roof
Solar Registration Program | NJSRRE1543478001 | Fair Lawn | 7410 | 7 | 6.3 | Residential | Yes | Behind the Meter | Vivint Solar Developer, LLC | PSE&G | Accepted | 2019-12-04 | 2019-12-06 | 2020-12-06 | Hanwha | Q.PEAK BLK-G5 315 | Solar Panels |  | 0.315 | 4 | 156 | 22 |  | Fixed | Roof
Solar Registration Program | NJSRRE1543478001 | Fair Lawn | 7410 | 7 | 6.3 | Residential | Yes | Behind the Meter | Vivint Solar Developer, LLC | PSE&G | Accepted | 2019-12-04 | 2019-12-06 | 2020-12-06 | Solar Edge | SE7600H-US | Inverters | 7600 |  | 1 |  |  | 0.992 |  | Outdoor | Near the utility meter
Solar Registration Program | NJSRRE1543478176 | Union | 7083 | 10 | 6.3 | Residential | Yes | Behind the Meter | Pro Custom Solar dba Momentum Solar | PSE&G | Accepted | 2019-12-04 | 2019-12-06 | 2020-12-06 | Hanwha | Q.Peak DUO BLK-G5 315 | Solar Panels |  | 0.315 | 20 | 188 | 26 |  | Fixed | Roof
Solar Registration Program | NJSRRE1543478176 | Union | 7083 | 10 | 6.3 | Residential | Yes | Behind the Meter | Pro Custom Solar dba Momentum Solar | PSE&G | Accepted | 2019-12-04 | 2019-12-06 | 2020-12-06 | Enphase Energy | IQ6-60-2-US | Inverters | 240 |  | 20 |  |  | 0.97 |  | Outdoor | Roof
Solar Registration Program | NJSRRE1543478370 | RAHWAY | 7065 | 10 | 6.3 | Residential | Yes | Behind the Meter | Vivint Solar Developer, LLC | PSE&G | Accepted | 2019-12-05 | 2019-12-06 | 2020-12-06 | HANWHA SOLAR | Q.PEAK BLK-G5 315 | Solar Panels |  | 0.315 | 20 | 141 | 38 |  | Fixed | Roof
Solar Registration Program | NJSRRE1543478370 | RAHWAY | 7065 | 10 | 6.3 | Residential | Yes | Behind the Meter | Vivint Solar Developer, LLC | PSE&G | Accepted | 2019-12-05 | 2019-12-06 | 2020-12-06 | SOLAREDGE | SE7600H-US | Inverters | 7600 |  | 1 |  |  | 0.992 |  | Outdoor | Near the Utility Meter
Solar Registration Program | NJSRRE1543498125 | South Plainfield | 7080 | 11 | 6.3 | Residential | Yes | Behind the Meter | Trinity Solar | PSE&G | Accepted | 2019-12-06 | 2019-12-10 | 2020-12-10 | Hanwha | Q.PEAK DUO BLK-G5 315 | Solar Panels |  | 0.315 | 20 | 106 | 21 |  | Fixed | Roof
Solar Registration Program | NJSRRE1543498125 | South Plainfield | 7080 | 11 | 6.3 | Residential | Yes | Behind the Meter | Trinity Solar | PSE&G | Accepted | 2019-12-06 | 2019-12-10 | 2020-12-10 | Solar Edge | SE5000 | Inverters | 5000 |  | 1 |  |  | 0.97 |  | Outside | side of home
Solar Registration Program | NJSRRE1543500289 | BRIDGEWATER | 8807 | 5 | 6.3 | Residential | Yes | Behind the Meter | Vivint Solar Developer, LLC | PSE&G | Accepted | 2019-12-09 | 2019-12-10 | 2020-12-10 | HANWHA SOLAR | Q.PEAK BLK-G5 315 | Solar Panels |  | 0.315 | 20 | 355 | 24 |  | Fixed | Roof
Solar Registration Program | NJSRRE1543500289 | BRIDGEWATER | 8807 | 5 | 6.3 | Residential | Yes | Behind the Meter | Vivint Solar Developer, LLC | PSE&G | Accepted | 2019-12-09 | 2019-12-10 | 2020-12-10 | SOLAREDGE | SE7600H-US | Inverters | 7600 |  | 1 |  |  | 0.992 |  | Outdoor | Near the Utility Meter
Solar Registration Program | NJSRRE1543502238 | Keyport | 7735 | 17 | 6.3 | Residential | Yes | Behind the Meter | Vivint Solar Developer, LLC | JCP&L | Accepted | 2019-12-09 | 2019-12-12 | 2020-12-12 | Hanwha | Q.PEAK BLK-G5 315 | Solar Panels |  | 0.315 | 20 | 212 | 12 |  | Fixed | Roof
Solar Registration Program | NJSRRE1543502238 | Keyport | 7735 | 17 | 6.3 | Residential | Yes | Behind the Meter | Vivint Solar Developer, LLC | JCP&L | Accepted | 2019-12-09 | 2019-12-12 | 2020-12-12 | Solar Edge | SE7600H-US | Inverters | 7600 |  | 1 |  |  | 0.992 |  | Outdoor | Near the utility meter
Solar Registration Program | NJSRRE1543505795 | Little Falls | 7424 | 6 | 6.3 | Residential | Yes | Behind the Meter | Pro Custom Solar dba Momentum Solar | PSE&G | Accepted | 2019-12-10 | 2019-12-12 | 2020-12-12 | HANWHA | Q.PEAK DUO BLK-G5 315 | Solar Panels |  | 0.315 | 16 | 281 | 18 |  | Fixed | Roof
Solar Registration Program | NJSRRE1543505795 | Little Falls | 7424 | 6 | 6.3 | Residential | Yes | Behind the Meter | Pro Custom Solar dba Momentum Solar | PSE&G | Accepted | 2019-12-10 | 2019-12-12 | 2020-12-12 | HANWHA | Q.PEAK DUO BLK-G5 315 | Solar Panels |  | 0.315 | 4 | 281 | 18 |  | Fixed | Roof
Solar Registration Program | NJSRRE1543505795 | Little Falls | 7424 | 6 | 6.3 | Residential | Yes | Behind the Meter | Pro Custom Solar dba Momentum Solar | PSE&G | Accepted | 2019-12-10 | 2019-12-12 | 2020-12-12 | Enphase Energy | IQ6-60-2-US | Inverters | 240 |  | 20 |  |  | 0.97 |  | Outdoor | Roof
Solar Registration Program | NJSRRE1543506039 | Trenton | 8620 | 12 | 6.3 | Residential | Yes | Behind the Meter | Pro Custom Solar dba Momentum Solar | PSE&G | Accepted | 2019-12-10 | 2019-12-13 | 2020-12-13 | HANWHA | Q.PEAK DUO BLK-G5 315 | Solar Panels |  | 0.315 | 16 | 111 | 6 |  | Fixed | Roof
Solar Registration Program | NJSRRE1543506039 | Trenton | 8620 | 12 | 6.3 | Residential | Yes | Behind the Meter | Pro Custom Solar dba Momentum Solar | PSE&G | Accepted | 2019-12-10 | 2019-12-13 | 2020-12-13 | HANWHA | Q.PEAK DUO BLK-G5 315 | Solar Panels |  | 0.315 | 4 | 111 | 24 |  | Fixed | Roof
Solar Registration Program | NJSRRE1543506039 | Trenton | 8620 | 12 | 6.3 | Residential | Yes | Behind the Meter | Pro Custom Solar dba Momentum Solar | PSE&G | Accepted | 2019-12-10 | 2019-12-13 | 2020-12-13 | Enphase Energy | IQ6-60-2-US | Inverters | 240 |  | 20 |  |  | 0.97 |  | Outdoor | Roof
Solar Registration Program | NJSRRE1543513021 | Bridgewater | 8807 | 5 | 6.3 | Residential | Yes | Behind the Meter | Pro Custom Solar dba Momentum Solar | PSE&G | Accepted | 2019-12-11 | 2019-12-16 | 2020-12-16 | HANWHA | Q. PEAK DUO BLK-G5 315 | Solar Panels |  | 0.315 | 20 | 118 | 34 |  | Fixed | Roof
Solar Registration Program | NJSRRE1543513021 | Bridgewater | 8807 | 5 | 6.3 | Residential | Yes | Behind the Meter | Pro Custom Solar dba Momentum Solar | PSE&G | Accepted | 2019-12-11 | 2019-12-16 | 2020-12-16 | ENPHASE | IQ7-60-2-US | Inverters | 240 |  | 20 |  |  | 0.97 |  | Outdoor | ROOF
Solar Registration Program | NJSRRE1543513169 | Riverdale | 7457 | 3 | 6.3 | Residential | Yes | Behind the Meter | Trinity Solar | JCP&L | Accepted | 2019-12-11 | 2019-12-16 | 2020-12-16 | Hanwha 315 | Q.PEAK DUO BLK-G5 315 | Solar Panels |  | 0.315 | 20 | 84 | 23 |  | Fixed | Roof
Solar Registration Program | NJSRRE1543513169 | Riverdale | 7457 | 3 | 6.3 | Residential | Yes | Behind the Meter | Trinity Solar | JCP&L | Accepted | 2019-12-11 | 2019-12-16 | 2020-12-16 | Solar Edge | SE5000H-US | Inverters | 5000 |  | 1 |  |  | 0.97 |  | Outside | side of home
Solar Registration Program | NJSRRE1543513233 | Egg Harbor City | 8215 | 19 | 6.3 | Residential | Yes | Behind the Meter | Trinity Solar | AC Electric | Accepted | 2019-12-11 | 2019-12-16 | 2020-12-16 | HANWHA | Q.PEAK DUO BLK-G5 315 | Solar Panels |  | 0.315 | 20 | 133 | 28 |  | Fixed | Roof
Solar Registration Program | NJSRRE1543513233 | Egg Harbor City | 8215 | 19 | 6.3 | Residential | Yes | Behind the Meter | Trinity Solar | AC Electric | Accepted | 2019-12-11 | 2019-12-16 | 2020-12-16 | SOLAR EDGE | SE5000H-US | Inverters | 5000 |  | 1 |  |  | 0.97 |  | Outside | SIDE OF HOME
Solar Registration Program | NJSRRE1543518953 | East Windsor | 8520 | 12 | 6.3 | Residential | Yes | Behind the Meter | Suntuity Solar LLC | JCP&L | Accepted | 2019-12-12 | 2019-12-16 | 2020-12-16 | Yingli Green Energy | YL315D-30b | Solar Panels |  | 0.315 | 20 | 188 | 31 |  | Fixed | Roof
Solar Registration Program | NJSRRE1543518953 | East Windsor | 8520 | 12 | 6.3 | Residential | Yes | Behind the Meter | Suntuity Solar LLC | JCP&L | Accepted | 2019-12-12 | 2019-12-16 | 2020-12-16 | Enphase Energy | IQ7-60-2-US | Inverters | 240 |  | 20 |  |  | 0.97 |  | Outdoor | Behind the PV Modules
Solar Registration Program | NJSRRE1543532558 | Hamilton | 8619 | 12 | 6.3 | Residential | No | Behind the Meter | Trinity Solar | PSE&G | Accepted | 2019-12-12 | 2019-12-16 | 2020-12-16 | Hanwha | Q.PEAK DUO BLK-G5 315 | Solar Panels |  | 0.315 | 15 | 101 | 43 |  | Fixed | Roof
Solar Registration Program | NJSRRE1543532558 | Hamilton | 8619 | 12 | 6.3 | Residential | No | Behind the Meter | Trinity Solar | PSE&G | Accepted | 2019-12-12 | 2019-12-16 | 2020-12-16 | Hanwha | Q.PEAK DUO BLK-G5 315 | Solar Panels |  | 0.315 | 5 | 281 | 23 |  | Fixed | Roof
Solar Registration Program | NJSRRE1543532558 | Hamilton | 8619 | 12 | 6.3 | Residential | No | Behind the Meter | Trinity Solar | PSE&G | Accepted | 2019-12-12 | 2019-12-16 | 2020-12-16 | Solar Edge | SE5000 | Inverters | 5000 |  | 1 |  |  | 0.97 |  | Outside | side of home
Solar Registration Program | NJSRRE1543532597 | Lyndhurst | 7071 | 7 | 6.3 | Residential | Yes | Behind the Meter | Trinity Solar | PSE&G | Accepted | 2019-12-12 | 2019-12-16 | 2020-12-16 | HANWHA | Q.PEAK DUO BLK-G5 315 | Solar Panels |  | 0.315 | 20 | 217 | 30 |  | Fixed | Roof
Solar Registration Program | NJSRRE1543532597 | Lyndhurst | 7071 | 7 | 6.3 | Residential | Yes | Behind the Meter | Trinity Solar | PSE&G | Accepted | 2019-12-12 | 2019-12-16 | 2020-12-16 | SOLAR EDGE | SE5000H-US | Inverters | 5000 |  | 1 |  |  | 0.97 |  | Outside | SIDE OF HOME
Solar Registration Program | NJSRRE1543533321 | Pomona | 8205 | 19 | 6.3 | Residential | Yes | Behind the Meter | Vivint Solar Developer, LLC | AC Electric | Accepted | 2019-12-12 | 2019-12-17 | 2020-12-17 | HANWHA SOLAR | Q.PEAK BLK-G5 315 | Solar Panels |  | 0.315 | 20 | 101 | 19 |  | Fixed | Roof
Solar Registration Program | NJSRRE1543533321 | Pomona | 8205 | 19 | 6.3 | Residential | Yes | Behind the Meter | Vivint Solar Developer, LLC | AC Electric | Accepted | 2019-12-12 | 2019-12-17 | 2020-12-17 | SOLAREDGE | SE7600H-US | Inverters | 7600 |  | 1 |  |  | 0.992 |  | Outdoor | Near the Utility Meter
Solar Registration Program | NJSRRE1543547805 | Lyndhurst | 7071 | 7 | 6.3 | Residential | Yes | Behind the Meter | Pro Custom Solar dba Momentum Solar | PSE&G | Accepted | 2019-12-13 | 2019-12-18 | 2020-12-18 | HANWHA | Q.PEAK DUO BLK-G5 315 | Solar Panels |  | 0.315 | 9 | 216 | 24 |  | Fixed | Roof
Solar Registration Program | NJSRRE1543547805 | Lyndhurst | 7071 | 7 | 6.3 | Residential | Yes | Behind the Meter | Pro Custom Solar dba Momentum Solar | PSE&G | Accepted | 2019-12-13 | 2019-12-18 | 2020-12-18 | HANWHA | Q.PEAK DUO BLK-G5 315 | Solar Panels |  | 0.315 | 11 | 217 | 32 |  | Fixed | Roof
Solar Registration Program | NJSRRE1543547805 | Lyndhurst | 7071 | 7 | 6.3 | Residential | Yes | Behind the Meter | Pro Custom Solar dba Momentum Solar | PSE&G | Accepted | 2019-12-13 | 2019-12-18 | 2020-12-18 | Enphase Energy | IQ6-60-2-US | Inverters | 230 |  | 20 |  |  | 0.97 |  | Outdoor | Roof
Solar Registration Program | NJSRRE1543552554 | Millville | 8332 | 20 | 6.3 | Residential | Yes | Behind the Meter | Trinity Solar | AC Electric | Accepted | 2019-12-16 | 2019-12-19 | 2020-12-19 | HANWHA | Q.PEAK DUO BLK-G5 315 | Solar Panels |  | 0.315 | 20 | 122 | 30 |  | Fixed | Roof
Solar Registration Program | NJSRRE1543552554 | Millville | 8332 | 20 | 6.3 | Residential | Yes | Behind the Meter | Trinity Solar | AC Electric | Accepted | 2019-12-16 | 2019-12-19 | 2020-12-19 | SOLAR EDGE | SE5000H-US | Inverters | 5000 |  | 1 |  |  | 0.97 |  | Outside | SIDE OF HOME
Solar Registration Program | NJSRRE1543553048 | Springfield | 7081 | 10 | 6.3 | Residential | Yes | Behind the Meter | Vivint Solar Developer, LLC | JCP&L | Accepted | 2019-12-16 | 2019-12-19 | 2020-12-19 | HANWHA SOLAR | Q.PEAK BLK-G5 315 | Solar Panels |  | 0.315 | 4 | 218 | 21 |  | Fixed | Roof
Solar Registration Program | NJSRRE1543553048 | Springfield | 7081 | 10 | 6.3 | Residential | Yes | Behind the Meter | Vivint Solar Developer, LLC | JCP&L | Accepted | 2019-12-16 | 2019-12-19 | 2020-12-19 | HANWHA SOLAR | Q.PEAK BLK-G5 315 | Solar Panels |  | 0.315 | 16 | 218 | 22 |  | Fixed | Roof
Solar Registration Program | NJSRRE1543553048 | Springfield | 7081 | 10 | 6.3 | Residential | Yes | Behind the Meter | Vivint Solar Developer, LLC | JCP&L | Accepted | 2019-12-16 | 2019-12-19 | 2020-12-19 | SOLAREDGE | SE7600H-US | Inverters | 7600 |  | 1 |  |  | 0.992 |  | Outdoor | Near the Utility Meter
Solar Registration Program | NJSRRE1543555646 | CAPE MAY COURT HOUSE | 8210 | 21 | 6.3 | Residential | Yes | Behind the Meter | Vivint Solar Developer, LLC | AC Electric | Accepted | 2019-12-17 | 2019-12-20 | 2020-12-20 | HANWHA SOLAR | Q.PEAK BLK-G5 315 | Solar Panels |  | 0.315 | 20 | 204 | 24 |  | Fixed | Roof
Solar Registration Program | NJSRRE1543555646 | CAPE MAY COURT HOUSE | 8210 | 21 | 6.3 | Residential | Yes | Behind the Meter | Vivint Solar Developer, LLC | AC Electric | Accepted | 2019-12-17 | 2019-12-20 | 2020-12-20 | SOLAREDGE | SE7600H-US | Inverters | 7600 |  | 1 |  |  | 0.992 |  | Outdoor | Near the Utility Meter
Solar Registration Program | NJSRRE1543565026 | Englewood | 7631 | 7 | 6.3 | Residential | Yes | Behind the Meter | Vivint Solar Developer, LLC | PSE&G | Accepted | 2019-12-18 | 2019-12-23 | 2020-12-23 | HANWHA SOLAR | Q.PEAK BLK-G5 315 | Solar Panels |  | 0.315 | 20 | 263 | 39 |  | Fixed | Roof
Solar Registration Program | NJSRRE1543565026 | Englewood | 7631 | 7 | 6.3 | Residential | Yes | Behind the Meter | Vivint Solar Developer, LLC | PSE&G | Accepted | 2019-12-18 | 2019-12-23 | 2020-12-23 | SOLAREDGE | SE7600H-US | Inverters | 7600 |  | 1 |  |  | 0.992 |  | Outdoor | Near the Utility Meter
Solar Registration Program | NJSRRE1543565561 | IRVINGTON | 7111 | 9 | 6.3 | Residential | Yes | Behind the Meter | Vivint Solar Developer, LLC | PSE&G | Accepted | 2019-12-19 | 2019-12-23 | 2020-12-23 | HANWHA SOLAR | Q.PEAK BLK-G5 315 | Solar Panels |  | 0.315 | 13 | 215 | 18 |  | Fixed | Roof
Solar Registration Program | NJSRRE1543565561 | IRVINGTON | 7111 | 9 | 6.3 | Residential | Yes | Behind the Meter | Vivint Solar Developer, LLC | PSE&G | Accepted | 2019-12-19 | 2019-12-23 | 2020-12-23 | HANWHA SOLAR | Q.PEAK BLK-G5 315 | Solar Panels |  | 0.315 | 7 | 35 | 18 |  | Fixed | Roof
Solar Registration Program | NJSRRE1543565561 | IRVINGTON | 7111 | 9 | 6.3 | Residential | Yes | Behind the Meter | Vivint Solar Developer, LLC | PSE&G | Accepted | 2019-12-19 | 2019-12-23 | 2020-12-23 | SOLAREDGE | SE7600H-US | Inverters | 7600 |  | 1 |  |  | 0.992 |  | Outdoor | Near the Utility Meter
Solar Registration Program | NJSRRE1543570889 | Irvington | 7111 | 9 | 6.3 | Residential | Yes | Behind the Meter | Pro Custom Solar dba Momentum Solar | PSE&G | Accepted | 2019-12-19 | 2019-12-26 | 2020-12-26 | Hanwha | Q.Peak DUO BLK-G5 315 | Solar Panels |  | 0.315 | 14 | 216 | 35 |  | Fixed | Roof
Solar Registration Program | NJSRRE1543570889 | Irvington | 7111 | 9 | 6.3 | Residential | Yes | Behind the Meter | Pro Custom Solar dba Momentum Solar | PSE&G | Accepted | 2019-12-19 | 2019-12-26 | 2020-12-26 | Hanwha | Q.Peak DUO BLK-G5 315 | Solar Panels |  | 0.315 | 6 | 36 | 35 |  | Fixed | Roof
Solar Registration Program | NJSRRE1543570889 | Irvington | 7111 | 9 | 6.3 | Residential | Yes | Behind the Meter | Pro Custom Solar dba Momentum Solar | PSE&G | Accepted | 2019-12-19 | 2019-12-26 | 2020-12-26 | Enphase Energy | IQ6-60-2-US | Inverters | 240 |  | 20 |  |  | 0.97 |  | Outdoor | Roof
Solar Registration Program | NJSRRE1543570896 | Wildwood Crest | 8260 | 21 | 6.3 | Residential | No | Behind the Meter | Trinity Solar | AC Electric | Accepted | 2019-12-19 | 2019-12-30 | 2020-12-30 | Hanwha | Q.PEAK DUO BLK-G5 315 | Solar Panels |  | 0.315 | 14 | 137 | 45 |  | Fixed | Roof
Solar Registration Program | NJSRRE1543570896 | Wildwood Crest | 8260 | 21 | 6.3 | Residential | No | Behind the Meter | Trinity Solar | AC Electric | Accepted | 2019-12-19 | 2019-12-30 | 2020-12-30 | Hanwha | Q.PEAK DUO BLK-G5 315 | Solar Panels |  | 0.315 | 6 | 137 | 27 |  | Fixed | Roof
Solar Registration Program | NJSRRE1543570896 | Wildwood Crest | 8260 | 21 | 6.3 | Residential | No | Behind the Meter | Trinity Solar | AC Electric | Accepted | 2019-12-19 | 2019-12-30 | 2020-12-30 | Solar Edge | SE5000H-US | Inverters | 5000 |  | 1 |  |  | 0.97 |  | Outdoor | side of home
Solar Registration Program | NJSRRE1543571209 | vineland | 8360 | 20 | 6.3 | Residential | Yes | Behind the Meter | Vision Solar LLC | Vineland Muni Electric | Accepted | 2019-12-19 | 2019-12-26 | 2020-12-26 | hanwa qcells | Q.peak duo-g5 315 | Solar Panels |  | 0.315 | 12 | 93 | 24 |  | Fixed | Roof
Solar Registration Program | NJSRRE1543571209 | vineland | 8360 | 20 | 6.3 | Residential | Yes | Behind the Meter | Vision Solar LLC | Vineland Muni Electric | Accepted | 2019-12-19 | 2019-12-26 | 2020-12-26 | hanwa qcells | Q.peak duo-g5 315 | Solar Panels |  | 0.315 | 8 | 273 | 24 |  | Fixed | Roof
Solar Registration Program | NJSRRE1543571209 | vineland | 8360 | 20 | 6.3 | Residential | Yes | Behind the Meter | Vision Solar LLC | Vineland Muni Electric | Accepted | 2019-12-19 | 2019-12-26 | 2020-12-26 | enphase | iq7-60-2-us | Inverters | 0.25 |  | 20 |  |  | 0.96 |  | Other | behind panels
Solar Registration Program | NJSRRE1543574899 | Bloomfield | 7003 | 9 | 6.3 | Residential | Yes | Behind the Meter | Trinity Solar | PSE&G | Accepted | 2019-12-20 | 2019-12-26 | 2020-12-26 | Hanwha | Q.PEAK DUO BLK-G5 315 | Solar Panels |  | 0.315 | 20 | 114 | 40 |  | Fixed | Roof
Solar Registration Program | NJSRRE1543574899 | Bloomfield | 7003 | 9 | 6.3 | Residential | Yes | Behind the Meter | Trinity Solar | PSE&G | Accepted | 2019-12-20 | 2019-12-26 | 2020-12-26 | Solar Edge | SE5000 | Inverters | 5000 |  | 1 |  |  | 0.97 |  | Outside | side of home
Solar Registration Program | NJSRRE1543585917 | Swedesboro | 8085 | 15 | 6.3 | Residential | Yes | Behind the Meter | Trinity Solar | AC Electric | Accepted | 2019-12-20 | 2019-12-26 | 2020-12-26 | HANWHA | Q.PEAK DUO BLK-G5 315 | Solar Panels |  | 0.315 | 13 | 249 | 27 |  | Fixed | Roof
Solar Registration Program | NJSRRE1543585917 | Swedesboro | 8085 | 15 | 6.3 | Residential | Yes | Behind the Meter | Trinity Solar | AC Electric | Accepted | 2019-12-20 | 2019-12-26 | 2020-12-26 | HANWHA | Q.PEAK DUO BLK-G5 315 | Solar Panels |  | 0.315 | 7 | 69 | 27 |  | Fixed | Roof
Solar Registration Program | NJSRRE1543585917 | Swedesboro | 8085 | 15 | 6.3 | Residential | Yes | Behind the Meter | Trinity Solar | AC Electric | Accepted | 2019-12-20 | 2019-12-26 | 2020-12-26 | Solar Edge | SE5000H-US000BNC4 | Inverters | 5000 |  | 1 |  |  | 0.97 |  | Outdoor | side of home
Solar Registration Program | NJSRRE1543674205 | Bayonne | 7002 | 8 | 6.3 | Residential | Yes | Behind the Meter | Pro Custom Solar dba Momentum Solar | PSE&G | Accepted | 2019-12-24 | 2019-12-30 | 2020-12-30 | Hanwha | Q.Peak DUO BLK-G5 315 | Solar Panels |  | 0.315 | 3 | 122 | 25 |  | Fixed | Roof
Solar Registration Program | NJSRRE1543674205 | Bayonne | 7002 | 8 | 6.3 | Residential | Yes | Behind the Meter | Pro Custom Solar dba Momentum Solar | PSE&G | Accepted | 2019-12-24 | 2019-12-30 | 2020-12-30 | Hanwha | Q.Peak DUO BLK-G5 315 | Solar Panels |  | 0.315 | 17 | 212 | 23 |  | Fixed | Roof
Solar Registration Program | NJSRRE1543674205 | Bayonne | 7002 | 8 | 6.3 | Residential | Yes | Behind the Meter | Pro Custom Solar dba Momentum Solar | PSE&G | Accepted | 2019-12-24 | 2019-12-30 | 2020-12-30 | Enphase Energy | IQ6-60-2-US | Inverters | 240 |  | 20 |  |  | 0.97 |  | Outdoor | Roof
Solar Registration Program | NJSRRE1540964464 | Cliffside Park | 7010 | 7 | 6.37 | Residential | Yes | Behind the Meter | Pro Custom Solar dba Momentum Solar | PSE&G | Accepted | 2019-05-07 | 2019-05-10 | 2020-05-10 | LG | LG 335N1C-A5 | Solar Panels |  | 0.335 | 3 | 306 | 15 |  | Fixed | Roof
Solar Registration Program | NJSRRE1540964464 | Cliffside Park | 7010 | 7 | 6.37 | Residential | Yes | Behind the Meter | Pro Custom Solar dba Momentum Solar | PSE&G | Accepted | 2019-05-07 | 2019-05-10 | 2020-05-10 | LG | LG 335N1C-A5 | Solar Panels |  | 0.335 | 4 | 126 | 15 |  | Fixed | Roof
Solar Registration Program | NJSRRE1540964464 | Cliffside Park | 7010 | 7 | 6.37 | Residential | Yes | Behind the Meter | Pro Custom Solar dba Momentum Solar | PSE&G | Accepted | 2019-05-07 | 2019-05-10 | 2020-05-10 | LG | LG 335N1C-A5 | Solar Panels |  | 0.335 | 6 | 126 | 27 |  | Fixed | Roof
Solar Registration Program | NJSRRE1540964464 | Cliffside Park | 7010 | 7 | 6.37 | Residential | Yes | Behind the Meter | Pro Custom Solar dba Momentum Solar | PSE&G | Accepted | 2019-05-07 | 2019-05-10 | 2020-05-10 | LG | LG 335N1C-A5 | Solar Panels |  | 0.335 | 6 | 37 | 8 |  | Fixed | Roof
Solar Registration Program | NJSRRE1540964464 | Cliffside Park | 7010 | 7 | 6.37 | Residential | Yes | Behind the Meter | Pro Custom Solar dba Momentum Solar | PSE&G | Accepted | 2019-05-07 | 2019-05-10 | 2020-05-10 | Enphase | IQ7-60-2-US | Inverters | 250 |  | 19 |  |  | 0.97 |  | Outdoor | Roof
Solar Registration Program | NJSRRE1541580217 | LINCOLN PARK | 7035 | 3 | 6.37 | Residential | Yes | Behind the Meter | Pro Custom Solar dba Momentum Solar | JCP&L | Accepted | 2019-07-03 | 2019-07-08 | 2020-07-08 | LG ELECTRONICS | LG 335N1C-A5 | Solar Panels |  | 0.335 | 11 | 261 | 24 |  | Fixed | Roof
Solar Registration Program | NJSRRE1541580217 | LINCOLN PARK | 7035 | 3 | 6.37 | Residential | Yes | Behind the Meter | Pro Custom Solar dba Momentum Solar | JCP&L | Accepted | 2019-07-03 | 2019-07-08 | 2020-07-08 | LG ELECTRONICS | LG 335N1C-A5 | Solar Panels |  | 0.335 | 8 | 261 | 12 |  | Fixed | Roof
Solar Registration Program | NJSRRE1541580217 | LINCOLN PARK | 7035 | 3 | 6.37 | Residential | Yes | Behind the Meter | Pro Custom Solar dba Momentum Solar | JCP&L | Accepted | 2019-07-03 | 2019-07-08 | 2020-07-08 | ENPHASE | IQ7-60-2-US | Inverters | 250 |  | 19 |  |  | 0.97 |  | Outdoor | Roof
Solar Registration Program | NJSRRE1541699164 | UNION | 7083 | 10 | 6.37 | Residential | Yes | Behind the Meter | Pro Custom Solar dba Momentum Solar | PSE&G | Accepted | 2019-07-24 | 2019-07-26 | 2020-07-26 | LG ELECTRONICS | LG 335N1C-A5 | Solar Panels |  | 0.335 | 19 | 120 | 33 |  | Fixed | Roof
Solar Registration Program | NJSRRE1541699164 | UNION | 7083 | 10 | 6.37 | Residential | Yes | Behind the Meter | Pro Custom Solar dba Momentum Solar | PSE&G | Accepted | 2019-07-24 | 2019-07-26 | 2020-07-26 | ENPHASE ENERGY | IQ7-60-2-US | Inverters | 250 |  | 19 |  |  | 0.97 |  | Outdoor | Roof
Solar Registration Program | NJSRRE1541699720 | IRVINGTON | 7111 | 9 | 6.37 | Residential | Yes | Behind the Meter | Pro Custom Solar dba Momentum Solar | PSE&G | Accepted | 2019-07-24 | 2019-07-29 | 2020-07-29 | LG ELECTRONICS | LG 335N1C-A5 | Solar Panels |  | 0.335 | 19 | 216 | 5 |  | Fixed | Roof
Solar Registration Program | NJSRRE1541699720 | IRVINGTON | 7111 | 9 | 6.37 | Residential | Yes | Behind the Meter | Pro Custom Solar dba Momentum Solar | PSE&G | Accepted | 2019-07-24 | 2019-07-29 | 2020-07-29 | ENPHASE ENERGY | IQ7-60-2-US | Inverters | 250 |  | 19 |  |  | 0.97 |  | Outdoor | Roof
Solar Registration Program | NJSRRE1541702284 | Franklin Park | 8823 | 5 | 6.37 | Residential | No | Behind the Meter | Pro Custom Solar dba Momentum Solar | PSE&G | Accepted | 2019-07-25 | 2019-07-29 | 2020-07-29 | LG ELECTRONICS | LG 335N1C-A5 | Solar Panels |  | 0.335 | 10 | 223 | 32 |  | Fixed | Roof
Solar Registration Program | NJSRRE1541702284 | Franklin Park | 8823 | 5 | 6.37 | Residential | No | Behind the Meter | Pro Custom Solar dba Momentum Solar | PSE&G | Accepted | 2019-07-25 | 2019-07-29 | 2020-07-29 | LG ELECTRONICS | LG 335N1C-A5 | Solar Panels |  | 0.335 | 6 | 223 | 33 |  | Fixed | Roof
Solar Registration Program | NJSRRE1541702284 | Franklin Park | 8823 | 5 | 6.37 | Residential | No | Behind the Meter | Pro Custom Solar dba Momentum Solar | PSE&G | Accepted | 2019-07-25 | 2019-07-29 | 2020-07-29 | LG ELECTRONICS | LG 335N1C-A5 | Solar Panels |  | 0.335 | 3 | 43 | 33 |  | Fixed | Roof
Solar Registration Program | NJSRRE1541800349 | Dumont | 7628 | 7 | 6.37 | Residential | Yes | Behind the Meter | Pro Custom Solar dba Momentum Solar | PSE&G | Accepted | 2019-08-07 | 2019-08-12 | 2020-08-12 | LG ELECTRONICS | LG 335N1C-V5 | Solar Panels |  | 0.335 | 7 | 86 | 35 |  | Fixed | Roof
Solar Registration Program | NJSRRE1541800349 | Dumont | 7628 | 7 | 6.37 | Residential | Yes | Behind the Meter | Pro Custom Solar dba Momentum Solar | PSE&G | Accepted | 2019-08-07 | 2019-08-12 | 2020-08-12 | LG ELECTRONICS | LG 335N1C-V5 | Solar Panels |  | 0.335 | 12 | 266 | 35 |  | Fixed | Roof
Solar Registration Program | NJSRRE1541800349 | Dumont | 7628 | 7 | 6.37 | Residential | Yes | Behind the Meter | Pro Custom Solar dba Momentum Solar | PSE&G | Accepted | 2019-08-07 | 2019-08-12 | 2020-08-12 | Enphase Energy | IQ7-60-2-US | Inverters | 250 |  | 19 |  |  | 0.97 |  | Outdoor | Roof
Solar Registration Program | NJSRRE1541804255 | BELLEVILLE | 7109 | 9 | 6.37 | Residential | Yes | Behind the Meter | Pro Custom Solar dba Momentum Solar | PSE&G | Accepted | 2019-08-08 | 2019-08-23 | 2020-08-23 | LG ELECTRONICS | LG 335N1C-V5 | Solar Panels |  | 0.335 | 19 | 103 | 33 |  | Fixed | Roof
Solar Registration Program | NJSRRE1541804255 | BELLEVILLE | 7109 | 9 | 6.37 | Residential | Yes | Behind the Meter | Pro Custom Solar dba Momentum Solar | PSE&G | Accepted | 2019-08-08 | 2019-08-23 | 2020-08-23 | Enphase Energy | IQ7-60-2-US | Inverters | 250 |  | 19 |  |  | 0.97 |  | Outdoor | Roof
Solar Registration Program | NJSRRE1541820838 | West New York | 7093 | 8 | 6.37 | Residential | Yes | Behind the Meter | Pro Custom Solar dba Momentum Solar | PSE&G | Accepted | 2019-08-13 | 2019-08-23 | 2020-08-23 | LG ELECTRONICS | LG 335N1C-V5 | Solar Panels |  | 0.335 | 19 | 30 | 3 |  | Fixed | Roof
Solar Registration Program | NJSRRE1541820838 | West New York | 7093 | 8 | 6.37 | Residential | Yes | Behind the Meter | Pro Custom Solar dba Momentum Solar | PSE&G | Accepted | 2019-08-13 | 2019-08-23 | 2020-08-23 | Enphase Energy | IQ7-60-2-US | Inverters | 250 |  | 19 |  |  | 0.97 |  | Outdoor | Roof
Solar Registration Program | NJSRRE1541873636 | JERSEY CITY | 7305 | 8 | 6.37 | Residential | Yes | Behind the Meter | Pro Custom Solar dba Momentum Solar | PSE&G | Accepted | 2019-08-22 | 2019-08-26 | 2020-08-26 | LG ELECTRONICS | LG 335N1C-V5 | Solar Panels |  | 0.335 | 11 | 317 | 20 |  | Fixed | Roof
Solar Registration Program | NJSRRE1541873636 | JERSEY CITY | 7305 | 8 | 6.37 | Residential | Yes | Behind the Meter | Pro Custom Solar dba Momentum Solar | PSE&G | Accepted | 2019-08-22 | 2019-08-26 | 2020-08-26 | LG ELECTRONICS | LG 335N1C-V5 | Solar Panels |  | 0.335 | 8 | 137 | 20 |  | Fixed | Roof
Solar Registration Program | NJSRRE1541873636 | JERSEY CITY | 7305 | 8 | 6.37 | Residential | Yes | Behind the Meter | Pro Custom Solar dba Momentum Solar | PSE&G | Accepted | 2019-08-22 | 2019-08-26 | 2020-08-26 | Enphase Energy | IQ7-60-2-US | Inverters | 250 |  | 19 |  |  | 0.97 |  | Outdoor | Roof
Solar Registration Program | NJSRRE1541883813 | Paterson | 7504 | 6 | 6.37 | Residential | Yes | Behind the Meter | Pro Custom Solar dba Momentum Solar | PSE&G | Accepted | 2019-08-26 | 2019-08-28 | 2020-08-28 | LG ELECTRONICS | LG 335N1C-V5 | Solar Panels |  | 0.335 | 7 | 100 | 35 |  | Fixed | Roof
Solar Registration Program | NJSRRE1541883813 | Paterson | 7504 | 6 | 6.37 | Residential | Yes | Behind the Meter | Pro Custom Solar dba Momentum Solar | PSE&G | Accepted | 2019-08-26 | 2019-08-28 | 2020-08-28 | LG ELECTRONICS | LG 335N1C-V5 | Solar Panels |  | 0.335 | 3 | 280 | 48 |  | Fixed | Roof
Solar Registration Program | NJSRRE1541883813 | Paterson | 7504 | 6 | 6.37 | Residential | Yes | Behind the Meter | Pro Custom Solar dba Momentum Solar | PSE&G | Accepted | 2019-08-26 | 2019-08-28 | 2020-08-28 | LG ELECTRONICS | LG 335N1C-V5 | Solar Panels |  | 0.335 | 9 | 280 | 35 |  | Fixed | Roof
Solar Registration Program | NJSRRE1541883813 | Paterson | 7504 | 6 | 6.37 | Residential | Yes | Behind the Meter | Pro Custom Solar dba Momentum Solar | PSE&G | Accepted | 2019-08-26 | 2019-08-28 | 2020-08-28 | Enphase Energy | IQ7-60-2-US | Inverters | 250 |  | 19 |  |  | 0.97 |  | Outdoor | Roof
Solar Registration Program | NJSRRE1541888295 | Lake Hiawatha | 7034 | 3 | 6.37 | Residential | Yes | Behind the Meter | Pro Custom Solar dba Momentum Solar | JCP&L | Accepted | 2019-08-27 | 2019-08-30 | 2020-08-30 | LG ELECTRONICS | LG 335N1C-A5 | Solar Panels |  | 0.335 | 8 | 206 | 22 |  | Fixed | Roof
Solar Registration Program | NJSRRE1541888295 | Lake Hiawatha | 7034 | 3 | 6.37 | Residential | Yes | Behind the Meter | Pro Custom Solar dba Momentum Solar | JCP&L | Accepted | 2019-08-27 | 2019-08-30 | 2020-08-30 | LG ELECTRONICS | LG 335N1C-A5 | Solar Panels |  | 0.335 | 4 | 206 | 22 |  | Fixed | Roof
Solar Registration Program | NJSRRE1541888295 | Lake Hiawatha | 7034 | 3 | 6.37 | Residential | Yes | Behind the Meter | Pro Custom Solar dba Momentum Solar | JCP&L | Accepted | 2019-08-27 | 2019-08-30 | 2020-08-30 | LG ELECTRONICS | LG 335N1C-A5 | Solar Panels |  | 0.335 | 7 | 26 | 23 |  | Fixed | Roof
Solar Registration Program | NJSRRE1541888295 | Lake Hiawatha | 7034 | 3 | 6.37 | Residential | Yes | Behind the Meter | Pro Custom Solar dba Momentum Solar | JCP&L | Accepted | 2019-08-27 | 2019-08-30 | 2020-08-30 | Enphase Energy | IQ7-60-2-US | Inverters | 250 |  | 19 |  |  | 0.97 |  | Outdoor | roof
Solar Registration Program | NJSRRE1541888331 | East Orange | 7017 | 9 | 6.37 | Residential | Yes | Behind the Meter | Pro Custom Solar dba Momentum Solar | PSE&G | Accepted | 2019-08-27 | 2019-08-30 | 2020-08-30 | LG ELECTRONICS | LG 335N1C-V5 | Solar Panels |  | 0.335 | 11 | 298 | 16 |  | Fixed | Roof
Solar Registration Program | NJSRRE1541888331 | East Orange | 7017 | 9 | 6.37 | Residential | Yes | Behind the Meter | Pro Custom Solar dba Momentum Solar | PSE&G | Accepted | 2019-08-27 | 2019-08-30 | 2020-08-30 | LG ELECTRONICS | LG 335N1C-V5 | Solar Panels |  | 0.335 | 8 | 118 | 18 |  | Fixed | Roof
Solar Registration Program | NJSRRE1541888331 | East Orange | 7017 | 9 | 6.37 | Residential | Yes | Behind the Meter | Pro Custom Solar dba Momentum Solar | PSE&G | Accepted | 2019-08-27 | 2019-08-30 | 2020-08-30 | Enphase Energy | IQ7-60-2-US | Inverters | 250 |  | 19 |  |  | 0.97 |  | Outdoor | Roof
Solar Registration Program | NJSRRE1542375473 | Elmwood Park | 7407 | 7 | 6.37 | Residential | Yes | Behind the Meter | Pro Custom Solar dba Momentum Solar | PSE&G | Accepted | 2019-09-10 | 2019-09-12 | 2020-09-12 | LG ELECTRONICS | LG 335N1C-V5 | Solar Panels |  | 0.335 | 3 | 71 | 12 |  | Fixed | Roof
Solar Registration Program | NJSRRE1542375473 | Elmwood Park | 7407 | 7 | 6.37 | Residential | Yes | Behind the Meter | Pro Custom Solar dba Momentum Solar | PSE&G | Accepted | 2019-09-10 | 2019-09-12 | 2020-09-12 | LG ELECTRONICS | LG 335N1C-V5 | Solar Panels |  | 0.335 | 7 | 252 | 23 |  | Fixed | Roof
Solar Registration Program | NJSRRE1542375473 | Elmwood Park | 7407 | 7 | 6.37 | Residential | Yes | Behind the Meter | Pro Custom Solar dba Momentum Solar | PSE&G | Accepted | 2019-09-10 | 2019-09-12 | 2020-09-12 | LG ELECTRONICS | LG 335N1C-V5 | Solar Panels |  | 0.335 | 6 | 251 | 14 |  | Fixed | Roof
Solar Registration Program | NJSRRE1542375473 | Elmwood Park | 7407 | 7 | 6.37 | Residential | Yes | Behind the Meter | Pro Custom Solar dba Momentum Solar | PSE&G | Accepted | 2019-09-10 | 2019-09-12 | 2020-09-12 | LG ELECTRONICS | LG 335N1C-V5 | Solar Panels |  | 0.335 | 3 | 251 | 25 |  | Fixed | Roof
Solar Registration Program | NJSRRE1542375473 | Elmwood Park | 7407 | 7 | 6.37 | Residential | Yes | Behind the Meter | Pro Custom Solar dba Momentum Solar | PSE&G | Accepted | 2019-09-10 | 2019-09-12 | 2020-09-12 | Enphase Energy | IQ7-60-2-US | Inverters | 250 |  | 19 |  |  | 0.97 |  | Outdoor | Roof
Solar Registration Program | NJSRRE1542409343 | Roselle | 7203 | 10 | 6.37 | Residential | Yes | Behind the Meter | Pro Custom Solar dba Momentum Solar | PSE&G | Accepted | 2019-09-16 | 2019-09-18 | 2020-09-18 | LG ELECTRONICS | LG 335N1C-V5 | Solar Panels |  | 0.335 | 19 | 134 | 43 |  | Fixed | Roof
Solar Registration Program | NJSRRE1542409343 | Roselle | 7203 | 10 | 6.37 | Residential | Yes | Behind the Meter | Pro Custom Solar dba Momentum Solar | PSE&G | Accepted | 2019-09-16 | 2019-09-18 | 2020-09-18 | Enphase Energy | IQ7-60-2-US | Inverters | 250 |  | 19 |  |  | 0.97 |  | Outdoor | Roof
Solar Registration Program | NJSRRE1542421751 | Union City | 7087 | 8 | 6.37 | Residential | Yes | Behind the Meter | Pro Custom Solar dba Momentum Solar | PSE&G | Accepted | 2019-09-19 | 2019-09-23 | 2020-09-23 | Enphase Energy | IQ7Plus-72-2 | Inverters | 295 |  | 19 |  |  | 0.97 |  | Outdoor | Roof
Solar Registration Program | NJSRRE1542421751 | Union City | 7087 | 8 | 6.37 | Residential | Yes | Behind the Meter | Pro Custom Solar dba Momentum Solar | PSE&G | Accepted | 2019-09-19 | 2019-09-23 | 2020-09-23 | LG ELECTRONICS | LG 335N1C-A5 | Solar Panels |  | 0.335 | 19 | 120 | 5 |  | Fixed | Roof
Solar Registration Program | NJSRRE1542428944 | Belleville | 7109 | 9 | 6.37 | Residential | Yes | Behind the Meter | Pro Custom Solar dba Momentum Solar | PSE&G | Accepted | 2019-09-24 | 2019-09-25 | 2020-09-25 | LG ELECTRONICS | LG 335N1C-V5 | Solar Panels |  | 0.335 | 19 | 127 | 3 |  | Fixed | Roof
Solar Registration Program | NJSRRE1542428944 | Belleville | 7109 | 9 | 6.37 | Residential | Yes | Behind the Meter | Pro Custom Solar dba Momentum Solar | PSE&G | Accepted | 2019-09-24 | 2019-09-25 | 2020-09-25 | Enphase Energy | IQ7-60-2-US | Inverters | 250 |  | 19 |  |  | 0.97 |  | Outdoor | Roof
Solar Registration Program | NJSRRE1542433974 | Hammonton | 8037 | 19 | 6.37 | Residential | No | Behind the Meter | Pro Custom Solar dba Momentum Solar | AC Electric | Accepted | 2019-09-25 | 2019-09-27 | 2020-09-27 | LG ELECTRONICS | LG 335N1C-A5 | Solar Panels |  | 0.335 | 15 | 222 | 40 |  | Fixed | Roof
Solar Registration Program | NJSRRE1542433974 | Hammonton | 8037 | 19 | 6.37 | Residential | No | Behind the Meter | Pro Custom Solar dba Momentum Solar | AC Electric | Accepted | 2019-09-25 | 2019-09-27 | 2020-09-27 | LG ELECTRONICS | LG 335N1C-A5 | Solar Panels |  | 0.335 | 4 | 132 | 22 |  | Fixed | Roof
Solar Registration Program | NJSRRE1542433974 | Hammonton | 8037 | 19 | 6.37 | Residential | No | Behind the Meter | Pro Custom Solar dba Momentum Solar | AC Electric | Accepted | 2019-09-25 | 2019-09-27 | 2020-09-27 | Enphase Energy | IQ7-60-2-US | Inverters | 250 |  | 19 |  |  | 0.97 |  | Outdoor | Roof
Solar Registration Program | NJSRRE1542581434 | Irvington | 7111 | 9 | 6.37 | Residential | Yes | Behind the Meter | Pro Custom Solar dba Momentum Solar | PSE&G | Accepted | 2019-10-24 | 2019-10-28 | 2020-10-28 | LG Electronics | LG 335N1C-V5 | Solar Panels |  | 0.335 | 11 | 121 | 22 |  | Fixed | Roof
Solar Registration Program | NJSRRE1542581434 | Irvington | 7111 | 9 | 6.37 | Residential | Yes | Behind the Meter | Pro Custom Solar dba Momentum Solar | PSE&G | Accepted | 2019-10-24 | 2019-10-28 | 2020-10-28 | LG Electronics | LG 335N1C-V5 | Solar Panels |  | 0.335 | 8 | 301 | 22 |  | Fixed | Roof
Solar Registration Program | NJSRRE1542581434 | Irvington | 7111 | 9 | 6.37 | Residential | Yes | Behind the Meter | Pro Custom Solar dba Momentum Solar | PSE&G | Accepted | 2019-10-24 | 2019-10-28 | 2020-10-28 | Enphase Energy | IQ7-60-2-US | Inverters | 250 |  | 19 |  |  | 0.97 |  | Outdoor | Roof
Solar Registration Program | NJSRRE1542581633 | Hillsborough | 8844 | 5 | 6.37 | Residential | No | Behind the Meter | Green House Solar | PSE&G | Accepted | 2019-10-24 | 2019-10-28 | 2020-10-28 | Sunpower | SPR-X21-335-E-AC | Solar Panels |  | 0.335 | 3 | 176 | 42 |  | Fixed | Roof
Solar Registration Program | NJSRRE1542581633 | Hillsborough | 8844 | 5 | 6.37 | Residential | No | Behind the Meter | Green House Solar | PSE&G | Accepted | 2019-10-24 | 2019-10-28 | 2020-10-28 | Sunpower | SPR-X21-335-E-AC | Solar Panels |  | 0.335 | 3 | 266 | 25 |  | Fixed | Roof
Solar Registration Program | NJSRRE1542581633 | Hillsborough | 8844 | 5 | 6.37 | Residential | No | Behind the Meter | Green House Solar | PSE&G | Accepted | 2019-10-24 | 2019-10-28 | 2020-10-28 | Sunpower | SPR-X21-335-E-AC | Solar Panels |  | 0.335 | 13 | 265 | 37 |  | Fixed | Roof
Solar Registration Program | NJSRRE1542581633 | Hillsborough | 8844 | 5 | 6.37 | Residential | No | Behind the Meter | Green House Solar | PSE&G | Accepted | 2019-10-24 | 2019-10-28 | 2020-10-28 | Sunpower | SPR-X21-335-E-AC | Inverters | 315 |  | 19 |  |  | 0.975 |  | Other | Panel Mounted
Solar Registration Program | NJSRRE1543474420 | Willingboro | 8046 | 13 | 6.37 | Residential | No | Behind the Meter | Public Service Solar | PSE&G | Accepted | 2019-12-03 | 2019-12-05 | 2020-12-05 | LG | 335N1K-V5 | Solar Panels |  | 0.335 | 19 | 93 | 26 |  | Fixed | Roof
Solar Registration Program | NJSRRE1543474420 | Willingboro | 8046 | 13 | 6.37 | Residential | No | Behind the Meter | Public Service Solar | PSE&G | Accepted | 2019-12-03 | 2019-12-05 | 2020-12-05 | Enphase | IQ7+ | Inverters | 0.29 |  | 19 |  |  | 0.96 |  | Outside | Under panels
Solar Registration Program | NJSRRE1543585912 | Ringwood | 7456 | 6 | 6.37 | Residential | No | Behind the Meter | Green Power energy | Orange Rockland Electric | Accepted | 2019-12-20 | 2019-12-26 | 2020-12-26 | Hanwha | Q-Cells Q.PEAK DUO BLK-G6 335 | Solar Panels |  | 0.335 | 10 | 108 | 30 |  | Fixed | Roof
Solar Registration Program | NJSRRE1543585912 | Ringwood | 7456 | 6 | 6.37 | Residential | No | Behind the Meter | Green Power energy | Orange Rockland Electric | Accepted | 2019-12-20 | 2019-12-26 | 2020-12-26 | Hanwha | Q-Cells Q.PEAK DUO BLK-G6 335 | Solar Panels |  | 0.335 | 5 | 109 | 30 |  | Fixed | Roof
Solar Registration Program | NJSRRE1543585912 | Ringwood | 7456 | 6 | 6.37 | Residential | No | Behind the Meter | Green Power energy | Orange Rockland Electric | Accepted | 2019-12-20 | 2019-12-26 | 2020-12-26 | Hanwha | Q-Cells Q.PEAK DUO BLK-G6 335 | Solar Panels |  | 0.335 | 4 | 198 | 34 |  | Fixed | Roof
Solar Registration Program | NJSRRE1543585912 | Ringwood | 7456 | 6 | 6.37 | Residential | No | Behind the Meter | Green Power energy | Orange Rockland Electric | Accepted | 2019-12-20 | 2019-12-26 | 2020-12-26 | SolarEdge | SE6000H-US | Inverters | 6000 |  | 1 |  |  | 0.97 |  | Outside | Next to meter
Solar Registration Program | NJSRRE1543821956 | Sewell | 8080 | 15 | 6.37 | Residential | No | Behind the Meter | Pro Custom Solar dba Momentum Solar | AC Electric | Accepted | 2019-12-26 | 2019-12-31 | 2020-12-31 | LG ELECTRONICS | LG 335N1C-V5 | Solar Panels |  | 0.335 | 5 | 124 | 25 |  | Fixed | Roof
Solar Registration Program | NJSRRE1543821956 | Sewell | 8080 | 15 | 6.37 | Residential | No | Behind the Meter | Pro Custom Solar dba Momentum Solar | AC Electric | Accepted | 2019-12-26 | 2019-12-31 | 2020-12-31 | LG ELECTRONICS | LG 335N1C-V5 | Solar Panels |  | 0.335 | 6 | 124 | 5 |  | Fixed | Roof
Solar Registration Program | NJSRRE1543821956 | Sewell | 8080 | 15 | 6.37 | Residential | No | Behind the Meter | Pro Custom Solar dba Momentum Solar | AC Electric | Accepted | 2019-12-26 | 2019-12-31 | 2020-12-31 | LG ELECTRONICS | LG 335N1C-V5 | Solar Panels |  | 0.335 | 8 | 124 | 6 |  | Fixed | Roof
Solar Registration Program | NJSRRE1543821956 | Sewell | 8080 | 15 | 6.37 | Residential | No | Behind the Meter | Pro Custom Solar dba Momentum Solar | AC Electric | Accepted | 2019-12-26 | 2019-12-31 | 2020-12-31 | Enphase Energy | IQ7-60-2-US | Inverters | 240 |  | 19 |  |  | 0.97 |  | Outdoor | Roof
Solar Registration Program | NJSRRE1540266265 | Prospect Park Boro | 7508 | 6 | 6.38 | Residential | Yes | Behind the Meter | Sunrun Installation Services, Inc. | PSE&G | Accepted | 2019-01-22 | 2019-01-25 | 2020-01-25 | REC Solar | REC290TP2 BLK | Solar Panels |  | 0.29 | 4 | 317 | 9 |  | Fixed | Roof
Solar Registration Program | NJSRRE1540266265 | Prospect Park Boro | 7508 | 6 | 6.38 | Residential | Yes | Behind the Meter | Sunrun Installation Services, Inc. | PSE&G | Accepted | 2019-01-22 | 2019-01-25 | 2020-01-25 | REC Solar | REC290TP2 BLK | Solar Panels |  | 0.29 | 11 | 137 | 27 |  | Fixed | Roof
Solar Registration Program | NJSRRE1540266265 | Prospect Park Boro | 7508 | 6 | 6.38 | Residential | Yes | Behind the Meter | Sunrun Installation Services, Inc. | PSE&G | Accepted | 2019-01-22 | 2019-01-25 | 2020-01-25 | REC Solar | REC290TP2 BLK | Solar Panels |  | 0.29 | 7 | 317 | 27 |  | Fixed | Roof
Solar Registration Program | NJSRRE1540266265 | Prospect Park Boro | 7508 | 6 | 6.38 | Residential | Yes | Behind the Meter | Sunrun Installation Services, Inc. | PSE&G | Accepted | 2019-01-22 | 2019-01-25 | 2020-01-25 | SolarEdge Technologies | SE6000H-USRGM | Inverters | 6000 |  | 1 |  |  | 0.96 |  | Outdoor | Next To Meter
Solar Registration Program | NJSRRE1540307780 | Plainfield City | 7060 | 10 | 6.38 | Residential | No | Behind the Meter | Sunrun Installation Services, Inc. | PSE&G | Accepted | 2019-02-01 | 2019-02-04 | 2020-02-04 | REC Solar | REC290TP2 BLK | Solar Panels |  | 0.29 | 10 | 87 | 14 |  | Fixed | Roof
Solar Registration Program | NJSRRE1540307780 | Plainfield City | 7060 | 10 | 6.38 | Residential | No | Behind the Meter | Sunrun Installation Services, Inc. | PSE&G | Accepted | 2019-02-01 | 2019-02-04 | 2020-02-04 | REC Solar | REC290TP2 BLK | Solar Panels |  | 0.29 | 2 | 87 | 40 |  | Fixed | Roof
Solar Registration Program | NJSRRE1540307780 | Plainfield City | 7060 | 10 | 6.38 | Residential | No | Behind the Meter | Sunrun Installation Services, Inc. | PSE&G | Accepted | 2019-02-01 | 2019-02-04 | 2020-02-04 | REC Solar | REC290TP2 BLK | Solar Panels |  | 0.29 | 4 | 268 | 40 |  | Fixed | Roof
Solar Registration Program | NJSRRE1540307780 | Plainfield City | 7060 | 10 | 6.38 | Residential | No | Behind the Meter | Sunrun Installation Services, Inc. | PSE&G | Accepted | 2019-02-01 | 2019-02-04 | 2020-02-04 | REC Solar | REC290TP2 BLK | Solar Panels |  | 0.29 | 6 | 177 | 47 |  | Fixed | Roof
Solar Registration Program | NJSRRE1540307780 | Plainfield City | 7060 | 10 | 6.38 | Residential | No | Behind the Meter | Sunrun Installation Services, Inc. | PSE&G | Accepted | 2019-02-01 | 2019-02-04 | 2020-02-04 | SolarEdge Technologies | SE6000H-USRGM | Inverters | 6000 |  | 1 |  |  | 0.96 |  | Outdoor | Next To Meter
Solar Registration Program | NJSRRE1540337704 | Paterson City | 7504 | 6 | 6.38 | Residential | Yes | Behind the Meter | Sunrun Installation Services, Inc. | PSE&G | Accepted | 2019-02-06 | 2019-02-08 | 2020-02-08 | REC Solar | REC290TP2 BLK | Solar Panels |  | 0.29 | 15 | 187 | 37 |  | Fixed | Roof
Solar Registration Program | NJSRRE1540337704 | Paterson City | 7504 | 6 | 6.38 | Residential | Yes | Behind the Meter | Sunrun Installation Services, Inc. | PSE&G | Accepted | 2019-02-06 | 2019-02-08 | 2020-02-08 | REC Solar | REC290TP2 BLK | Solar Panels |  | 0.29 | 2 | 277 | 37 |  | Fixed | Roof
Solar Registration Program | NJSRRE1540337704 | Paterson City | 7504 | 6 | 6.38 | Residential | Yes | Behind the Meter | Sunrun Installation Services, Inc. | PSE&G | Accepted | 2019-02-06 | 2019-02-08 | 2020-02-08 | REC Solar | REC290TP2 BLK | Solar Panels |  | 0.29 | 5 | 97 | 37 |  | Fixed | Roof
Solar Registration Program | NJSRRE1540337704 | Paterson City | 7504 | 6 | 6.38 | Residential | Yes | Behind the Meter | Sunrun Installation Services, Inc. | PSE&G | Accepted | 2019-02-06 | 2019-02-08 | 2020-02-08 | SolarEdge Technologies | SE6000H-USRGM | Inverters | 6000 |  | 1 |  |  | 0.96 |  | Outdoor | Next To Meter
Solar Registration Program | NJSRRE1540356134 | Livingston Twp | 7039 | 9 | 6.38 | Residential | Yes | Behind the Meter | Sunrun Installation Services, Inc. | PSE&G | Accepted | 2019-02-12 | 2019-02-15 | 2020-02-15 | REC Solar | REC290TP2 BLK | Solar Panels |  | 0.29 | 17 | 212 | 34 |  | Fixed | Roof
Solar Registration Program | NJSRRE1540356134 | Livingston Twp | 7039 | 9 | 6.38 | Residential | Yes | Behind the Meter | Sunrun Installation Services, Inc. | PSE&G | Accepted | 2019-02-12 | 2019-02-15 | 2020-02-15 | REC Solar | REC290TP2 BLK | Solar Panels |  | 0.29 | 5 | 32 | 34 |  | Fixed | Roof
Solar Registration Program | NJSRRE1540356134 | Livingston Twp | 7039 | 9 | 6.38 | Residential | Yes | Behind the Meter | Sunrun Installation Services, Inc. | PSE&G | Accepted | 2019-02-12 | 2019-02-15 | 2020-02-15 | SolarEdge Technologies | SE6000H-USRGM | Inverters | 6000 |  | 1 |  |  | 0.96 |  | Outdoor | Next To Meter
Solar Registration Program | NJSRRE1540361942 | Edison Twp | 8820 | 11 | 6.38 | Residential | No | Behind the Meter | Sunrun Installation Services, Inc. | PSE&G | Accepted | 2019-02-13 | 2019-02-18 | 2020-02-18 | REC Solar | REC290TP2 BLK | Solar Panels |  | 0.29 | 22 | 171 | 23 |  | Fixed | Roof
Solar Registration Program | NJSRRE1540361942 | Edison Twp | 8820 | 11 | 6.38 | Residential | No | Behind the Meter | Sunrun Installation Services, Inc. | PSE&G | Accepted | 2019-02-13 | 2019-02-18 | 2020-02-18 | SMA America | SB6.0-1SP-US-40 | Inverters | 6000 |  | 1 |  |  | 0.96 |  | Outdoor | Next To Meter
Solar Registration Program | NJSRRE1540387776 | Manville Boro | 8835 | 5 | 6.38 | Residential | No | Behind the Meter | Sunrun Installation Services, Inc. | PSE&G | Accepted | 2019-02-22 | 2019-02-26 | 2020-02-26 | REC Solar | REC290TP2 BLK | Solar Panels |  | 0.29 | 3 | 88 | 30 |  | Fixed | Roof
Solar Registration Program | NJSRRE1540387776 | Manville Boro | 8835 | 5 | 6.38 | Residential | No | Behind the Meter | Sunrun Installation Services, Inc. | PSE&G | Accepted | 2019-02-22 | 2019-02-26 | 2020-02-26 | REC Solar | REC290TP2 BLK | Solar Panels |  | 0.29 | 19 | 268 | 30 |  | Fixed | Roof
Solar Registration Program | NJSRRE1540387776 | Manville Boro | 8835 | 5 | 6.38 | Residential | No | Behind the Meter | Sunrun Installation Services, Inc. | PSE&G | Accepted | 2019-02-22 | 2019-02-26 | 2020-02-26 | SolarEdge Technologies | SE6000H-USRGM | Inverters | 6000 |  | 1 |  |  | 0.96 |  | Outdoor | Next To Meter
Solar Registration Program | NJSRRE1540453796 | Scotch Plains Twp | 7076 | 10 | 6.38 | Residential | Yes | Behind the Meter | Sunrun Installation Services, Inc. | PSE&G | Accepted | 2019-03-05 | 2019-03-06 | 2020-03-06 | REC Solar | REC290TP2 BLK | Solar Panels |  | 0.29 | 22 | 304 | 34 |  | Fixed | Roof
Solar Registration Program | NJSRRE1540453796 | Scotch Plains Twp | 7076 | 10 | 6.38 | Residential | Yes | Behind the Meter | Sunrun Installation Services, Inc. | PSE&G | Accepted | 2019-03-05 | 2019-03-06 | 2020-03-06 | SMA America | SB6.0-1SP-US-40 | Inverters | 6000 |  | 1 |  |  | 0.96 |  | Outdoor | Next To Meter
Solar Registration Program | NJSRRE1540718938 | Riverton Boro | 8077 | 13 | 6.38 | Residential | Yes | Behind the Meter | Sunrun Installation Services, Inc. | PSE&G | Accepted | 2019-03-25 | 2019-03-26 | 2020-03-26 | REC Solar | REC290TP2 BLK | Solar Panels |  | 0.29 | 12 | 296 | 18 |  | Fixed | Roof
Solar Registration Program | NJSRRE1540718938 | Riverton Boro | 8077 | 13 | 6.38 | Residential | Yes | Behind the Meter | Sunrun Installation Services, Inc. | PSE&G | Accepted | 2019-03-25 | 2019-03-26 | 2020-03-26 | REC Solar | REC290TP2 BLK | Solar Panels |  | 0.29 | 6 | 296 | 40 |  | Fixed | Roof
Solar Registration Program | NJSRRE1540718938 | Riverton Boro | 8077 | 13 | 6.38 | Residential | Yes | Behind the Meter | Sunrun Installation Services, Inc. | PSE&G | Accepted | 2019-03-25 | 2019-03-26 | 2020-03-26 | REC Solar | REC290TP2 BLK | Solar Panels |  | 0.29 | 4 | 116 | 18 |  | Fixed | Roof
Solar Registration Program | NJSRRE1540718938 | Riverton Boro | 8077 | 13 | 6.38 | Residential | Yes | Behind the Meter | Sunrun Installation Services, Inc. | PSE&G | Accepted | 2019-03-25 | 2019-03-26 | 2020-03-26 | SolarEdge Technologies | SE6000H-USRGM | Inverters | 6000 |  | 1 |  |  | 0.96 |  | Outdoor | Next To Meter
Solar Registration Program | NJSRRE1540743169 | Perth Amboy City | 8861 | 11 | 6.38 | Residential | Yes | Behind the Meter | Sunrun Installation Services, Inc. | PSE&G | Accepted | 2019-03-27 | 2019-03-28 | 2020-03-28 | REC Solar | REC290TP2 BLK | Solar Panels |  | 0.29 | 4 | 112 | 18 |  | Fixed | Roof
Solar Registration Program | NJSRRE1540743169 | Perth Amboy City | 8861 | 11 | 6.38 | Residential | Yes | Behind the Meter | Sunrun Installation Services, Inc. | PSE&G | Accepted | 2019-03-27 | 2019-03-28 | 2020-03-28 | REC Solar | REC290TP2 BLK | Solar Panels |  | 0.29 | 5 | 290 | 10 |  | Fixed | Roof
Solar Registration Program | NJSRRE1540743169 | Perth Amboy City | 8861 | 11 | 6.38 | Residential | Yes | Behind the Meter | Sunrun Installation Services, Inc. | PSE&G | Accepted | 2019-03-27 | 2019-03-28 | 2020-03-28 | REC Solar | REC290TP2 BLK | Solar Panels |  | 0.29 | 2 | 199 | 10 |  | Fixed | Roof
Solar Registration Program | NJSRRE1540743169 | Perth Amboy City | 8861 | 11 | 6.38 | Residential | Yes | Behind the Meter | Sunrun Installation Services, Inc. | PSE&G | Accepted | 2019-03-27 | 2019-03-28 | 2020-03-28 | REC Solar | REC290TP2 BLK | Solar Panels |  | 0.29 | 3 | 113 | 10 |  | Fixed | Roof
Solar Registration Program | NJSRRE1540743169 | Perth Amboy City | 8861 | 11 | 6.38 | Residential | Yes | Behind the Meter | Sunrun Installation Services, Inc. | PSE&G | Accepted | 2019-03-27 | 2019-03-28 | 2020-03-28 | REC Solar | REC290TP2 BLK | Solar Panels |  | 0.29 | 4 | 200 | 18 |  | Fixed | Roof
Solar Registration Program | NJSRRE1540743169 | Perth Amboy City | 8861 | 11 | 6.38 | Residential | Yes | Behind the Meter | Sunrun Installation Services, Inc. | PSE&G | Accepted | 2019-03-27 | 2019-03-28 | 2020-03-28 | REC Solar | REC290TP2 BLK | Solar Panels |  | 0.29 | 4 | 20 | 18 |  | Fixed | Roof
Solar Registration Program | NJSRRE1540743169 | Perth Amboy City | 8861 | 11 | 6.38 | Residential | Yes | Behind the Meter | Sunrun Installation Services, Inc. | PSE&G | Accepted | 2019-03-27 | 2019-03-28 | 2020-03-28 | SolarEdge Technologies | SE6000H-USRGM | Inverters | 6000 |  | 1 |  |  | 0.96 |  | Outdoor | Next To Meter
Solar Registration Program | NJSRRE1540894691 | Piscataway Twp | 8854 | 11 | 6.38 | Residential | Yes | Behind the Meter | Sunrun Installation Services, Inc. | PSE&G | Accepted | 2019-04-25 | 2019-04-26 | 2020-04-26 | REC Solar | REC290TP2 BLK | Solar Panels |  | 0.29 | 9 | 151 | 48 |  | Fixed | Roof
Solar Registration Program | NJSRRE1540894691 | Piscataway Twp | 8854 | 11 | 6.38 | Residential | Yes | Behind the Meter | Sunrun Installation Services, Inc. | PSE&G | Accepted | 2019-04-25 | 2019-04-26 | 2020-04-26 | REC Solar | REC290TP2 BLK | Solar Panels |  | 0.29 | 8 | 149 | 14 |  | Fixed | Roof
Solar Registration Program | NJSRRE1540894691 | Piscataway Twp | 8854 | 11 | 6.38 | Residential | Yes | Behind the Meter | Sunrun Installation Services, Inc. | PSE&G | Accepted | 2019-04-25 | 2019-04-26 | 2020-04-26 | REC Solar | REC290TP2 BLK | Solar Panels |  | 0.29 | 5 | 237 | 45 |  | Fixed | Roof
Solar Registration Program | NJSRRE1540894691 | Piscataway Twp | 8854 | 11 | 6.38 | Residential | Yes | Behind the Meter | Sunrun Installation Services, Inc. | PSE&G | Accepted | 2019-04-25 | 2019-04-26 | 2020-04-26 | SolarEdge Technologies | SE6000H-USRGM | Inverters | 6000 |  | 1 |  |  | 0.96 |  | Outdoor | Next To Meter
Solar Registration Program | NJSRRE1540905140 | Hillsborough Township | 8844 | 5 | 6.38 | Residential | No | Behind the Meter | Sunrun Installation Services, Inc. | PSE&G | Accepted | 2019-04-29 | 2019-05-02 | 2020-05-02 | REC Solar | REC290TP2 BLK | Solar Panels |  | 0.29 | 19 | 117 | 37 |  | Fixed | Roof
Solar Registration Program | NJSRRE1540905140 | Hillsborough Township | 8844 | 5 | 6.38 | Residential | No | Behind the Meter | Sunrun Installation Services, Inc. | PSE&G | Accepted | 2019-04-29 | 2019-05-02 | 2020-05-02 | REC Solar | REC290TP2 BLK | Solar Panels |  | 0.29 | 3 | 206 | 37 |  | Fixed | Roof
Solar Registration Program | NJSRRE1540905140 | Hillsborough Township | 8844 | 5 | 6.38 | Residential | No | Behind the Meter | Sunrun Installation Services, Inc. | PSE&G | Accepted | 2019-04-29 | 2019-05-02 | 2020-05-02 | SolarEdge Technologies | SE6000H-USRGM | Inverters | 6000 |  | 1 |  |  | 0.96 |  | Outdoor | Next To Meter
Solar Registration Program | NJSRRE1541053355 | Bayville | 8721 | 18 | 6.38 | Residential | Yes | Behind the Meter | Sunrun Installation Services, Inc. | JCP&L | Accepted | 2019-05-30 | 2019-06-03 | 2020-06-03 | REC Solar | REC290TP2 BLK | Solar Panels |  | 0.29 | 6 | 184 | 23 |  | Fixed | Roof
Solar Registration Program | NJSRRE1541053355 | Bayville | 8721 | 18 | 6.38 | Residential | Yes | Behind the Meter | Sunrun Installation Services, Inc. | JCP&L | Accepted | 2019-05-30 | 2019-06-03 | 2020-06-03 | REC Solar | REC290TP2 BLK | Solar Panels |  | 0.29 | 16 | 94 | 22 |  | Fixed | Roof
Solar Registration Program | NJSRRE1541053355 | Bayville | 8721 | 18 | 6.38 | Residential | Yes | Behind the Meter | Sunrun Installation Services, Inc. | JCP&L | Accepted | 2019-05-30 | 2019-06-03 | 2020-06-03 | Ningbo Ginlong Technologies | Solis-1P6K-4G-US | Inverters | 6000 |  | 1 |  |  | 0.96 |  | Outdoor | Next To Meter
Solar Registration Program | NJSRRE1541454457 | Union City | 7087 | 8 | 6.38 | Residential | Yes | Behind the Meter | Pro Custom Solar dba Momentum Solar | PSE&G | Accepted | 2019-06-24 | 2019-06-27 | 2020-06-27 | RECOM | RCM-290-6MB | Solar Panels |  | 0.29 | 22 | 207 | 3 |  | Fixed | Roof
Solar Registration Program | NJSRRE1541454457 | Union City | 7087 | 8 | 6.38 | Residential | Yes | Behind the Meter | Pro Custom Solar dba Momentum Solar | PSE&G | Accepted | 2019-06-24 | 2019-06-27 | 2020-06-27 | Enphase | IQ6-60-2-US | Inverters | 240 |  | 22 |  |  | 0.97 |  | Outdoor | Roof
Solar Registration Program | NJSRRE1541506347 | Hampton | 8827 | 4 | 6.38 | Residential | Yes | Behind the Meter | Sunrun Installation Services, Inc. | JCP&L | Accepted | 2019-06-28 | 2019-07-03 | 2020-07-03 | REC Solar | REC290TP2 BLK | Solar Panels |  | 0.29 | 11 | 95 | 34 |  | Fixed | Roof
Solar Registration Program | NJSRRE1541506347 | Hampton | 8827 | 4 | 6.38 | Residential | Yes | Behind the Meter | Sunrun Installation Services, Inc. | JCP&L | Accepted | 2019-06-28 | 2019-07-03 | 2020-07-03 | REC Solar | REC290TP2 BLK | Solar Panels |  | 0.29 | 11 | 275 | 34 |  | Fixed | Roof
Solar Registration Program | NJSRRE1541506347 | Hampton | 8827 | 4 | 6.38 | Residential | Yes | Behind the Meter | Sunrun Installation Services, Inc. | JCP&L | Accepted | 2019-06-28 | 2019-07-03 | 2020-07-03 | Ningbo Ginlong Technologies | Solis-1P6K-4G-US | Inverters | 6000 |  | 1 |  |  | 0.96 |  | Outdoor | Next To Meter
Solar Registration Program | NJSRRE1541634816 | Teaneck | 7666 | 7 | 6.38 | Residential | Yes | Behind the Meter | Sunrun Installation Services, Inc. | PSE&G | Accepted | 2019-07-11 | 2019-07-16 | 2020-07-16 | REC Solar | REC290TP2 BLK | Solar Panels |  | 0.29 | 7 | 18 | 18 |  | Fixed | Roof
Solar Registration Program | NJSRRE1541634816 | Teaneck | 7666 | 7 | 6.38 | Residential | Yes | Behind the Meter | Sunrun Installation Services, Inc. | PSE&G | Accepted | 2019-07-11 | 2019-07-16 | 2020-07-16 | REC Solar | REC290TP2 BLK | Solar Panels |  | 0.29 | 15 | 197 | 34 |  | Fixed | Roof
Solar Registration Program | NJSRRE1541634816 | Teaneck | 7666 | 7 | 6.38 | Residential | Yes | Behind the Meter | Sunrun Installation Services, Inc. | PSE&G | Accepted | 2019-07-11 | 2019-07-16 | 2020-07-16 | SolarEdge Technologies | SE7600A-USS2RGM | Inverters | 7600 |  | 1 |  |  | 0.96 |  | Outdoor | Next To Meter
Solar Registration Program | NJSRRE1541634816 | Teaneck | 7666 | 7 | 6.38 | Residential | Yes | Behind the Meter | Sunrun Installation Services, Inc. | PSE&G | Accepted | 2019-07-11 | 2019-07-16 | 2020-07-16 | LG Chem | RESU 10H SEG | Electric Storage Battery |  |  | 1 |  |  |  | Lithium Ion |  | outside
Solar Registration Program | NJSRRE1541693903 | Audubon | 8106 | 14 | 6.38 | Residential | No | Behind the Meter | Sunrun Installation Services, Inc. | PSE&G | Accepted | 2019-07-22 | 2019-07-24 | 2020-07-24 | REC Solar | REC290TP2 BLK | Solar Panels |  | 0.29 | 3 | 50 | 18 |  | Fixed | Roof
Solar Registration Program | NJSRRE1541693903 | Audubon | 8106 | 14 | 6.38 | Residential | No | Behind the Meter | Sunrun Installation Services, Inc. | PSE&G | Accepted | 2019-07-22 | 2019-07-24 | 2020-07-24 | REC Solar | REC290TP2 BLK | Solar Panels |  | 0.29 | 4 | 230 | 18 |  | Fixed | Roof
Solar Registration Program | NJSRRE1541693903 | Audubon | 8106 | 14 | 6.38 | Residential | No | Behind the Meter | Sunrun Installation Services, Inc. | PSE&G | Accepted | 2019-07-22 | 2019-07-24 | 2020-07-24 | REC Solar | REC290TP2 BLK | Solar Panels |  | 0.29 | 15 | 141 | 14 |  | Fixed | Roof
Solar Registration Program | NJSRRE1541693903 | Audubon | 8106 | 14 | 6.38 | Residential | No | Behind the Meter | Sunrun Installation Services, Inc. | PSE&G | Accepted | 2019-07-22 | 2019-07-24 | 2020-07-24 | SolarEdge Technologies | SE5000H-USRGM | Inverters | 5000 |  | 1 |  |  | 0.96 |  | Outdoor | Next to Main Panel
Solar Registration Program | NJSRRE1541703871 | Parkertown | 8087 | 18 | 6.38 | Residential | Yes | Behind the Meter | Sunrun Installation Services, Inc. | AC Electric | Accepted | 2019-07-25 | 2019-07-30 | 2020-07-30 | REC Solar | REC290TP2 BLK | Solar Panels |  | 0.29 | 22 | 175 | 34 |  | Fixed | Roof
Solar Registration Program | NJSRRE1541703871 | Parkertown | 8087 | 18 | 6.38 | Residential | Yes | Behind the Meter | Sunrun Installation Services, Inc. | AC Electric | Accepted | 2019-07-25 | 2019-07-30 | 2020-07-30 | Ningbo Ginlong Technologies | Solis-1P5K-4G-US | Inverters | 5000 |  | 1 |  |  | 0.96 |  | Outdoor | Next To Meter
Solar Registration Program | NJSRRE1541793658 | Jersey City | 7307 | 8 | 6.38 | Residential | No | Behind the Meter | Sunrun Installation Services, Inc. | PSE&G | Accepted | 2019-08-06 | 2019-08-09 | 2020-08-09 | REC Solar | REC290TP2 BLK | Solar Panels |  | 0.29 | 22 | 206 | 10 |  | Fixed | Roof
Solar Registration Program | NJSRRE1541793658 | Jersey City | 7307 | 8 | 6.38 | Residential | No | Behind the Meter | Sunrun Installation Services, Inc. | PSE&G | Accepted | 2019-08-06 | 2019-08-09 | 2020-08-09 | Ningbo Ginlong Technologies | Solis-1P5K-4G-US | Inverters | 5000 |  | 1 |  |  | 0.96 |  | Outdoor | Next To Meter
Solar Registration Program | NJSRRE1541804825 | Hamilton Twp Mer | 8629 | 12 | 6.38 | Residential | Yes | Behind the Meter | Sunrun Installation Services, Inc. | PSE&G | Accepted | 2019-08-08 | 2019-08-23 | 2020-08-23 | REC Solar | REC290TP2 BLK | Solar Panels |  | 0.29 | 14 | 139 | 30 |  | Fixed | Roof
Solar Registration Program | NJSRRE1541804825 | Hamilton Twp Mer | 8629 | 12 | 6.38 | Residential | Yes | Behind the Meter | Sunrun Installation Services, Inc. | PSE&G | Accepted | 2019-08-08 | 2019-08-23 | 2020-08-23 | REC Solar | REC290TP2 BLK | Solar Panels |  | 0.29 | 8 | 319 | 30 |  | Fixed | Roof
Solar Registration Program | NJSRRE1541804825 | Hamilton Twp Mer | 8629 | 12 | 6.38 | Residential | Yes | Behind the Meter | Sunrun Installation Services, Inc. | PSE&G | Accepted | 2019-08-08 | 2019-08-23 | 2020-08-23 | Ningbo Ginlong Technologies | Solis-1P6K-4G-US | Inverters | 6000 |  | 1 |  |  | 0.96 |  | Outdoor | Next To Meter
Solar Registration Program | NJSRRE1541807986 | Elizabeth City | 7206 | 10 | 6.38 | Residential | Yes | Behind the Meter | Sunrun Installation Services, Inc. | PSE&G | Final As-Built Received | 2019-08-08 | 2019-08-23 | 2020-08-23 | REC Solar | REC290TP2 BLK | Solar Panels |  | 0.29 | 14 | 145 | 38 |  | Fixed | Roof
Solar Registration Program | NJSRRE1541807986 | Elizabeth City | 7206 | 10 | 6.38 | Residential | Yes | Behind the Meter | Sunrun Installation Services, Inc. | PSE&G | Final As-Built Received | 2019-08-08 | 2019-08-23 | 2020-08-23 | REC Solar | REC290TP2 BLK | Solar Panels |  | 0.29 | 8 | 325 | 38 |  | Fixed | Roof
Solar Registration Program | NJSRRE1541807986 | Elizabeth City | 7206 | 10 | 6.38 | Residential | Yes | Behind the Meter | Sunrun Installation Services, Inc. | PSE&G | Final As-Built Received | 2019-08-08 | 2019-08-23 | 2020-08-23 | Ningbo Ginlong Technologies | Solis-1P6K-4G-US | Inverters | 6000 |  | 1 |  |  | 0.96 |  | Outdoor | Next To Meter
Solar Registration Program | NJSRRE1541810072 | Irvington Town | 7111 | 9 | 6.38 | Residential | Yes | Behind the Meter | Sunrun Installation Services, Inc. | PSE&G | Accepted | 2019-08-09 | 2019-08-23 | 2020-08-23 | REC Solar | REC290TP2 BLK | Solar Panels |  | 0.29 | 5 | 266 | 18 |  | Fixed | Roof
Solar Registration Program | NJSRRE1541810072 | Irvington Town | 7111 | 9 | 6.38 | Residential | Yes | Behind the Meter | Sunrun Installation Services, Inc. | PSE&G | Accepted | 2019-08-09 | 2019-08-23 | 2020-08-23 | REC Solar | REC290TP2 BLK | Solar Panels |  | 0.29 | 5 | 266 | 30 |  | Fixed | Roof
Solar Registration Program | NJSRRE1541810072 | Irvington Town | 7111 | 9 | 6.38 | Residential | Yes | Behind the Meter | Sunrun Installation Services, Inc. | PSE&G | Accepted | 2019-08-09 | 2019-08-23 | 2020-08-23 | REC Solar | REC290TP2 BLK | Solar Panels |  | 0.29 | 12 | 86 | 30 |  | Fixed | Roof
Solar Registration Program | NJSRRE1541810072 | Irvington Town | 7111 | 9 | 6.38 | Residential | Yes | Behind the Meter | Sunrun Installation Services, Inc. | PSE&G | Accepted | 2019-08-09 | 2019-08-23 | 2020-08-23 | Ningbo Ginlong Technologies | Solis-1P6K-4G-US | Inverters | 6000 |  | 1 |  |  | 0.96 |  | Outdoor | Next To Meter
Solar Registration Program | NJSRRE1541821177 | Englewood City | 7631 | 7 | 6.38 | Residential | Yes | Behind the Meter | Sunrun Installation Services, Inc. | PSE&G | Accepted | 2019-08-13 | 2019-08-23 | 2020-08-23 | SolarEdge Technologies | SE5000H-USRGM | Inverters | 5000 |  | 1 |  |  | 0.96 |  | Outdoor | Next To Meter
Solar Registration Program | NJSRRE1541821177 | Englewood City | 7631 | 7 | 6.38 | Residential | Yes | Behind the Meter | Sunrun Installation Services, Inc. | PSE&G | Accepted | 2019-08-13 | 2019-08-23 | 2020-08-23 | REC Solar | REC290TP2 BLK | Solar Panels |  | 0.29 | 3 | 285 | 34 |  | Fixed | Roof
Solar Registration Program | NJSRRE1541821177 | Englewood City | 7631 | 7 | 6.38 | Residential | Yes | Behind the Meter | Sunrun Installation Services, Inc. | PSE&G | Accepted | 2019-08-13 | 2019-08-23 | 2020-08-23 | REC Solar | REC290TP2 BLK | Solar Panels |  | 0.29 | 19 | 195 | 30 |  | Fixed | Roof
Solar Registration Program | NJSRRE1541863009 | Hamilton Township | 8690 | 12 | 6.38 | Residential | No | Behind the Meter | Sunrun Installation Services, Inc. | PSE&G | Accepted | 2019-08-20 | 2019-08-26 | 2020-08-26 | REC Solar | REC290TP2 BLK | Solar Panels |  | 0.29 | 22 | 124 | 40 |  | Fixed | Roof
Solar Registration Program | NJSRRE1541863009 | Hamilton Township | 8690 | 12 | 6.38 | Residential | No | Behind the Meter | Sunrun Installation Services, Inc. | PSE&G | Accepted | 2019-08-20 | 2019-08-26 | 2020-08-26 | Ningbo Ginlong Technologies | Solis-1P5K-4G-US | Inverters | 5000 |  | 1 |  |  | 0.96 |  | Outdoor | Next To Meter
Solar Registration Program | NJSRRE1541888755 | Ridgefield | 7657 | 7 | 6.38 | Residential | Yes | Behind the Meter | Sunrun Installation Services, Inc. | PSE&G | Accepted | 2019-08-27 | 2019-08-30 | 2020-08-30 | REC Solar | REC290TP2 BLK | Solar Panels |  | 0.29 | 4 | 290 | 9 |  | Fixed | Roof
Solar Registration Program | NJSRRE1541888755 | Ridgefield | 7657 | 7 | 6.38 | Residential | Yes | Behind the Meter | Sunrun Installation Services, Inc. | PSE&G | Accepted | 2019-08-27 | 2019-08-30 | 2020-08-30 | REC Solar | REC290TP2 BLK | Solar Panels |  | 0.29 | 7 | 110 | 34 |  | Fixed | Roof
Solar Registration Program | NJSRRE1541888755 | Ridgefield | 7657 | 7 | 6.38 | Residential | Yes | Behind the Meter | Sunrun Installation Services, Inc. | PSE&G | Accepted | 2019-08-27 | 2019-08-30 | 2020-08-30 | REC Solar | REC290TP2 BLK | Solar Panels |  | 0.29 | 11 | 290 | 34 |  | Fixed | Roof
Solar Registration Program | NJSRRE1541888755 | Ridgefield | 7657 | 7 | 6.38 | Residential | Yes | Behind the Meter | Sunrun Installation Services, Inc. | PSE&G | Accepted | 2019-08-27 | 2019-08-30 | 2020-08-30 | SolarEdge Technologies | SE5000H-USRGM | Inverters | 5000 |  | 1 |  |  | 0.96 |  | Outdoor | Next To Meter
Solar Registration Program | NJSRRE1542097213 | Bergenfield Boro | 7621 | 7 | 6.38 | Residential | Yes | Behind the Meter | Sunrun Installation Services, Inc. | PSE&G | Accepted | 2019-09-03 | 2019-09-06 | 2020-09-06 | REC Solar | REC290TP2 BLK | Solar Panels |  | 0.29 | 12 | 178 | 27 |  | Fixed | Roof
Solar Registration Program | NJSRRE1542097213 | Bergenfield Boro | 7621 | 7 | 6.38 | Residential | Yes | Behind the Meter | Sunrun Installation Services, Inc. | PSE&G | Accepted | 2019-09-03 | 2019-09-06 | 2020-09-06 | REC Solar | REC290TP2 BLK | Solar Panels |  | 0.29 | 10 | 357 | 27 |  | Fixed | Roof
Solar Registration Program | NJSRRE1542097213 | Bergenfield Boro | 7621 | 7 | 6.38 | Residential | Yes | Behind the Meter | Sunrun Installation Services, Inc. | PSE&G | Accepted | 2019-09-03 | 2019-09-06 | 2020-09-06 | Ningbo Ginlong Technologies | Solis-1P5K-4G-US | Inverters | 5000 |  | 1 |  |  | 0.96 |  | Outdoor | Next To Meter
Solar Registration Program | NJSRRE1542335239 | Paterson City | 7514 | 6 | 6.38 | Residential | Yes | Behind the Meter | Sunrun Installation Services, Inc. | PSE&G | Accepted | 2019-09-06 | 2019-09-11 | 2020-09-11 | REC Solar | REC290TP2 BLK | Solar Panels |  | 0.29 | 22 | 188 | 45 |  | Fixed | Roof
Solar Registration Program | NJSRRE1542335239 | Paterson City | 7514 | 6 | 6.38 | Residential | Yes | Behind the Meter | Sunrun Installation Services, Inc. | PSE&G | Accepted | 2019-09-06 | 2019-09-11 | 2020-09-11 | Ningbo Ginlong Technologies | Solis-1P5K-4G-US | Inverters | 5000 |  | 1 |  |  | 0.96 |  | Outdoor | Next To Meter
Solar Registration Program | NJSRRE1542413141 | Roselle | 7203 | 10 | 6.38 | Residential | Yes | Behind the Meter | Sunrun Installation Services, Inc. | PSE&G | Final As-Built Received | 2019-09-17 | 2019-09-20 | 2020-09-20 | REC Solar | REC290TP2 BLK | Solar Panels |  | 0.29 | 22 | 45 | 40 |  | Fixed | Roof
Solar Registration Program | NJSRRE1542413141 | Roselle | 7203 | 10 | 6.38 | Residential | Yes | Behind the Meter | Sunrun Installation Services, Inc. | PSE&G | Final As-Built Received | 2019-09-17 | 2019-09-20 | 2020-09-20 | Ningbo Ginlong Technologies | Solis-1P5K-4G-US | Inverters | 5000 |  | 1 |  |  | 0.96 |  | Outdoor | Next To Meter
Solar Registration Program | NJSRRE1542461400 | Teaneck | 7666 | 7 | 6.38 | Residential | No | Behind the Meter | Sunrun Installation Services, Inc. | PSE&G | Accepted | 2019-09-30 | 2019-10-02 | 2020-10-02 | REC Solar | REC290TP2 BLK | Solar Panels |  | 0.29 | 6 | 290 | 18 |  | Fixed | Roof
Solar Registration Program | NJSRRE1542461400 | Teaneck | 7666 | 7 | 6.38 | Residential | No | Behind the Meter | Sunrun Installation Services, Inc. | PSE&G | Accepted | 2019-09-30 | 2019-10-02 | 2020-10-02 | REC Solar | REC290TP2 BLK | Solar Panels |  | 0.29 | 4 | 22 | 18 |  | Fixed | Roof
Solar Registration Program | NJSRRE1542461400 | Teaneck | 7666 | 7 | 6.38 | Residential | No | Behind the Meter | Sunrun Installation Services, Inc. | PSE&G | Accepted | 2019-09-30 | 2019-10-02 | 2020-10-02 | REC Solar | REC290TP2 BLK | Solar Panels |  | 0.29 | 6 | 202 | 37 |  | Fixed | Roof
Solar Registration Program | NJSRRE1542461400 | Teaneck | 7666 | 7 | 6.38 | Residential | No | Behind the Meter | Sunrun Installation Services, Inc. | PSE&G | Accepted | 2019-09-30 | 2019-10-02 | 2020-10-02 | REC Solar | REC290TP2 BLK | Solar Panels |  | 0.29 | 6 | 111 | 18 |  | Fixed | Roof
Solar Registration Program | NJSRRE1542461400 | Teaneck | 7666 | 7 | 6.38 | Residential | No | Behind the Meter | Sunrun Installation Services, Inc. | PSE&G | Accepted | 2019-09-30 | 2019-10-02 | 2020-10-02 | SolarEdge Technologies | SE5000H-USRGM | Inverters | 5000 |  | 1 |  |  | 0.96 |  | Outdoor | Next To Meter
Solar Registration Program | NJSRRE1542509280 | Leonia | 7605 | 7 | 6.38 | Residential | No | Behind the Meter | Sunrun Installation Services, Inc. | PSE&G | Accepted | 2019-10-04 | 2019-10-09 | 2020-10-09 | REC Solar | REC290TP2 BLK | Solar Panels |  | 0.29 | 10 | 309 | 14 |  | Fixed | Roof
Solar Registration Program | NJSRRE1542509280 | Leonia | 7605 | 7 | 6.38 | Residential | No | Behind the Meter | Sunrun Installation Services, Inc. | PSE&G | Accepted | 2019-10-04 | 2019-10-09 | 2020-10-09 | REC Solar | REC290TP2 BLK | Solar Panels |  | 0.29 | 12 | 129 | 34 |  | Fixed | Roof
Solar Registration Program | NJSRRE1542509280 | Leonia | 7605 | 7 | 6.38 | Residential | No | Behind the Meter | Sunrun Installation Services, Inc. | PSE&G | Accepted | 2019-10-04 | 2019-10-09 | 2020-10-09 | Ningbo Ginlong Technologies | Solis-1P5K-4G-US | Inverters | 5000 |  | 1 |  |  | 0.96 |  | Outdoor | Next To Meter
Solar Registration Program | NJSRRE1542510393 | Wharton | 7885 | 3 | 6.38 | Residential | Yes | Behind the Meter | Sunrun Installation Services, Inc. | JCP&L | Accepted | 2019-10-05 | 2019-10-09 | 2020-10-09 | REC Solar | REC290TP2 BLK | Solar Panels |  | 0.29 | 8 | 216 | 14 |  | Fixed | Roof
Solar Registration Program | NJSRRE1542510393 | Wharton | 7885 | 3 | 6.38 | Residential | Yes | Behind the Meter | Sunrun Installation Services, Inc. | JCP&L | Accepted | 2019-10-05 | 2019-10-09 | 2020-10-09 | REC Solar | REC290TP2 BLK | Solar Panels |  | 0.29 | 6 | 216 | 34 |  | Fixed | Roof
Solar Registration Program | NJSRRE1542510393 | Wharton | 7885 | 3 | 6.38 | Residential | Yes | Behind the Meter | Sunrun Installation Services, Inc. | JCP&L | Accepted | 2019-10-05 | 2019-10-09 | 2020-10-09 | REC Solar | REC290TP2 BLK | Solar Panels |  | 0.29 | 8 | 36 | 14 |  | Fixed | Roof
Solar Registration Program | NJSRRE1542510393 | Wharton | 7885 | 3 | 6.38 | Residential | Yes | Behind the Meter | Sunrun Installation Services, Inc. | JCP&L | Accepted | 2019-10-05 | 2019-10-09 | 2020-10-09 | SolarEdge Technologies | SE5000H-USRGM | Inverters | 5000 |  | 1 |  |  | 0.96 |  | Outdoor | Next To Meter
Solar Registration Program | NJSRRE1542526471 | New Brunswick | 8901 | 11 | 6.38 | Residential | Yes | Behind the Meter | Sunrun Installation Services, Inc. | PSE&G | Accepted | 2019-10-10 | 2019-10-14 | 2020-10-14 | REC Solar | REC290TP2 BLK | Solar Panels |  | 0.29 | 22 | 232 | 23 |  | Fixed | Roof
Solar Registration Program | NJSRRE1542526471 | New Brunswick | 8901 | 11 | 6.38 | Residential | Yes | Behind the Meter | Sunrun Installation Services, Inc. | PSE&G | Accepted | 2019-10-10 | 2019-10-14 | 2020-10-14 | Delta Electronics | M5-TL-US | Inverters | 4800 |  | 1 |  |  | 0.96 |  | Outdoor | Next To Meter
Solar Registration Program | NJSRRE1542528487 | Passaic City | 7055 | 6 | 6.38 | Residential | Yes | Behind the Meter | Sunrun Installation Services, Inc. | PSE&G | Accepted | 2019-10-11 | 2019-10-15 | 2020-10-15 | REC Solar | REC290TP2 BLK | Solar Panels |  | 0.29 | 18 | 223 | 40 |  | Fixed | Roof
Solar Registration Program | NJSRRE1542528487 | Passaic City | 7055 | 6 | 6.38 | Residential | Yes | Behind the Meter | Sunrun Installation Services, Inc. | PSE&G | Accepted | 2019-10-11 | 2019-10-15 | 2020-10-15 | REC Solar | REC290TP2 BLK | Solar Panels |  | 0.29 | 1 | 313 | 27 |  | Fixed | Roof
Solar Registration Program | NJSRRE1542528487 | Passaic City | 7055 | 6 | 6.38 | Residential | Yes | Behind the Meter | Sunrun Installation Services, Inc. | PSE&G | Accepted | 2019-10-11 | 2019-10-15 | 2020-10-15 | REC Solar | REC290TP2 BLK | Solar Panels |  | 0.29 | 3 | 133 | 27 |  | Fixed | Roof
Solar Registration Program | NJSRRE1542528487 | Passaic City | 7055 | 6 | 6.38 | Residential | Yes | Behind the Meter | Sunrun Installation Services, Inc. | PSE&G | Accepted | 2019-10-11 | 2019-10-15 | 2020-10-15 | SolarEdge Technologies | SE5000H-USRGM | Inverters | 5000 |  | 1 |  |  | 0.96 |  | Outdoor | Next To Meter
Solar Registration Program | NJSRRE1542642920 | Ridgewood Village | 7450 | 7 | 6.38 | Residential | Yes | Behind the Meter | Sunrun Installation Services, Inc. | PSE&G | Accepted | 2019-10-25 | 2019-10-29 | 2020-10-29 | REC Solar | REC290TP2 BLK | Solar Panels |  | 0.29 | 13 | 130 | 40 |  | Fixed | Roof
Solar Registration Program | NJSRRE1542642920 | Ridgewood Village | 7450 | 7 | 6.38 | Residential | Yes | Behind the Meter | Sunrun Installation Services, Inc. | PSE&G | Accepted | 2019-10-25 | 2019-10-29 | 2020-10-29 | REC Solar | REC290TP2 BLK | Solar Panels |  | 0.29 | 4 | 130 | 18 |  | Fixed | Roof
Solar Registration Program | NJSRRE1542642920 | Ridgewood Village | 7450 | 7 | 6.38 | Residential | Yes | Behind the Meter | Sunrun Installation Services, Inc. | PSE&G | Accepted | 2019-10-25 | 2019-10-29 | 2020-10-29 | REC Solar | REC290TP2 BLK | Solar Panels |  | 0.29 | 5 | 220 | 32 |  | Fixed | Roof
Solar Registration Program | NJSRRE1542642920 | Ridgewood Village | 7450 | 7 | 6.38 | Residential | Yes | Behind the Meter | Sunrun Installation Services, Inc. | PSE&G | Accepted | 2019-10-25 | 2019-10-29 | 2020-10-29 | SolarEdge Technologies | SE5000H-USRGM | Inverters | 5000 |  | 1 |  |  | 0.96 |  | Outdoor | Next To Meter
Solar Registration Program | NJSRRE1542910138 | Englishtown | 7726 | 17 | 6.38 | Residential | No | Behind the Meter | Sunrun Installation Services, Inc. | JCP&L | Accepted | 2019-11-04 | 2019-11-06 | 2020-11-06 | REC Solar | REC290TP2 BLK | Solar Panels |  | 0.29 | 22 | 196 | 18 |  | Fixed | Roof
Solar Registration Program | NJSRRE1542910138 | Englishtown | 7726 | 17 | 6.38 | Residential | No | Behind the Meter | Sunrun Installation Services, Inc. | JCP&L | Accepted | 2019-11-04 | 2019-11-06 | 2020-11-06 | Delta Electronics | M5-TL-US | Inverters | 4800 |  | 1 |  |  | 0.96 |  | Outdoor | Next To Meter
Solar Registration Program | NJSRRE1543421434 | Toms River | 8757 | 18 | 6.38 | Residential | Yes | Behind the Meter | Sunrun Installation Services, Inc. | JCP&L | Accepted | 2019-11-19 | 2019-11-21 | 2020-11-21 | REC Solar | REC290TP2 BLK | Solar Panels |  | 0.29 | 13 | 148 | 23 |  | Fixed | Roof
Solar Registration Program | NJSRRE1543421434 | Toms River | 8757 | 18 | 6.38 | Residential | Yes | Behind the Meter | Sunrun Installation Services, Inc. | JCP&L | Accepted | 2019-11-19 | 2019-11-21 | 2020-11-21 | REC Solar | REC290TP2 BLK | Solar Panels |  | 0.29 | 9 | 237 | 23 |  | Fixed | Roof
Solar Registration Program | NJSRRE1543421434 | Toms River | 8757 | 18 | 6.38 | Residential | Yes | Behind the Meter | Sunrun Installation Services, Inc. | JCP&L | Accepted | 2019-11-19 | 2019-11-21 | 2020-11-21 | Delta Electronics | M5-TL-US | Inverters | 4800 |  | 1 |  |  | 0.96 |  | Outdoor | Next To Meter
Solar Registration Program | NJSRRE1543421751 | Phillipsburg | 8865 | 2 | 6.38 | Residential | Yes | Behind the Meter | Sunrun Installation Services, Inc. | JCP&L | Accepted | 2019-11-19 | 2019-11-21 | 2020-11-21 | REC Solar | REC290TP2 BLK | Solar Panels |  | 0.29 | 5 | 234 | 28 |  | Fixed | Roof
Solar Registration Program | NJSRRE1543421751 | Phillipsburg | 8865 | 2 | 6.38 | Residential | Yes | Behind the Meter | Sunrun Installation Services, Inc. | JCP&L | Accepted | 2019-11-19 | 2019-11-21 | 2020-11-21 | REC Solar | REC290TP2 BLK | Solar Panels |  | 0.29 | 17 | 144 | 27 |  | Fixed | Roof
Solar Registration Program | NJSRRE1543421751 | Phillipsburg | 8865 | 2 | 6.38 | Residential | Yes | Behind the Meter | Sunrun Installation Services, Inc. | JCP&L | Accepted | 2019-11-19 | 2019-11-21 | 2020-11-21 | SolarEdge Technologies | SE7600A-USS2RGM | Inverters | 7600 |  | 1 |  |  | 0.96 |  | Outdoor | Next To Meter
Solar Registration Program | NJSRRE1543421751 | Phillipsburg | 8865 | 2 | 6.38 | Residential | Yes | Behind the Meter | Sunrun Installation Services, Inc. | JCP&L | Accepted | 2019-11-19 | 2019-11-21 | 2020-11-21 | LG Chem | RESU 10H SEG | Electric Storage Battery |  |  | 1 |  |  |  | Lithium Ion |  | outside
Solar Registration Program | NJSRRE1543443045 | MAHWAH | 7430 | 7 | 6.38 | Residential | Yes | Behind the Meter | Vivint Solar Developer, LLC | Orange Rockland Electric | Accepted | 2019-11-26 | 2019-11-27 | 2020-11-27 | Trina Solar | TSM-290DD05A.08(II) | Solar Panels |  | 0.29 | 22 | 291 | 29 |  | Fixed | Roof
Solar Registration Program | NJSRRE1543443045 | MAHWAH | 7430 | 7 | 6.38 | Residential | Yes | Behind the Meter | Vivint Solar Developer, LLC | Orange Rockland Electric | Accepted | 2019-11-26 | 2019-11-27 | 2020-11-27 | Enphase | S230-60-LL-2-US | Inverters | 230 |  | 22 |  |  | 0.972 |  | Other | Underneath each module
Solar Registration Program | NJSRRE1543452921 | Berkeley Heights | 7922 | 10 | 6.38 | Residential | Yes | Behind the Meter | Sunrun Installation Services, Inc. | JCP&L | Accepted | 2019-11-27 | 2019-12-03 | 2020-12-03 | REC Solar | REC290TP2 BLK | Solar Panels |  | 0.29 | 16 | 229 | 19 |  | Fixed | Roof
Solar Registration Program | NJSRRE1543452921 | Berkeley Heights | 7922 | 10 | 6.38 | Residential | Yes | Behind the Meter | Sunrun Installation Services, Inc. | JCP&L | Accepted | 2019-11-27 | 2019-12-03 | 2020-12-03 | REC Solar | REC290TP2 BLK | Solar Panels |  | 0.29 | 6 | 138 | 18 |  | Fixed | Roof
Solar Registration Program | NJSRRE1543452921 | Berkeley Heights | 7922 | 10 | 6.38 | Residential | Yes | Behind the Meter | Sunrun Installation Services, Inc. | JCP&L | Accepted | 2019-11-27 | 2019-12-03 | 2020-12-03 | Delta Electronics | M6-TL-US | Inverters | 5760 |  | 1 |  |  | 0.96 |  | Outdoor | Next To Meter
Solar Registration Program | NJSRRE1543470503 | Teaneck | 7666 | 7 | 6.38 | Residential | No | Behind the Meter | Sunrun Installation Services, Inc. | PSE&G | Accepted | 2019-12-03 | 2019-12-05 | 2020-12-05 | REC Solar | REC290TP2 BLK | Solar Panels |  | 0.29 | 3 | 113 | 23 |  | Fixed | Roof
Solar Registration Program | NJSRRE1543470503 | Teaneck | 7666 | 7 | 6.38 | Residential | No | Behind the Meter | Sunrun Installation Services, Inc. | PSE&G | Accepted | 2019-12-03 | 2019-12-05 | 2020-12-05 | REC Solar | REC290TP2 BLK | Solar Panels |  | 0.29 | 8 | 22 | 23 |  | Fixed | Roof
Solar Registration Program | NJSRRE1543470503 | Teaneck | 7666 | 7 | 6.38 | Residential | No | Behind the Meter | Sunrun Installation Services, Inc. | PSE&G | Accepted | 2019-12-03 | 2019-12-05 | 2020-12-05 | REC Solar | REC290TP2 BLK | Solar Panels |  | 0.29 | 3 | 292 | 26 |  | Fixed | Roof
Solar Registration Program | NJSRRE1543470503 | Teaneck | 7666 | 7 | 6.38 | Residential | No | Behind the Meter | Sunrun Installation Services, Inc. | PSE&G | Accepted | 2019-12-03 | 2019-12-05 | 2020-12-05 | REC Solar | REC290TP2 BLK | Solar Panels |  | 0.29 | 8 | 202 | 23 |  | Fixed | Roof
Solar Registration Program | NJSRRE1543470503 | Teaneck | 7666 | 7 | 6.38 | Residential | No | Behind the Meter | Sunrun Installation Services, Inc. | PSE&G | Accepted | 2019-12-03 | 2019-12-05 | 2020-12-05 | Enphase Energy | IQ7-60-x-US (240V) | Inverters | 240 |  | 22 |  |  | 0.96 |  | Outdoor | Rooftop
Solar Registration Program | NJSRRE1543477988 | Rockaway | 7866 | 3 | 6.38 | Residential | Yes | Behind the Meter | Sunrun Installation Services, Inc. | JCP&L | Accepted | 2019-12-04 | 2019-12-06 | 2020-12-06 | REC Solar | REC290TP2 BLK | Solar Panels |  | 0.29 | 22 | 222 | 27 |  | Fixed | Roof
Solar Registration Program | NJSRRE1543477988 | Rockaway | 7866 | 3 | 6.38 | Residential | Yes | Behind the Meter | Sunrun Installation Services, Inc. | JCP&L | Accepted | 2019-12-04 | 2019-12-06 | 2020-12-06 | Delta Electronics | M5-TL-US | Inverters | 4800 |  | 1 |  |  | 0.96 |  | Outdoor | Next To Meter
Solar Registration Program | NJSRRE1543501887 | Forked River | 8731 | 18 | 6.38 | Residential | Yes | Behind the Meter | Sunrun Installation Services, Inc. | JCP&L | Accepted | 2019-12-09 | 2019-12-11 | 2020-12-11 | REC Solar | REC290TP2 BLK | Solar Panels |  | 0.29 | 12 | 228 | 23 |  | Fixed | Roof
Solar Registration Program | NJSRRE1543501887 | Forked River | 8731 | 18 | 6.38 | Residential | Yes | Behind the Meter | Sunrun Installation Services, Inc. | JCP&L | Accepted | 2019-12-09 | 2019-12-11 | 2020-12-11 | REC Solar | REC290TP2 BLK | Solar Panels |  | 0.29 | 10 | 139 | 21 |  | Fixed | Roof
Solar Registration Program | NJSRRE1543501887 | Forked River | 8731 | 18 | 6.38 | Residential | Yes | Behind the Meter | Sunrun Installation Services, Inc. | JCP&L | Accepted | 2019-12-09 | 2019-12-11 | 2020-12-11 | Delta Electronics | M5-TL-US | Inverters | 4800 |  | 1 |  |  | 0.96 |  | Outdoor | Next To Meter
Solar Registration Program | NJSRRE1543514692 | Lawrence Township | 8648 | 12 | 6.38 | Residential | Yes | Behind the Meter | Complete Solar | PSE&G | Accepted | 2019-12-30 | 2019-12-30 | 2020-12-30 | LG ELECTRONICS | LG335N1K-V5 | Solar Panels |  | 0.29 | 22 | 242.5 | 30 |  | Fixed | Roof
Solar Registration Program | NJSRRE1543514692 | Lawrence Township | 8648 | 12 | 6.38 | Residential | Yes | Behind the Meter | Complete Solar | PSE&G | Accepted | 2019-12-30 | 2019-12-30 | 2020-12-30 | SOLAREDGE TECHNOLOGIES | SE6000H-US RGM | Inverters | 6000 |  | 1 |  |  | 0.97 |  | Outdoor | BY MSP
Solar Registration Program | NJSRRE1541125130 | Willingboro | 8046 | 13 | 6.4 | Residential | Yes | Behind the Meter | Vision Solar LLC | PSE&G | Accepted | 2019-06-07 | 2019-06-12 | 2020-06-12 | SUNPOWER | E20-327-E-AC | Solar Panels |  | 0.32 | 20 | 178 | 27 |  | Fixed | Roof
Solar Registration Program | NJSRRE1541125130 | Willingboro | 8046 | 13 | 6.4 | Residential | Yes | Behind the Meter | Vision Solar LLC | PSE&G | Accepted | 2019-06-07 | 2019-06-12 | 2020-06-12 | SUNPOWER | E20-327-E-AC | Inverters | 0.32 |  | 20 |  |  | 0.96 |  | Other | BEHIND PANELS
Solar Registration Program | NJSRRE1541788540 | Vineland | 8361 | 20 | 6.4 | Residential | No | Behind the Meter | Castle Energy, LLC | Vineland Muni Electric | Accepted | 2019-08-05 | 2019-08-08 | 2020-08-08 | LG Electronics | LG320N1K-A5 | Solar Panels |  | 0.32 | 11 | 208 | 20 |  | Fixed | Roof
Solar Registration Program | NJSRRE1541788540 | Vineland | 8361 | 20 | 6.4 | Residential | No | Behind the Meter | Castle Energy, LLC | Vineland Muni Electric | Accepted | 2019-08-05 | 2019-08-08 | 2020-08-08 | LG Electronics | LG320N1K-A5 | Solar Panels |  | 0.32 | 9 | 118 | 20 |  | Fixed | Roof
Solar Registration Program | NJSRRE1541788540 | Vineland | 8361 | 20 | 6.4 | Residential | No | Behind the Meter | Castle Energy, LLC | Vineland Muni Electric | Accepted | 2019-08-05 | 2019-08-08 | 2020-08-08 | Enphase Energy | IQ7-60-2-US | Inverters | 240 |  | 20 |  |  | 0.967 |  | Outside | on the rooftop under each solar panel
Solar Registration Program | NJSRRE1541804381 | Vineland | 8361 | 20 | 6.4 | Residential | No | Behind the Meter | Castle Energy, LLC | Vineland Muni Electric | Accepted | 2019-08-08 | 2019-08-23 | 2020-08-23 | LG Electronics | LG320N1K-A5 | Solar Panels |  | 0.32 | 20 | 180 | 25 |  | Fixed | Ground
Solar Registration Program | NJSRRE1541804381 | Vineland | 8361 | 20 | 6.4 | Residential | No | Behind the Meter | Castle Energy, LLC | Vineland Muni Electric | Accepted | 2019-08-08 | 2019-08-23 | 2020-08-23 | Enphase Energy | IQ7-60-2-US | Inverters | 240 |  | 20 |  |  | 0.967 |  | Outside | underneath each solar panel
Solar Registration Program | NJSRRE1541805509 | GLEN RIDGE | 7028 | 9 | 6.4 | Residential | No | Behind the Meter | SEA BRIGHT SOLAR, LLC | PSE&G | Accepted | 2019-08-08 | 2019-08-23 | 2020-08-23 | SUNPOWER | SPR-A400-G-AC | Solar Panels |  | 0.4 | 16 | 307 | 25 |  | Fixed | Roof | WEST
Solar Registration Program | NJSRRE1541805509 | GLEN RIDGE | 7028 | 9 | 6.4 | Residential | No | Behind the Meter | SEA BRIGHT SOLAR, LLC | PSE&G | Accepted | 2019-08-08 | 2019-08-23 | 2020-08-23 | SUNPOWER | SPR-A400-G-AC | Inverters | 366 |  | 16 |  |  | 0.97 |  | Outside | BENEATH ARRAY
Solar Registration Program | NJSRRE1541880301 | Franklinville | 8322 | 15 | 6.4 | Residential | No | Behind the Meter | Castle Energy, LLC | AC Electric | Accepted | 2019-08-23 | 2019-08-27 | 2020-08-27 | LG Electronics | LG320N1K-A5 | Solar Panels |  | 0.32 | 12 | 171 | 20 |  | Fixed | Roof
Solar Registration Program | NJSRRE1541880301 | Franklinville | 8322 | 15 | 6.4 | Residential | No | Behind the Meter | Castle Energy, LLC | AC Electric | Accepted | 2019-08-23 | 2019-08-27 | 2020-08-27 | LG Electronics | LG320N1K-A5 | Solar Panels |  | 0.32 | 8 | 171 | 20 |  | Fixed | Roof
Solar Registration Program | NJSRRE1541880301 | Franklinville | 8322 | 15 | 6.4 | Residential | No | Behind the Meter | Castle Energy, LLC | AC Electric | Accepted | 2019-08-23 | 2019-08-27 | 2020-08-27 | Enphase Energy | IQ7-60-2-US | Inverters | 240 |  | 20 |  |  | 0.967 |  | Outside | on the rooftop under each solar panel
Solar Registration Program | NJSRRE1542192590 | Vineland | 8360 | 20 | 6.4 | Residential | No | Behind the Meter | Castle Energy, LLC | Vineland Muni Electric | Accepted | 2019-09-04 | 2019-09-06 | 2020-09-06 | LG Electronics | LG320E1K-A5 | Solar Panels |  | 0.32 | 20 | 180 | 25 |  | Fixed | Ground
Solar Registration Program | NJSRRE1542192590 | Vineland | 8360 | 20 | 6.4 | Residential | No | Behind the Meter | Castle Energy, LLC | Vineland Muni Electric | Accepted | 2019-09-04 | 2019-09-06 | 2020-09-06 | Enphase Energy | IQ7-60-2-US | Inverters | 240 |  | 20 |  |  | 0.967 |  | Outside | under each solar panel
Solar Registration Program | NJSRRE1542422766 | Vineland | 8360 | 20 | 6.4 | Residential | No | Behind the Meter | Castle Energy, LLC | Vineland Muni Electric | Accepted | 2019-09-19 | 2019-09-23 | 2020-09-23 | LG Electronics | LG320N1K-A5 | Solar Panels |  | 0.32 | 20 | 188 | 32 |  | Fixed | Roof
Solar Registration Program | NJSRRE1542422766 | Vineland | 8360 | 20 | 6.4 | Residential | No | Behind the Meter | Castle Energy, LLC | Vineland Muni Electric | Accepted | 2019-09-19 | 2019-09-23 | 2020-09-23 | Enphase Energy | IQ7-60-2-US | Inverters | 240 |  | 20 |  |  | 0.967 |  | Outside | on the rooftop under each solar panel
Solar Registration Program | NJSRRE1542431789 | Millville | 8332 | 20 | 6.4 | Residential | Yes | Behind the Meter | Castle Energy, LLC | AC Electric | Accepted | 2019-09-25 | 2019-09-26 | 2020-09-26 | LG Electronics | LG 320N1K-A5 | Solar Panels |  | 0.32 | 7 | 269 | 25 |  | Fixed | Roof
Solar Registration Program | NJSRRE1542431789 | Millville | 8332 | 20 | 6.4 | Residential | Yes | Behind the Meter | Castle Energy, LLC | AC Electric | Accepted | 2019-09-25 | 2019-09-26 | 2020-09-26 | LG Electronics | LG 320N1K-A5 | Solar Panels |  | 0.32 | 5 | 180 | 25 |  | Fixed | Roof
Solar Registration Program | NJSRRE1542431789 | Millville | 8332 | 20 | 6.4 | Residential | Yes | Behind the Meter | Castle Energy, LLC | AC Electric | Accepted | 2019-09-25 | 2019-09-26 | 2020-09-26 | LG Electronics | LG 320N1K-A5 | Solar Panels |  | 0.32 | 8 | 358 | 25 |  | Fixed | Roof
Solar Registration Program | NJSRRE1542431789 | Millville | 8332 | 20 | 6.4 | Residential | Yes | Behind the Meter | Castle Energy, LLC | AC Electric | Accepted | 2019-09-25 | 2019-09-26 | 2020-09-26 | Enphase Energy | IQ7-60-2-US | Inverters | 240 |  | 20 |  |  | 0.976 |  | Outdoor | On rooftop underneath each solar module
Solar Registration Program | NJSRRE1542445143 | NEWARK | 7104 | 9 | 6.4 | Residential | No | Behind the Meter | Infinity Solar Systems | PSE&G | Accepted | 2019-09-26 | 2019-09-30 | 2020-09-30 | LG | LG-320-N1K-V5 | Solar Panels |  | 0.32 | 16 | 111 | 45 |  | Fixed | Roof
Solar Registration Program | NJSRRE1542445143 | NEWARK | 7104 | 9 | 6.4 | Residential | No | Behind the Meter | Infinity Solar Systems | PSE&G | Accepted | 2019-09-26 | 2019-09-30 | 2020-09-30 | LG | LG-320-N1K-V5 | Solar Panels |  | 0.32 | 4 | 111 | 10 |  | Fixed | Roof
Solar Registration Program | NJSRRE1542445143 | NEWARK | 7104 | 9 | 6.4 | Residential | No | Behind the Meter | Infinity Solar Systems | PSE&G | Accepted | 2019-09-26 | 2019-09-30 | 2020-09-30 | ENPHASE | IQ7-60-X-US | Inverters | 240 |  | 20 |  |  | 0.97 |  | Other | MICROINVERTERS
Solar Registration Program | NJSRRE1542559388 | ELIZABETH | 7202 | 10 | 6.4 | Residential | No | Behind the Meter | Infinity Solar Systems | PSE&G | Accepted | 2019-10-18 | 2019-10-22 | 2020-10-22 | LG | LG-320-N1K-V5 | Solar Panels |  | 0.32 | 16 | 182 | 30 |  | Fixed | Roof
Solar Registration Program | NJSRRE1542559388 | ELIZABETH | 7202 | 10 | 6.4 | Residential | No | Behind the Meter | Infinity Solar Systems | PSE&G | Accepted | 2019-10-18 | 2019-10-22 | 2020-10-22 | LG | LG-320-N1K-V5 | Solar Panels |  | 0.32 | 4 | 2 | 30 |  | Fixed | Roof
Solar Registration Program | NJSRRE1542559388 | ELIZABETH | 7202 | 10 | 6.4 | Residential | No | Behind the Meter | Infinity Solar Systems | PSE&G | Accepted | 2019-10-18 | 2019-10-22 | 2020-10-22 | ENPHASE | IQ7-60-X-US | Inverters | 240 |  | 20 |  |  | 0.97 |  | Other | MICROINVERTERS
Solar Registration Program | NJSRRE1543441622 | WHIPPANY | 7981 | 3 | 6.4 | Residential | No | Behind the Meter | united solar | JCP&L | Accepted | 2019-11-25 | 2019-11-27 | 2020-11-27 | axitec | ac-320p | Solar Panels |  | 0.32 | 20 | 217 | 25 |  | Fixed | Roof
Solar Registration Program | NJSRRE1543441622 | WHIPPANY | 7981 | 3 | 6.4 | Residential | No | Behind the Meter | united solar | JCP&L | Accepted | 2019-11-25 | 2019-11-27 | 2020-11-27 | aps | yc600 | Inverters | 240 |  | 10 |  |  | 0.97 |  | Outdoor | outside
Solar Registration Program | NJSRRE1543446672 | Burlington | 8016 | 13 | 6.4 | Residential | No | Behind the Meter | Green Power Energy | PSE&G | Accepted | 2019-11-26 | 2019-12-02 | 2020-12-02 | Hanwha | Q.PEAK DUO BLK-G5 320 | Solar Panels |  | 0.32 | 13 | 253 | 30 |  | Fixed | Roof
Solar Registration Program | NJSRRE1543446672 | Burlington | 8016 | 13 | 6.4 | Residential | No | Behind the Meter | Green Power Energy | PSE&G | Accepted | 2019-11-26 | 2019-12-02 | 2020-12-02 | Hanwha | Q.PEAK DUO BLK-G5 320 | Solar Panels |  | 0.32 | 7 | 165 | 34 |  | Fixed | Roof
Solar Registration Program | NJSRRE1543446672 | Burlington | 8016 | 13 | 6.4 | Residential | No | Behind the Meter | Green Power Energy | PSE&G | Accepted | 2019-11-26 | 2019-12-02 | 2020-12-02 | SolarEdge | SE6000H-US | Inverters | 6000 |  | 1 |  |  | 0.97 |  | Outside | Next to meter
Solar Registration Program | NJSRRE1543450739 | Lindenwold | 8021 | 14 | 6.4 | Residential | No | Behind the Meter | EMT Renewables | AC Electric | Accepted | 2019-11-27 | 2019-12-03 | 2020-12-03 | Trina | 320W-BLK-D-AC | Solar Panels |  | 0.32 | 20 | 112 | 20 |  | Fixed | Roof
Solar Registration Program | NJSRRE1543450739 | Lindenwold | 8021 | 14 | 6.4 | Residential | No | Behind the Meter | EMT Renewables | AC Electric | Accepted | 2019-11-27 | 2019-12-03 | 2020-12-03 | Enphase | IQ7- Micro Inverters | Inverters | 240 |  | 20 |  |  | 0.97 |  | Outside | under panels
Solar Registration Program | NJSRRE1543452914 | Roselle | 7203 | 10 | 6.4 | Residential | No | Behind the Meter | New Jersey Suntech | PSE&G | Accepted | 2019-11-27 | 2019-12-03 | 2020-12-03 | Jinko | JKM32M-60 | Solar Panels |  | 0.32 | 20 | 260 | 35 |  | Fixed | Roof
Solar Registration Program | NJSRRE1543452914 | Roselle | 7203 | 10 | 6.4 | Residential | No | Behind the Meter | New Jersey Suntech | PSE&G | Accepted | 2019-11-27 | 2019-12-03 | 2020-12-03 | Solaredge | SE5000-US | Inverters | 5000 |  | 1 |  |  | 0.97 |  | Outdoor | Next to utility meter
Solar Registration Program | NJSRRE1543505850 | Jackson | 8733 | 18 | 6.4 | Residential | No | Behind the Meter | Advanced Solar & Energy Solutions, LLC | JCP&L | Accepted | 2019-12-12 | 2019-12-13 | 2020-12-13 | Trina Solar Energy | TSM 320w | Solar Panels |  | 0.32 | 20 | 120 | 19 |  | Fixed | Roof
Solar Registration Program | NJSRRE1543505850 | Jackson | 8733 | 18 | 6.4 | Residential | No | Behind the Meter | Advanced Solar & Energy Solutions, LLC | JCP&L | Accepted | 2019-12-12 | 2019-12-13 | 2020-12-13 | Solar Edge | SE6000A-US | Inverters | 6000 |  | 1 |  |  | 0.97 |  | Outdoor | side of house
Solar Registration Program | NJSRRE1543566346 | Robbinsville | 8691 | 12 | 6.4 | Residential | No | Behind the Meter | Green Power energy | PSE&G | Accepted | 2019-12-18 | 2019-12-23 | 2020-12-23 | Hanwha | Q.PEAK DUO BLK-G5 320 | Solar Panels |  | 0.32 | 20 | 204 | 30 |  | Fixed | Roof
Solar Registration Program | NJSRRE1543566346 | Robbinsville | 8691 | 12 | 6.4 | Residential | No | Behind the Meter | Green Power energy | PSE&G | Accepted | 2019-12-18 | 2019-12-23 | 2020-12-23 | SolarEdge | SE6000H-US | Inverters | 6000 |  | 1 |  |  | 0.97 |  | Outside | Next to meter
Solar Registration Program | NJSRRE1541437278 | Newark | 7112 | 9 | 6.41 | Residential | No | Behind the Meter | Whitman Construction, LLC | PSE&G | Accepted | 2019-06-20 | 2019-06-24 | 2020-06-24 | Trina Solar | TSM-305DD05A | Solar Panels |  | 0.305 | 2 | 199 | 25 |  | Fixed | Roof
Solar Registration Program | NJSRRE1541437278 | Newark | 7112 | 9 | 6.41 | Residential | No | Behind the Meter | Whitman Construction, LLC | PSE&G | Accepted | 2019-06-20 | 2019-06-24 | 2020-06-24 | Trina Solar | TSM-305DD05A | Solar Panels |  | 0.305 | 4 | 199 | 19 |  | Fixed | Roof
Solar Registration Program | NJSRRE1541437278 | Newark | 7112 | 9 | 6.41 | Residential | No | Behind the Meter | Whitman Construction, LLC | PSE&G | Accepted | 2019-06-20 | 2019-06-24 | 2020-06-24 | Trina Solar | TSM-305DD05A | Solar Panels |  | 0.305 | 10 | 111 | 10 |  | Fixed | Roof
Solar Registration Program | NJSRRE1541437278 | Newark | 7112 | 9 | 6.41 | Residential | No | Behind the Meter | Whitman Construction, LLC | PSE&G | Accepted | 2019-06-20 | 2019-06-24 | 2020-06-24 | Trina Solar | TSM-305DD05A | Solar Panels |  | 0.305 | 3 | 111 | 35 |  | Fixed | Roof
Solar Registration Program | NJSRRE1541437278 | Newark | 7112 | 9 | 6.41 | Residential | No | Behind the Meter | Whitman Construction, LLC | PSE&G | Accepted | 2019-06-20 | 2019-06-24 | 2020-06-24 | Trina Solar | TSM-305DD05A | Solar Panels |  | 0.305 | 2 | 111 | 8 |  | Fixed | Roof
Solar Registration Program | NJSRRE1541437278 | Newark | 7112 | 9 | 6.41 | Residential | No | Behind the Meter | Whitman Construction, LLC | PSE&G | Accepted | 2019-06-20 | 2019-06-24 | 2020-06-24 | Enphase Energy | IQ7-60-2-US | Inverters | 0.24 |  | 21 |  |  | 0.976 |  | Outside | roof
Solar Registration Program | NJSRRE1541835498 | Long Branch | 7740 | 17 | 6.41 | Residential | Yes | Behind the Meter | Solar Energy World | JCP&L | Accepted | 2019-08-14 | 2019-08-23 | 2020-08-23 | LONGi Green Energy Technology | LR6-60PB-305M | Solar Panels |  | 0.305 | 21 | 169 | 26 |  | Fixed | Roof
Solar Registration Program | NJSRRE1541835498 | Long Branch | 7740 | 17 | 6.41 | Residential | Yes | Behind the Meter | Solar Energy World | JCP&L | Accepted | 2019-08-14 | 2019-08-23 | 2020-08-23 | Solar Edge | SE6000H-USRGM | Inverters | 6000 |  | 1 |  |  | 0.983 |  | Outside | near meter
Solar Registration Program | NJSRRE1541841243 | Bordentown | 8505 | 13 | 6.41 | Residential | No | Behind the Meter | Whitman Construction, LLC | PSE&G | Accepted | 2019-08-15 | 2019-08-23 | 2020-08-23 | Trina Solar | TSM-305DD05A | Solar Panels |  | 0.305 | 17 | 209 | 20 |  | Fixed | Roof
Solar Registration Program | NJSRRE1541841243 | Bordentown | 8505 | 13 | 6.41 | Residential | No | Behind the Meter | Whitman Construction, LLC | PSE&G | Accepted | 2019-08-15 | 2019-08-23 | 2020-08-23 | Trina Solar | TSM-305DD05A | Solar Panels |  | 0.305 | 4 | 209 | 20 |  | Fixed | Roof
Solar Registration Program | NJSRRE1541841243 | Bordentown | 8505 | 13 | 6.41 | Residential | No | Behind the Meter | Whitman Construction, LLC | PSE&G | Accepted | 2019-08-15 | 2019-08-23 | 2020-08-23 | Enphase Energy | IQ7-60-2-US | Inverters | 0.24 |  | 21 |  |  | 0.976 |  | Outside | roof
Solar Registration Program | NJSRRE1541841380 | East Orange | 7017 | 9 | 6.41 | Residential | No | Behind the Meter | Whitman Construction, LLC | PSE&G | Final As-Built Received | 2019-08-15 | 2019-08-23 | 2020-08-23 | Trina Solar | TSM-305DD05A | Solar Panels |  | 0.305 | 21 | 169 | 21 |  | Fixed | Roof
Solar Registration Program | NJSRRE1541841380 | East Orange | 7017 | 9 | 6.41 | Residential | No | Behind the Meter | Whitman Construction, LLC | PSE&G | Final As-Built Received | 2019-08-15 | 2019-08-23 | 2020-08-23 | Enphase Energy | IQ7-60-2-US | Inverters | 0.24 |  | 21 |  |  | 0.976 |  | Outside | roof
Solar Registration Program | NJSRRE1541841380 | East Orange | 7017 | 9 | 6.41 | Residential | No | Behind the Meter | Whitman Construction, LLC | PSE&G | Final As-Built Received | 2019-08-15 | 2019-08-23 | 2020-08-23 | Enphase Energy | ENV-S-AM1-120 | Meters |  |  | 1 |  |  |  | Yes | Outdoor
Solar Registration Program | NJSRRE1542397133 | Sea Bright | 7760 | 17 | 6.41 | Residential | Yes | Behind the Meter | All Season Solar | JCP&L | Accepted | 2019-09-13 | 2019-09-17 | 2020-09-17 | Trina | TSMDD05A II 305W | Solar Panels |  | 0.305 | 8 | 176 | 53 |  | Fixed | Roof
Solar Registration Program | NJSRRE1542397133 | Sea Bright | 7760 | 17 | 6.41 | Residential | Yes | Behind the Meter | All Season Solar | JCP&L | Accepted | 2019-09-13 | 2019-09-17 | 2020-09-17 | Trina | TSMDD05A II 305W | Solar Panels |  | 0.305 | 3 | 176 | 45 |  | Fixed | Roof
Solar Registration Program | NJSRRE1542397133 | Sea Bright | 7760 | 17 | 6.41 | Residential | Yes | Behind the Meter | All Season Solar | JCP&L | Accepted | 2019-09-13 | 2019-09-17 | 2020-09-17 | Trina | TSMDD05A II 305W | Solar Panels |  | 0.305 | 6 | 266 | 45 |  | Fixed | Roof
Solar Registration Program | NJSRRE1542397133 | Sea Bright | 7760 | 17 | 6.41 | Residential | Yes | Behind the Meter | All Season Solar | JCP&L | Accepted | 2019-09-13 | 2019-09-17 | 2020-09-17 | Trina | TSMDD05A II 305W | Solar Panels |  | 0.305 | 4 | 86 | 45 |  | Fixed | Roof
Solar Registration Program | NJSRRE1542397133 | Sea Bright | 7760 | 17 | 6.41 | Residential | Yes | Behind the Meter | All Season Solar | JCP&L | Accepted | 2019-09-13 | 2019-09-17 | 2020-09-17 | Enphase | IQ7 | Inverters | 240 |  | 21 |  |  | 0.97 |  | Outdoor | under module
Solar Registration Program | NJSRRE1542515537 | Haledon | 7508 | 6 | 6.41 | Residential | Yes | Behind the Meter | Whitman Construction, LLC | PSE&G | Accepted | 2019-10-15 | 2019-10-15 | 2020-10-15 | Trina Solar | TSM-305DD05A | Solar Panels |  | 0.305 | 18 | 230 | 32 |  | Fixed | Roof
Solar Registration Program | NJSRRE1542515537 | Haledon | 7508 | 6 | 6.41 | Residential | Yes | Behind the Meter | Whitman Construction, LLC | PSE&G | Accepted | 2019-10-15 | 2019-10-15 | 2020-10-15 | Trina Solar | TSM-305DD05A | Solar Panels |  | 0.305 | 3 | 139 | 20 |  | Fixed | Roof
Solar Registration Program | NJSRRE1542515537 | Haledon | 7508 | 6 | 6.41 | Residential | Yes | Behind the Meter | Whitman Construction, LLC | PSE&G | Accepted | 2019-10-15 | 2019-10-15 | 2020-10-15 | Enphase Energy | IQ7-60-2-US | Inverters | 0.24 |  | 21 |  |  | 0.976 |  | Outside | roof
Solar Registration Program | NJSRRE1542907506 | Tinton Falls | 7753 | 17 | 6.41 | Residential | No | Behind the Meter | Advanced Solar & Energy Solutions, LLC | JCP&L | Accepted | 2019-11-04 | 2019-11-05 | 2020-11-05 | Trina Solar | TSM-305 | Solar Panels |  | 0.305 | 21 | 200 | 18 |  | Fixed | Roof
Solar Registration Program | NJSRRE1542907506 | Tinton Falls | 7753 | 17 | 6.41 | Residential | No | Behind the Meter | Advanced Solar & Energy Solutions, LLC | JCP&L | Accepted | 2019-11-04 | 2019-11-05 | 2020-11-05 | Solar Edge | SE6000-US | Inverters | 6000 |  | 1 |  |  | 0.97 |  | Outdoor | next to meter
Solar Registration Program | NJSRRE1540263238 | Montgomery | 8502 | 5 | 6.44 | Residential | No | Behind the Meter | Pro Custom Solar dba Momentum Solar | PSE&G | Accepted | 2019-01-21 | 2019-04-30 | 2020-04-30 | HYUNDAI | HiS-S280RG | Solar Panels |  | 0.28 | 7 | 129 | 35 |  | Fixed | Roof
Solar Registration Program | NJSRRE1540263238 | Montgomery | 8502 | 5 | 6.44 | Residential | No | Behind the Meter | Pro Custom Solar dba Momentum Solar | PSE&G | Accepted | 2019-01-21 | 2019-04-30 | 2020-04-30 | HYUNDAI | HiS-S280RG | Solar Panels |  | 0.28 | 11 | 130 | 35 |  | Fixed | Roof
Solar Registration Program | NJSRRE1540263238 | Montgomery | 8502 | 5 | 6.44 | Residential | No | Behind the Meter | Pro Custom Solar dba Momentum Solar | PSE&G | Accepted | 2019-01-21 | 2019-04-30 | 2020-04-30 | HYUNDAI | HiS-S280RG | Solar Panels |  | 0.28 | 5 | 310 | 35 |  | Fixed | Roof
Solar Registration Program | NJSRRE1540263238 | Montgomery | 8502 | 5 | 6.44 | Residential | No | Behind the Meter | Pro Custom Solar dba Momentum Solar | PSE&G | Accepted | 2019-01-21 | 2019-04-30 | 2020-04-30 | ENPHASE | IQ6-60-2-US | Inverters | 250 |  | 23 |  |  | 0.97 |  | Outdoor | ROOF
Solar Registration Program | NJSRRE1540361629 | Keyport | 7735 | 17 | 6.44 | Residential | Yes | Behind the Meter | Pro Custom Solar dba Momentum Solar | JCP&L | Accepted | 2019-02-13 | 2019-02-15 | 2020-02-15 | TRINA SOLAR | TSM280-DD05A.05(II) | Solar Panels |  | 0.28 | 9 | 224 | 16 |  | Fixed | Roof
Solar Registration Program | NJSRRE1540361629 | Keyport | 7735 | 17 | 6.44 | Residential | Yes | Behind the Meter | Pro Custom Solar dba Momentum Solar | JCP&L | Accepted | 2019-02-13 | 2019-02-15 | 2020-02-15 | TRINA SOLAR | TSM280-DD05A.05(II) | Solar Panels |  | 0.28 | 14 | 224 | 16 |  | Fixed | Roof
Solar Registration Program | NJSRRE1540361629 | Keyport | 7735 | 17 | 6.44 | Residential | Yes | Behind the Meter | Pro Custom Solar dba Momentum Solar | JCP&L | Accepted | 2019-02-13 | 2019-02-15 | 2020-02-15 | ENPHASE | IQ7 | Inverters | 240 |  | 23 |  |  | 0.97 |  | Outside | ROOF
Solar Registration Program | NJSRRE1540397212 | Maywood | 7607 | 7 | 6.44 | Residential | Yes | Behind the Meter | Pro Custom Solar dba Momentum Solar | PSE&G | Accepted | 2019-02-26 | 2019-02-28 | 2020-02-28 | TRINA SOLAR | TSM280-DD05A.05(II) | Solar Panels |  | 0.28 | 13 | 216 | 20 |  | Fixed | Roof
Solar Registration Program | NJSRRE1540397212 | Maywood | 7607 | 7 | 6.44 | Residential | Yes | Behind the Meter | Pro Custom Solar dba Momentum Solar | PSE&G | Accepted | 2019-02-26 | 2019-02-28 | 2020-02-28 | TRINA SOLAR | TSM280-DD05A.05(II) | Solar Panels |  | 0.28 | 3 | 216 | 26 |  | Fixed | Roof
Solar Registration Program | NJSRRE1540397212 | Maywood | 7607 | 7 | 6.44 | Residential | Yes | Behind the Meter | Pro Custom Solar dba Momentum Solar | PSE&G | Accepted | 2019-02-26 | 2019-02-28 | 2020-02-28 | TRINA SOLAR | TSM280-DD05A.05(II) | Solar Panels |  | 0.28 | 3 | 126 | 26 |  | Fixed | Roof
Solar Registration Program | NJSRRE1540397212 | Maywood | 7607 | 7 | 6.44 | Residential | Yes | Behind the Meter | Pro Custom Solar dba Momentum Solar | PSE&G | Accepted | 2019-02-26 | 2019-02-28 | 2020-02-28 | TRINA SOLAR | TSM280-DD05A.05(II) | Solar Panels |  | 0.28 | 4 | 306 | 22 |  | Fixed | Roof
Solar Registration Program | NJSRRE1540397212 | Maywood | 7607 | 7 | 6.44 | Residential | Yes | Behind the Meter | Pro Custom Solar dba Momentum Solar | PSE&G | Accepted | 2019-02-26 | 2019-02-28 | 2020-02-28 | ENPHASE | IQ6-60-2-US | Inverters | 240 |  | 23 |  |  | 0.97 |  | Outdoor | ROOF
Solar Registration Program | NJSRRE1540355988 | Plainfield City | 7063 | 10 | 6.48 | Residential | Yes | Behind the Meter | Sunrun Installation Services, Inc. | PSE&G | Accepted | 2019-02-12 | 2019-02-14 | 2020-02-14 | LG Electronics | LG360Q1C-A5 | Solar Panels |  | 0.36 | 9 | 139 | 45 |  | Fixed | Roof
Solar Registration Program | NJSRRE1540355988 | Plainfield City | 7063 | 10 | 6.48 | Residential | Yes | Behind the Meter | Sunrun Installation Services, Inc. | PSE&G | Accepted | 2019-02-12 | 2019-02-14 | 2020-02-14 | LG Electronics | LG360Q1C-A5 | Solar Panels |  | 0.36 | 9 | 139 | 23 |  | Fixed | Roof
Solar Registration Program | NJSRRE1540355988 | Plainfield City | 7063 | 10 | 6.48 | Residential | Yes | Behind the Meter | Sunrun Installation Services, Inc. | PSE&G | Accepted | 2019-02-12 | 2019-02-14 | 2020-02-14 | SMA America | SB6.0-1SP-US-40 | Inverters | 6000 |  | 1 |  |  | 0.96 |  | Outdoor | Next To Meter
Solar Registration Program | NJSRRE1540361832 | ferrell | 8343 | 16 | 6.48 | Residential | Yes | Behind the Meter | Vision Solar LLC | AC Electric | Accepted | 2019-02-13 | 2019-02-18 | 2020-02-18 | sunpower | spr-x22-360-d-ac | Solar Panels |  | 0.36 | 18 | 95 | 23 |  | Fixed | Roof
Solar Registration Program | NJSRRE1540361832 | ferrell | 8343 | 16 | 6.48 | Residential | Yes | Behind the Meter | Vision Solar LLC | AC Electric | Accepted | 2019-02-13 | 2019-02-18 | 2020-02-18 | sunpower | spr-x22-360-d-ac | Inverters | 0.36 |  | 18 |  |  | 0.96 |  | Other | behind the panels
Solar Registration Program | NJSRRE1540743762 | Piscataway Township | 8854 | 11 | 6.48 | Residential | Yes | Behind the Meter | Vantage Home Solar LLC | PSE&G | As-Built Incomplete | 2019-03-27 | 2019-03-29 | 2020-03-29 | SunPower | SPR-X22- 360-D-AC | Solar Panels |  | 0.36 | 15 | 267 | 23 |  | Fixed | Roof
Solar Registration Program | NJSRRE1540743762 | Piscataway Township | 8854 | 11 | 6.48 | Residential | Yes | Behind the Meter | Vantage Home Solar LLC | PSE&G | As-Built Incomplete | 2019-03-27 | 2019-03-29 | 2020-03-29 | SunPower | SPR-X22- 360-D-AC | Solar Panels |  | 0.36 | 3 | 87 | 23 |  | Fixed | Roof
Solar Registration Program | NJSRRE1540743762 | Piscataway Township | 8854 | 11 | 6.48 | Residential | Yes | Behind the Meter | Vantage Home Solar LLC | PSE&G | As-Built Incomplete | 2019-03-27 | 2019-03-29 | 2020-03-29 | SunPower | SPR-X22- 360-D-AC | Inverters | 320 |  | 18 |  |  | 0.222 |  | Other | Roof Mounted AC modules
Solar Registration Program | NJSRRE1540743762 | Piscataway Township | 8854 | 11 | 6.48 | Residential | Yes | Behind the Meter | Vantage Home Solar LLC | PSE&G | As-Built Incomplete | 2019-03-27 | 2019-03-29 | 2020-03-29 | SunPower | PVS5x | Meters |  |  | 1 |  |  |  | Yes | Outdoor
Solar Registration Program | NJSRRE1540892133 | Elizabeth | 7202 | 10 | 6.48 | Residential | No | Behind the Meter | GenRenew, LLC | PSE&G | Accepted | 2019-04-24 | 2019-04-25 | 2020-04-25 | Sunpower | X22-360-BLK-E-AC | Solar Panels |  | 0.36 | 18 | 221 | 30 |  | Fixed | Roof
Solar Registration Program | NJSRRE1540892133 | Elizabeth | 7202 | 10 | 6.48 | Residential | No | Behind the Meter | GenRenew, LLC | PSE&G | Accepted | 2019-04-24 | 2019-04-25 | 2020-04-25 | Sunpower | MI-D-320-US208/240 | Inverters | 320 |  | 18 |  |  | 0.96 |  | Outdoor | microinverters under modules
Solar Registration Program | NJSRRE1541891143 | Lakewood | 8701 | 18 | 6.48 | Residential | No | Behind the Meter | Ecological Systems LLC | JCP&L | Accepted | 2019-08-28 | 2019-09-03 | 2020-09-03 | Sunpower | SPRX22-360 | Solar Panels |  | 0.36 | 18 | 180 | 20 |  | Fixed | Roof
Solar Registration Program | NJSRRE1541891143 | Lakewood | 8701 | 18 | 6.48 | Residential | No | Behind the Meter | Ecological Systems LLC | JCP&L | Accepted | 2019-08-28 | 2019-09-03 | 2020-09-03 | Solar Edge | SE5000H-US | Inverters | 5000 |  | 1 |  |  | 0.99 |  | Outside | at meter
Solar Registration Program | NJSRRE1541891143 | Lakewood | 8701 | 18 | 6.48 | Residential | No | Behind the Meter | Ecological Systems LLC | JCP&L | Accepted | 2019-08-28 | 2019-09-03 | 2020-09-03 | Solar Log | CL200 | Meters |  |  | 1 |  |  |  |  | Outdoor
Solar Registration Program | NJSRRE1539492913 | Oaklyn | 8107 | 14 | 6.49 | Residential | Yes | Behind the Meter | Green Cities Energy, LLC | PSE&G | Accepted | 2018-09-22 | 2018-09-26 | 2020-03-26 | Jinko | JKM295M-60-V | Solar Panels |  | 0.295 | 22 | 147 | 23 |  | Fixed | Roof
Solar Registration Program | NJSRRE1539492913 | Oaklyn | 8107 | 14 | 6.49 | Residential | Yes | Behind the Meter | Green Cities Energy, LLC | PSE&G | Accepted | 2018-09-22 | 2018-09-26 | 2020-03-26 | Enphase Energy | M250 | Inverters | 0.25 |  | 22 |  |  | 0.95 |  | Outdoor | under modules
Solar Registration Program | NJSRRE1540461761 | Bradley Beach | 7720 | 17 | 6.49 | Residential | Yes | Behind the Meter | Pro Custom Solar dba Momentum Solar | JCP&L | Accepted | 2019-03-08 | 2019-03-11 | 2020-03-11 | HANWHA | Q-CELLS Q.PEAK BLK-G4.1 295 | Solar Panels |  | 0.295 | 12 | 113 | 22 |  | Fixed | Roof
Solar Registration Program | NJSRRE1540461761 | Bradley Beach | 7720 | 17 | 6.49 | Residential | Yes | Behind the Meter | Pro Custom Solar dba Momentum Solar | JCP&L | Accepted | 2019-03-08 | 2019-03-11 | 2020-03-11 | HANWHA | Q-CELLS Q.PEAK BLK-G4.1 295 | Solar Panels |  | 0.295 | 10 | 293 | 22 |  | Fixed | Roof
Solar Registration Program | NJSRRE1540461761 | Bradley Beach | 7720 | 17 | 6.49 | Residential | Yes | Behind the Meter | Pro Custom Solar dba Momentum Solar | JCP&L | Accepted | 2019-03-08 | 2019-03-11 | 2020-03-11 | ENPHASE | IQ6 | Inverters | 230 |  | 22 |  |  | 0.97 |  | Outside | ROOF
Solar Registration Program | NJSRRE1541381067 | Tuckerton | 8087 | 18 | 6.49 | Residential | Yes | Behind the Meter | Bright Planet Solar | AC Electric | Accepted | 2019-06-14 | 2019-06-19 | 2020-06-19 | HANWHA Q-CELLS | Q.PEAK BLK-G4.1 | Solar Panels |  | 0.295 | 22 | 262 | 20 |  | Fixed | Roof
Solar Registration Program | NJSRRE1541381067 | Tuckerton | 8087 | 18 | 6.49 | Residential | Yes | Behind the Meter | Bright Planet Solar | AC Electric | Accepted | 2019-06-14 | 2019-06-19 | 2020-06-19 | Solar Edge | SE6000H-USRGM | Inverters | 6000 |  | 1 |  |  | 0.98 |  | Outside | Next to meter
Solar Registration Program | NJSRRE1541702948 | Vineland | 8360 | 20 | 6.49 | Residential | Yes | Behind the Meter | Bright Planet Solar | Vineland Muni Electric | Accepted | 2019-07-25 | 2019-07-30 | 2020-07-30 | Hanwha Q-Cells | Q.Peak BLK-G4.1 295W | Solar Panels |  | 0.295 | 19 | 94 | 40 |  | Fixed | Roof
Solar Registration Program | NJSRRE1541702948 | Vineland | 8360 | 20 | 6.49 | Residential | Yes | Behind the Meter | Bright Planet Solar | Vineland Muni Electric | Accepted | 2019-07-25 | 2019-07-30 | 2020-07-30 | Hanwha Q-Cells | Q.Peak BLK-G4.1 295W | Solar Panels |  | 0.295 | 3 | 184 | 40 |  | Fixed | Roof
Solar Registration Program | NJSRRE1541702948 | Vineland | 8360 | 20 | 6.49 | Residential | Yes | Behind the Meter | Bright Planet Solar | Vineland Muni Electric | Accepted | 2019-07-25 | 2019-07-30 | 2020-07-30 | SolarEdge | SE6000H-USRGM | Inverters | 6000 |  | 1 |  |  | 0.98 |  | Outdoor | Next to Meter
Solar Registration Program | NJSRRE1541858762 | Englewood | 7631 | 7 | 6.49 | Residential | Yes | Behind the Meter | Trinity Solar | PSE&G | Accepted | 2019-08-19 | 2019-08-23 | 2020-08-23 | Hanwha | Q.PEAK-BLK G4.1 295 | Solar Panels |  | 0.295 | 14 | 105 | 43 |  | Fixed | Roof
Solar Registration Program | NJSRRE1541858762 | Englewood | 7631 | 7 | 6.49 | Residential | Yes | Behind the Meter | Trinity Solar | PSE&G | Accepted | 2019-08-19 | 2019-08-23 | 2020-08-23 | Hanwha | Q.PEAK-BLK G4.1 295 | Solar Panels |  | 0.295 | 8 | 195 | 43 |  | Fixed | Roof
Solar Registration Program | NJSRRE1541858762 | Englewood | 7631 | 7 | 6.49 | Residential | Yes | Behind the Meter | Trinity Solar | PSE&G | Accepted | 2019-08-19 | 2019-08-23 | 2020-08-23 | Solar Edge | SE5000 | Inverters | 5000 |  | 1 |  |  | 0.97 |  | Outside | side of home
Solar Registration Program | NJSRRE1541888062 | Englewood | 7631 | 7 | 6.49 | Residential | Yes | Behind the Meter | Trinity Solar | PSE&G | Accepted | 2019-08-27 | 2019-08-29 | 2020-08-29 | HANWHA | Q.PEAK-BLK G4.1 295 | Solar Panels |  | 0.295 | 22 | 111 | 23 |  | Fixed | Roof
Solar Registration Program | NJSRRE1541888062 | Englewood | 7631 | 7 | 6.49 | Residential | Yes | Behind the Meter | Trinity Solar | PSE&G | Accepted | 2019-08-27 | 2019-08-29 | 2020-08-29 | Solar Edge | SE6000H-US000BNC4 | Inverters | 6000 |  | 1 |  |  | 0.97 |  | Outdoor | side of home
Solar Registration Program | NJSRRE1540246614 | Blairstown | 7825 | 2 | 6.5 | Residential | Yes | Behind the Meter | Tesla Energy Operations Inc | JCP&L | Accepted | 2019-01-16 | 2019-01-18 | 2020-01-18 | SC | SC325 | Solar Panels |  | 0.325 | 8 | 310 | 35 |  | Fixed | Roof
Solar Registration Program | NJSRRE1540246614 | Blairstown | 7825 | 2 | 6.5 | Residential | Yes | Behind the Meter | Tesla Energy Operations Inc | JCP&L | Accepted | 2019-01-16 | 2019-01-18 | 2020-01-18 | SC | SC325 | Solar Panels |  | 0.325 | 9 | 220 | 35 |  | Fixed | Roof
Solar Registration Program | NJSRRE1540246614 | Blairstown | 7825 | 2 | 6.5 | Residential | Yes | Behind the Meter | Tesla Energy Operations Inc | JCP&L | Accepted | 2019-01-16 | 2019-01-18 | 2020-01-18 | SC | SC325 | Solar Panels |  | 0.325 | 3 | 130 | 35 |  | Fixed | Roof
Solar Registration Program | NJSRRE1540246614 | Blairstown | 7825 | 2 | 6.5 | Residential | Yes | Behind the Meter | Tesla Energy Operations Inc | JCP&L | Accepted | 2019-01-16 | 2019-01-18 | 2020-01-18 | SOLAREDGE | SE5000H-US000SNC2 | Inverters | 5000 |  | 1 |  |  | 0.99 |  | Outdoor | outdoor
Solar Registration Program | NJSRRE1540407550 | Paterson City | 7514 | 6 | 6.5 | Residential | No | Behind the Meter | United Solar LLC | PSE&G | Accepted | 2019-02-28 | 2019-03-01 | 2020-03-01 | Hanwha | Q Cell 325 | Solar Panels |  | 0.325 | 10 | 276 | 25 |  | Fixed | Roof
Solar Registration Program | NJSRRE1540407550 | Paterson City | 7514 | 6 | 6.5 | Residential | No | Behind the Meter | United Solar LLC | PSE&G | Accepted | 2019-02-28 | 2019-03-01 | 2020-03-01 | Hanwha | Q Cell 325 | Solar Panels |  | 0.325 | 10 | 96 | 25 |  | Fixed | Roof
Solar Registration Program | NJSRRE1540407550 | Paterson City | 7514 | 6 | 6.5 | Residential | No | Behind the Meter | United Solar LLC | PSE&G | Accepted | 2019-02-28 | 2019-03-01 | 2020-03-01 | Enphase Energy | IQ6-60-2-US | Inverters | 240 |  | 20 |  |  | 0.97 |  | Outdoor | rooftop
Solar Registration Program | NJSRRE1541414530 | Cedarville | 8311 | 20 | 6.5 | Residential | No | Behind the Meter | NJ Solar Power, LLC | Vineland Muni Electric | Accepted | 2019-06-17 | 2019-06-20 | 2020-06-20 | Hanwah | Q Peak Duo-G5 | Solar Panels |  | 0.325 | 20 | 180 | 30 |  | Fixed | Ground
Solar Registration Program | NJSRRE1541414530 | Cedarville | 8311 | 20 | 6.5 | Residential | No | Behind the Meter | NJ Solar Power, LLC | Vineland Muni Electric | Accepted | 2019-06-17 | 2019-06-20 | 2020-06-20 | SolarEdge | SE10000H-US | Inverters | 10000 |  | 1 |  |  | 0.99 |  | Indoor | garage
Solar Registration Program | NJSRRE1541621675 | Vineland | 8360 | 20 | 6.5 | Residential | No | Behind the Meter | Castle Energy, LLC | Vineland Muni Electric | Accepted | 2019-07-08 | 2019-07-10 | 2020-07-10 | Hanwha QCells | Q.PEAK DUO-G5 325 | Solar Panels |  | 0.325 | 20 | 180 | 25 |  | Fixed | Ground
Solar Registration Program | NJSRRE1541621675 | Vineland | 8360 | 20 | 6.5 | Residential | No | Behind the Meter | Castle Energy, LLC | Vineland Muni Electric | Accepted | 2019-07-08 | 2019-07-10 | 2020-07-10 | Enphase Energy | IQ7-60-2-US | Inverters | 240 |  | 20 |  |  | 0.976 |  | Outdoor | Underneath each solar module
Solar Registration Program | NJSRRE1541880179 | Highland Park | 8904 | 11 | 6.5 | Commercial | No | Behind the Meter | MOORE ENERGY LLC | PSE&G | Accepted | 2019-08-23 | 2019-08-27 | 2020-08-27 | Hanwha | Q Cell Duo | Solar Panels |  | 0.325 | 20 | 220 | 10 |  | Fixed | Roof
Solar Registration Program | NJSRRE1541880179 | Highland Park | 8904 | 11 | 6.5 | Commercial | No | Behind the Meter | MOORE ENERGY LLC | PSE&G | Accepted | 2019-08-23 | 2019-08-27 | 2020-08-27 | solaredge | rwnc208 | Meters |  |  | 1 |  |  |  |  | Indoor
Solar Registration Program | NJSRRE1541880179 | Highland Park | 8904 | 11 | 6.5 | Commercial | No | Behind the Meter | MOORE ENERGY LLC | PSE&G | Accepted | 2019-08-23 | 2019-08-27 | 2020-08-27 | SOLAREDGE | SE6000HUS (208V Application) | Inverters | 5000 |  | 1 |  |  | 0.99 |  | Indoor | next to meter
Solar Registration Program | NJSRRE1541888105 | Manahawkin | 8050 | 18 | 6.5 | Residential | No | Behind the Meter | Green Sun Energy Services, LLC | AC Electric | Final As-Built Received | 2019-08-27 | 2019-08-29 | 2020-08-29 | Panasonic | VBHN325KA03 | Solar Panels |  | 0.325 | 20 | 180 | 34 |  | Fixed | Roof | roof
Solar Registration Program | NJSRRE1541888105 | Manahawkin | 8050 | 18 | 6.5 | Residential | No | Behind the Meter | Green Sun Energy Services, LLC | AC Electric | Final As-Built Received | 2019-08-27 | 2019-08-29 | 2020-08-29 | SolarEdge | SE5000H-US000NNC2 | Inverters | 5000 |  | 1 |  |  | 0.99 |  | Outside | Next to Utility Meter
Solar Registration Program | NJSRRE1541888105 | Manahawkin | 8050 | 18 | 6.5 | Residential | No | Behind the Meter | Green Sun Energy Services, LLC | AC Electric | Final As-Built Received | 2019-08-27 | 2019-08-29 | 2020-08-29 | SolarEdge | SE5000H-US000NNC2 | Meters | 5000 |  | 1
Solar Registration Program | NJSRRE1542155903 | Mount Laurel | 8054 | 13 | 6.5 | Residential | Yes | Behind the Meter | Green Power Energy | PSE&G | Final As-Built Received | 2019-09-04 | 2019-09-06 | 2020-09-06 | Panasonic | VBHN325KA03 | Solar Panels |  | 0.325 | 20 | 140 | 20 |  | Fixed | Roof
Solar Registration Program | NJSRRE1542155903 | Mount Laurel | 8054 | 13 | 6.5 | Residential | Yes | Behind the Meter | Green Power Energy | PSE&G | Final As-Built Received | 2019-09-04 | 2019-09-06 | 2020-09-06 | Solar Edge | SE6000H-US | Inverters | 6000 |  | 1 |  |  | 0.97 |  | Outside | next to meter
Solar Registration Program | NJSRRE1542155903 | Mount Laurel | 8054 | 13 | 6.5 | Residential | Yes | Behind the Meter | Green Power Energy | PSE&G | Final As-Built Received | 2019-09-04 | 2019-09-06 | 2020-09-06 | Hialeah | CL200 | Meters |  |  | 1 |  |  |  | Yes | Outdoor
Solar Registration Program | NJSRRE1542409691 | Swedesboro | 8085 | 15 | 6.5 | Residential | No | Behind the Meter | Sunny Corp | AC Electric | Accepted | 2019-09-16 | 2019-09-19 | 2020-09-19 | Panasonic | VBHN325KA03 | Solar Panels |  | 0.325 | 20 | 129 | 26 |  | Fixed | Roof
Solar Registration Program | NJSRRE1542409691 | Swedesboro | 8085 | 15 | 6.5 | Residential | No | Behind the Meter | Sunny Corp | AC Electric | Accepted | 2019-09-16 | 2019-09-19 | 2020-09-19 | SOLAREDGE | SE5000H-US | Inverters | 5000 |  | 1 |  |  | 0.992 |  | Outside | GARAGE
Solar Registration Program | NJSRRE1542431391 | Edison | 8817 | 11 | 6.5 | Residential | No | Behind the Meter |  | PSE&G | Accepted | 2019-09-24 | 2019-09-26 | 2020-09-26 | Panasonic | VBHN325KA03 | Solar Panels |  | 0.325 | 20 | 143 | 27 |  | Fixed | Roof
Solar Registration Program | NJSRRE1542431391 | Edison | 8817 | 11 | 6.5 | Residential | No | Behind the Meter |  | PSE&G | Accepted | 2019-09-24 | 2019-09-26 | 2020-09-26 | Solar Edge | SE6000H-US | Inverters | 6000 |  | 1 |  |  | 0.97 |  | Outside | next to meter
Solar Registration Program | NJSRRE1542500966 | Stafford | 8050 | 18 | 6.5 | Residential | No | Behind the Meter | Public Service Solar | AC Electric | Accepted | 2019-10-03 | 2019-10-08 | 2020-10-08 | Panasonic | VBHN325KA03 | Solar Panels |  | 0.325 | 20 | 201 | 33 |  | Fixed | Roof
Solar Registration Program | NJSRRE1542500966 | Stafford | 8050 | 18 | 6.5 | Residential | No | Behind the Meter | Public Service Solar | AC Electric | Accepted | 2019-10-03 | 2019-10-08 | 2020-10-08 | Enphase Energy | IQ7+ | Inverters | 0.325 |  | 20 |  |  | 0.98 |  | Outside | Next to meter
Solar Registration Program | NJSRRE1542500977 | Hammonton | 8037 | 19 | 6.5 | Residential | No | Behind the Meter | Green Power Energy | AC Electric | Accepted | 2019-10-03 | 2019-10-14 | 2020-10-14 | Panasonic | VBHN325KA03 | Solar Panels |  | 0.325 | 20 | 180 | 32 |  | Fixed | Roof
Solar Registration Program | NJSRRE1542500977 | Hammonton | 8037 | 19 | 6.5 | Residential | No | Behind the Meter | Green Power Energy | AC Electric | Accepted | 2019-10-03 | 2019-10-14 | 2020-10-14 | Solar Edge | SE6000H-US | Inverters | 6000 |  | 1 |  |  | 0.97 |  | Outside | next to meter
Solar Registration Program | NJSRRE1542500996 | Princeton | 8540 | 12 | 6.5 | Residential | No | Behind the Meter | Accord Power Inc | PSE&G | Accepted | 2019-10-07 | 2019-10-08 | 2020-10-08 | Hanwah | Q.Cell 325 | Solar Panels |  | 0.325 | 20 | 128 | 35 |  | Fixed | Roof
Solar Registration Program | NJSRRE1542500996 | Princeton | 8540 | 12 | 6.5 | Residential | No | Behind the Meter | Accord Power Inc | PSE&G | Accepted | 2019-10-07 | 2019-10-08 | 2020-10-08 | AP System | YC600 | Inverters | 600 |  | 10 |  |  | 0.967 |  | Outdoor | roof
Solar Registration Program | NJSRRE1542512276 | Westampton | 8060 | 13 | 6.5 | Residential | No | Behind the Meter | Green Power Energy | PSE&G | Accepted | 2019-10-07 | 2019-10-09 | 2020-10-09 | Panasonic | VBHN325KA03 | Solar Panels |  | 0.325 | 20 | 104 | 23 |  | Fixed | Roof
Solar Registration Program | NJSRRE1542512276 | Westampton | 8060 | 13 | 6.5 | Residential | No | Behind the Meter | Green Power Energy | PSE&G | Accepted | 2019-10-07 | 2019-10-09 | 2020-10-09 | Solar Edge | SE6000H-US | Inverters | 6000 |  | 1 |  |  | 0.97 |  | Outside | next to meter
Solar Registration Program | NJSRRE1542763476 | MONROE TWP | 8831 | 11 | 6.5 | Residential | No | Behind the Meter | Sun 101 LLC | JCP&L | Final As-Built Received | 2019-10-29 | 2019-10-31 | 2020-10-31 | PANASONIC | VBHN325KA05 | Solar Panels |  | 0.325 | 20 | 158 | 30 |  | Fixed | Roof
Solar Registration Program | NJSRRE1542763476 | MONROE TWP | 8831 | 11 | 6.5 | Residential | No | Behind the Meter | Sun 101 LLC | JCP&L | Final As-Built Received | 2019-10-29 | 2019-10-31 | 2020-10-31 | SOLAREDGE | SE6000HUS | Inverters | 6000 |  | 1 |  |  | 0.99 |  | Outside | RIGHT METER
Solar Registration Program | NJSRRE1542763476 | MONROE TWP | 8831 | 11 | 6.5 | Residential | No | Behind the Meter | Sun 101 LLC | JCP&L | Final As-Built Received | 2019-10-29 | 2019-10-31 | 2020-10-31 | LANDIS GYR | CL 200 | Meters |  |  | 1 |  |  |  | Yes | Outdoor
Solar Registration Program | NJSRRE1542910136 | Galloway | 8205 | 19 | 6.5 | Residential | Yes | Behind the Meter | Vivint Solar Developer, LLC | AC Electric | Accepted | 2019-11-05 | 2019-11-06 | 2020-11-06 | Trina Solar | TSM-260 PD05.08 | Solar Panels |  | 0.26 | 16 | 219 | 17 |  | Fixed | Roof
Solar Registration Program | NJSRRE1542910136 | Galloway | 8205 | 19 | 6.5 | Residential | Yes | Behind the Meter | Vivint Solar Developer, LLC | AC Electric | Accepted | 2019-11-05 | 2019-11-06 | 2020-11-06 | Trina Solar | TSM-260 PD05.08 | Solar Panels |  | 0.26 | 9 | 219 | 17 |  | Fixed | Roof
Solar Registration Program | NJSRRE1542910136 | Galloway | 8205 | 19 | 6.5 | Residential | Yes | Behind the Meter | Vivint Solar Developer, LLC | AC Electric | Accepted | 2019-11-05 | 2019-11-06 | 2020-11-06 | Enphase | M215-60-2LL-S22-IG | Inverters | 215 |  | 25 |  |  | 0.96 |  | Other | Underneath each module
Solar Registration Program | NJSRRE1543473787 | Evesham Township | 8053 | 13 | 6.5 | Residential | No | Behind the Meter | Green Power Energy | PSE&G | Accepted | 2019-12-03 | 2019-12-05 | 2020-12-05 | Panasonic | VBHN325KA03 | Solar Panels |  | 0.325 | 20 | 184 | 30 |  | Fixed | Roof
Solar Registration Program | NJSRRE1543473787 | Evesham Township | 8053 | 13 | 6.5 | Residential | No | Behind the Meter | Green Power Energy | PSE&G | Accepted | 2019-12-03 | 2019-12-05 | 2020-12-05 | SolarEdge | SE6000H-US | Inverters | 6000 |  | 1 |  |  | 0.97 |  | Outside | Next to meter
Solar Registration Program | NJSRRE1543481098 | Edison | 8837 | 11 | 6.5 | Residential | No | Behind the Meter | Green Power Energy | PSE&G | Accepted | 2019-12-05 | 2019-12-09 | 2020-12-09 | Panasonic | VBHN325KA03 | Solar Panels |  | 0.325 | 20 | 265 | 18 |  | Fixed | Roof
Solar Registration Program | NJSRRE1543481098 | Edison | 8837 | 11 | 6.5 | Residential | No | Behind the Meter | Green Power Energy | PSE&G | Accepted | 2019-12-05 | 2019-12-09 | 2020-12-09 | SolarEdge | SE6000H-US | Inverters | 6000 |  | 1 |  |  | 0.97 |  | Outside | Next to meter
Solar Registration Program | NJSRRE1540298300 | Harrison Town | 7029 | 8 | 6.51 | Residential | No | Behind the Meter | United Solar LLC | PSE&G | Accepted | 2019-01-30 | 2019-02-11 | 2020-02-11 | Hanwha | Q Cell 310 | Solar Panels |  | 0.31 | 21 | 209 | 14 |  | Fixed | Roof
Solar Registration Program | NJSRRE1540298300 | Harrison Town | 7029 | 8 | 6.51 | Residential | No | Behind the Meter | United Solar LLC | PSE&G | Accepted | 2019-01-30 | 2019-02-11 | 2020-02-11 | Enphase Energy | IQ6-60-2-US | Inverters | 240 |  | 21 |  |  | 0.97 |  | Outdoor | rooftop
Solar Registration Program | NJSRRE1540512725 | Millville | 8332 | 20 | 6.51 | Residential | Yes | Behind the Meter | Suntuity Solar LLC | AC Electric | Accepted | 2019-03-22 | 2019-03-25 | 2020-03-25 | Yingli Green Energy | YL310D-30b | Solar Panels |  | 0.31 | 17 | 229 | 26 |  | Fixed | Roof
Solar Registration Program | NJSRRE1540512725 | Millville | 8332 | 20 | 6.51 | Residential | Yes | Behind the Meter | Suntuity Solar LLC | AC Electric | Accepted | 2019-03-22 | 2019-03-25 | 2020-03-25 | Hanwha Solar | YL310D-30b | Solar Panels |  | 0.31 | 4 | 49 | 26 |  | Fixed | Roof
Solar Registration Program | NJSRRE1540512725 | Millville | 8332 | 20 | 6.51 | Residential | Yes | Behind the Meter | Suntuity Solar LLC | AC Electric | Accepted | 2019-03-22 | 2019-03-25 | 2020-03-25 | Enphase Energy | IQ7-60-2-US | Inverters | 240 |  | 21 |  |  | 0.97 |  | Outdoor | Behind the PV Modules
Solar Registration Program | NJSRRE1540819765 | Petersburb | 8270 | 21 | 6.51 | Residential | Yes | Behind the Meter | Suntuity Solar LLC | AC Electric | Accepted | 2019-04-04 | 2019-04-04 | 2020-04-04 | Yingli Green Energy | YL310D-30b | Solar Panels |  | 0.31 | 21 | 119 | 20 |  | Fixed | Roof
Solar Registration Program | NJSRRE1540819765 | Petersburb | 8270 | 21 | 6.51 | Residential | Yes | Behind the Meter | Suntuity Solar LLC | AC Electric | Accepted | 2019-04-04 | 2019-04-04 | 2020-04-04 | Enphase Energy | IQ7-60-2-US | Inverters | 240 |  | 21 |  |  | 0.97 |  | Outside | Behind the PV modules
Solar Registration Program | NJSRRE1540964008 | Garfield | 7026 | 7 | 6.51 | Residential | Yes | Behind the Meter | Suntuity Solar LLC | PSE&G | Accepted | 2019-05-07 | 2019-05-09 | 2020-05-09 | Yingli Green Energy | YL310D-30b | Solar Panels |  | 0.31 | 21 | 186 | 45 |  | Fixed | Roof
Solar Registration Program | NJSRRE1540964008 | Garfield | 7026 | 7 | 6.51 | Residential | Yes | Behind the Meter | Suntuity Solar LLC | PSE&G | Accepted | 2019-05-07 | 2019-05-09 | 2020-05-09 | Enphase Energy | IQ7-60-2-US | Inverters | 240 |  | 21 |  |  | 0.97 |  | Other | Behind the PV Modules
Solar Registration Program | NJSRRE1541025222 | Carteret | 7008 | 11 | 6.51 | Residential | Yes | Behind the Meter | Suntuity Solar LLC | PSE&G | Accepted | 2019-05-20 | 2019-05-22 | 2020-05-22 | Yingli Green Energy | YL310D-30b | Solar Panels |  | 0.31 | 17 | 204 | 22 |  | Fixed | Roof
Solar Registration Program | NJSRRE1541025222 | Carteret | 7008 | 11 | 6.51 | Residential | Yes | Behind the Meter | Suntuity Solar LLC | PSE&G | Accepted | 2019-05-20 | 2019-05-22 | 2020-05-22 | Yingli Green Energy | YL310D-30b | Solar Panels |  | 0.31 | 4 | 114 | 22 |  | Fixed | Roof
Solar Registration Program | NJSRRE1541025222 | Carteret | 7008 | 11 | 6.51 | Residential | Yes | Behind the Meter | Suntuity Solar LLC | PSE&G | Accepted | 2019-05-20 | 2019-05-22 | 2020-05-22 | Enphase Energy | IQ7-60-2-US | Inverters | 240 |  | 21 |  |  | 0.97 |  | Outdoor | Behind the PV modules
Solar Registration Program | NJSRRE1541037765 | Dumont | 7628 | 7 | 6.51 | Residential | Yes | Behind the Meter | Suntuity Solar LLC | PSE&G | Accepted | 2019-05-23 | 2019-05-28 | 2020-05-28 | Enphase Energy | IQ7-60-2-US | Inverters | 240 |  | 21 |  |  | 0.97 |  | Outdoor | Behind the PV Modules
Solar Registration Program | NJSRRE1541037765 | Dumont | 7628 | 7 | 6.51 | Residential | Yes | Behind the Meter | Suntuity Solar LLC | PSE&G | Accepted | 2019-05-23 | 2019-05-28 | 2020-05-28 | Yingli Green Energy | YL310D-30b | Solar Panels |  | 0.31 | 21 | 267 | 31 |  | Fixed | Roof
Solar Registration Program | NJSRRE1541046696 | Runnemede | 8078 | 14 | 6.51 | Residential | Yes | Behind the Meter | Suntuity Solar LLC | PSE&G | Accepted | 2019-05-28 | 2019-05-30 | 2020-05-30 | Yingli Green Energy | YL310D-30b | Solar Panels |  | 0.31 | 19 | 164 | 5 |  | Fixed | Roof
Solar Registration Program | NJSRRE1541046696 | Runnemede | 8078 | 14 | 6.51 | Residential | Yes | Behind the Meter | Suntuity Solar LLC | PSE&G | Accepted | 2019-05-28 | 2019-05-30 | 2020-05-30 | Yingli Green Energy | YL310D-30b | Solar Panels |  | 0.31 | 2 | 344 | 5 |  | Fixed | Roof
Solar Registration Program | NJSRRE1541046696 | Runnemede | 8078 | 14 | 6.51 | Residential | Yes | Behind the Meter | Suntuity Solar LLC | PSE&G | Accepted | 2019-05-28 | 2019-05-30 | 2020-05-30 | Enphase Energy | IQ7-60-2-US | Inverters | 240 |  | 21 |  |  | 0.97 |  | Outdoor | Behind the PV modules
Solar Registration Program | NJSRRE1541431039 | Williamstown | 8094 | 15 | 6.51 | Residential | Yes | Behind the Meter | Suntuity Solar LLC | AC Electric | Accepted | 2019-06-19 | 2019-06-24 | 2020-06-24 | Yingli Green Energy | YL310D-30b | Solar Panels |  | 0.31 | 21 | 225 | 20 |  | Fixed | Ground
Solar Registration Program | NJSRRE1541431039 | Williamstown | 8094 | 15 | 6.51 | Residential | Yes | Behind the Meter | Suntuity Solar LLC | AC Electric | Accepted | 2019-06-19 | 2019-06-24 | 2020-06-24 | Enphase Energy | IQ7-60-2-US | Inverters | 240 |  | 21 |  |  | 0.97 |  | Outdoor | Behind the PV Modules
Solar Registration Program | NJSRRE1541713202 | Willingboro | 8046 | 13 | 6.51 | Residential | No | Behind the Meter | Kopp Electric Company | PSE&G | Accepted | 2019-07-29 | 2019-08-01 | 2020-08-01 | CertainTeed | CT310M11-03 | Solar Panels |  | 0.31 | 21 | 197 | 30 |  | Fixed | Roof
Solar Registration Program | NJSRRE1541713202 | Willingboro | 8046 | 13 | 6.51 | Residential | No | Behind the Meter | Kopp Electric Company | PSE&G | Accepted | 2019-07-29 | 2019-08-01 | 2020-08-01 | Solar Edge | SE6000H-US | Inverters | 6000 |  | 1 |  |  | 0.975 |  | Outside | Next to meter
Solar Registration Program | NJSRRE1541717289 | Pittsgrove Township | 8318 | 16 | 6.51 | Residential | Yes | Behind the Meter | Suntuity Solar LLC | AC Electric | Accepted | 2019-07-30 | 2019-08-02 | 2020-08-02 | Yingli Green Energy | YL310D-30b | Solar Panels |  | 0.31 | 21 | 203 | 21 |  | Fixed | Roof
Solar Registration Program | NJSRRE1541717289 | Pittsgrove Township | 8318 | 16 | 6.51 | Residential | Yes | Behind the Meter | Suntuity Solar LLC | AC Electric | Accepted | 2019-07-30 | 2019-08-02 | 2020-08-02 | Enphase Energy | IQ7-60-2-US | Inverters | 240 |  | 21 |  |  | 0.97 |  | Outdoor | Behind the PV Modules
Solar Registration Program | NJSRRE1541721757 | Manahawkin | 8050 | 18 | 6.51 | Residential | Yes | Behind the Meter | Suntuity Solar LLC | AC Electric | Accepted | 2019-07-31 | 2019-08-05 | 2020-08-05 | Yingli Green Energy | YL310D-30b | Solar Panels |  | 0.31 | 11 | 154 | 32 |  | Fixed | Roof
Solar Registration Program | NJSRRE1541721757 | Manahawkin | 8050 | 18 | 6.51 | Residential | Yes | Behind the Meter | Suntuity Solar LLC | AC Electric | Accepted | 2019-07-31 | 2019-08-05 | 2020-08-05 | Yingli Green Energy | YL310D-30b | Solar Panels |  | 0.31 | 4 | 154 | 32 |  | Fixed | Roof
Solar Registration Program | NJSRRE1541721757 | Manahawkin | 8050 | 18 | 6.51 | Residential | Yes | Behind the Meter | Suntuity Solar LLC | AC Electric | Accepted | 2019-07-31 | 2019-08-05 | 2020-08-05 | Yingli Green Energy | YL310D-30b | Solar Panels |  | 0.31 | 6 | 334 | 32 |  | Fixed | Roof
Solar Registration Program | NJSRRE1541721757 | Manahawkin | 8050 | 18 | 6.51 | Residential | Yes | Behind the Meter | Suntuity Solar LLC | AC Electric | Accepted | 2019-07-31 | 2019-08-05 | 2020-08-05 | Enphase Energy | IQ7-60-2-US | Inverters | 240 |  | 21 |  |  | 0.97 |  | Outdoor | Behind the PV Modules
Solar Registration Program | NJSRRE1541790212 | Egg Harbor Township | 8234 | 19 | 6.51 | Residential | Yes | Behind the Meter | Suntuity Solar LLC | AC Electric | Accepted | 2019-08-06 | 2019-08-08 | 2020-08-08 | Yingli Solar | IQ7-60-2-US | Solar Panels |  | 0.31 | 21 | 262 | 17 |  | Fixed | Roof
Solar Registration Program | NJSRRE1541790212 | Egg Harbor Township | 8234 | 19 | 6.51 | Residential | Yes | Behind the Meter | Suntuity Solar LLC | AC Electric | Accepted | 2019-08-06 | 2019-08-08 | 2020-08-08 | Enphase Energy | IQ7-60-2-US | Inverters | 240 |  | 21 |  |  | 0.97 |  | Outdoor | Behind the PV modules
Solar Registration Program | NJSRRE1541862690 | Somerville | 8876 | 5 | 6.51 | Residential | No | Behind the Meter | Solar Energy World | PSE&G | Accepted | 2019-08-20 | 2019-08-26 | 2020-08-26 | LONGi Green Energy Technologyq | LR6-60PE-310M | Solar Panels |  | 0.31 | 21 | 184 | 33 |  | Fixed | Roof
Solar Registration Program | NJSRRE1541862690 | Somerville | 8876 | 5 | 6.51 | Residential | No | Behind the Meter | Solar Energy World | PSE&G | Accepted | 2019-08-20 | 2019-08-26 | 2020-08-26 | Solar Edge | SE6000H-USRGM | Inverters | 6000 |  | 1 |  |  | 0.983 |  | Outside | near meter
Solar Registration Program | NJSRRE1541895091 | Pennington | 8534 | 12 | 6.51 | Farm | No | Behind the Meter | Jordan Energy & Food Enterprises, LLC | PSE&G | Accepted | 2019-08-29 | 2019-09-03 | 2020-09-03 | Silfab | Silfab SLA-M 310W | Solar Panels |  | 0.31 | 21 | Portrait | 18.4 |  | Fixed | Roof
Solar Registration Program | NJSRRE1541895091 | Pennington | 8534 | 12 | 6.51 | Farm | No | Behind the Meter | Jordan Energy & Food Enterprises, LLC | PSE&G | Accepted | 2019-08-29 | 2019-09-03 | 2020-09-03 | SolarEdge | SE6000H-US | Inverters | 6000 |  | 1 |  |  | 0.992 |  | Outdoor | On Barn
Solar Registration Program | NJSRRE1542480323 | Edison | 8820 | 11 | 6.51 | Residential | Yes | Behind the Meter | Solar Energy World | PSE&G | Accepted | 2019-10-01 | 2019-10-03 | 2020-10-03 | LONGi Green Energy Technology | LR6-60PE-310M | Solar Panels |  | 0.31 | 21 | 177 | 22 |  | Fixed | Roof
Solar Registration Program | NJSRRE1542480323 | Edison | 8820 | 11 | 6.51 | Residential | Yes | Behind the Meter | Solar Energy World | PSE&G | Accepted | 2019-10-01 | 2019-10-03 | 2020-10-03 | Solar Edge | SE5000H-USRGM | Inverters | 5000 |  | 1 |  |  | 0.983 |  | Outside | near meter
Solar Registration Program | NJSRRE1542511522 | Maplewood Township | 7040 | 9 | 6.51 | Residential | No | Behind the Meter | Palmetto Solar LLC | PSE&G | Accepted | 2019-10-07 | 2019-10-09 | 2020-10-09 | Hanwha | 310W All Black Module | Solar Panels |  | 0.31 | 21 | 180 | 25 |  | Fixed | Roof
Solar Registration Program | NJSRRE1542511522 | Maplewood Township | 7040 | 9 | 6.51 | Residential | No | Behind the Meter | Palmetto Solar LLC | PSE&G | Accepted | 2019-10-07 | 2019-10-09 | 2020-10-09 | SolarEdge Technologies | SE5000H-US | Inverters | 5000 |  | 1 |  |  | 0.99 |  | Outside | on the side of the house
Solar Registration Program | NJSRRE1542518922 | Roselle | 7203 | 10 | 6.51 | Residential | No | Behind the Meter | Whitman Construction, LLC | PSE&G | Accepted | 2019-10-15 | 2019-10-15 | 2020-10-15 | Trina Solar | TSM-310DD05A | Solar Panels |  | 0.31 | 17 | 166 | 20 |  | Fixed | Roof
Solar Registration Program | NJSRRE1542518922 | Roselle | 7203 | 10 | 6.51 | Residential | No | Behind the Meter | Whitman Construction, LLC | PSE&G | Accepted | 2019-10-15 | 2019-10-15 | 2020-10-15 | Trina Solar | TSM-310DD05A | Solar Panels |  | 0.31 | 4 | 166 | 15 |  | Fixed | Roof
Solar Registration Program | NJSRRE1542518922 | Roselle | 7203 | 10 | 6.51 | Residential | No | Behind the Meter | Whitman Construction, LLC | PSE&G | Accepted | 2019-10-15 | 2019-10-15 | 2020-10-15 | Enphase Energy | IQ7-60-2-US | Inverters | 0.24 |  | 21 |  |  | 0.976 |  | Outside | roof
Solar Registration Program | NJSRRE1542548437 | South Plainfield | 7080 | 11 | 6.51 | Residential | No | Behind the Meter | Power Home Remodeling Group | PSE&G | Accepted | 2019-10-16 | 2019-10-18 | 2020-10-18 | Mission | Mission 310w MSE310SQ8T | Solar Panels |  | 0.31 | 21 | 146 | 21 |  | Fixed | Roof
Solar Registration Program | NJSRRE1542548437 | South Plainfield | 7080 | 11 | 6.51 | Residential | No | Behind the Meter | Power Home Remodeling Group | PSE&G | Accepted | 2019-10-16 | 2019-10-18 | 2020-10-18 | Solar Edge | SE5000H-US | Inverters | 5000 |  | 1 |  |  | 0.99 |  | Outdoor | Near meter
Solar Registration Program | NJSRRE1542548437 | South Plainfield | 7080 | 11 | 6.51 | Residential | No | Behind the Meter | Power Home Remodeling Group | PSE&G | Accepted | 2019-10-16 | 2019-10-18 | 2020-10-18 | Solar Edge | Revenue Grade Data Ansi C12.20 | Meters |  |  | 1 |  |  |  | Yes
Solar Registration Program | NJSRRE1542685228 | Union Twp | 7083 | 10 | 6.51 | Residential | No | Behind the Meter | 1st Light Energy Inc | PSE&G | Accepted | 2019-10-28 | 2019-10-30 | 2020-10-30 | Longi | LR6-60HPB-310M | Solar Panels |  | 0.31 | 8 | 106 | 32 |  | Fixed | Roof
Solar Registration Program | NJSRRE1542685228 | Union Twp | 7083 | 10 | 6.51 | Residential | No | Behind the Meter | 1st Light Energy Inc | PSE&G | Accepted | 2019-10-28 | 2019-10-30 | 2020-10-30 | Longi | LR6-60HPB-310M | Solar Panels |  | 0.31 | 9 | 106 | 26 |  | Fixed | Roof
Solar Registration Program | NJSRRE1542685228 | Union Twp | 7083 | 10 | 6.51 | Residential | No | Behind the Meter | 1st Light Energy Inc | PSE&G | Accepted | 2019-10-28 | 2019-10-30 | 2020-10-30 | Longi | LR6-60HPB-310M | Solar Panels |  | 0.31 | 4 | 196 | 40 |  | Fixed | Roof
Solar Registration Program | NJSRRE1542685228 | Union Twp | 7083 | 10 | 6.51 | Residential | No | Behind the Meter | 1st Light Energy Inc | PSE&G | Accepted | 2019-10-28 | 2019-10-30 | 2020-10-30 | SMA | SB 5.0-1SP-US-41 (240V) | Inverters | 5000 |  | 1 |  |  | 0.97 |  | Outside | within 10 feet of meter
Solar Registration Program | NJSRRE1542738195 | Fair Lawn Boro | 7410 | 7 | 6.51 | Residential | Yes | Behind the Meter | 1st Light Energy Inc | PSE&G | Accepted | 2019-10-29 | 2019-10-31 | 2020-10-31 | Longi | LR6-60HPB-310M | Solar Panels |  | 0.31 | 15 | 191 | 18 |  | Fixed | Roof
Solar Registration Program | NJSRRE1542738195 | Fair Lawn Boro | 7410 | 7 | 6.51 | Residential | Yes | Behind the Meter | 1st Light Energy Inc | PSE&G | Accepted | 2019-10-29 | 2019-10-31 | 2020-10-31 | Longi | LR6-60HPB-310M | Solar Panels |  | 0.31 | 6 | 11 | 18 |  | Fixed | Roof
Solar Registration Program | NJSRRE1542738195 | Fair Lawn Boro | 7410 | 7 | 6.51 | Residential | Yes | Behind the Meter | 1st Light Energy Inc | PSE&G | Accepted | 2019-10-29 | 2019-10-31 | 2020-10-31 | SMA | SB 5.0-1SP-US-41 (240V) | Inverters | 5000 |  | 1 |  |  | 0.97 |  | Outside | within 10 feet of meter
Solar Registration Program | NJSRRE1542742514 | Pennsauken TWP | 8110 | 14 | 6.51 | Residential | Yes | Behind the Meter | 1st Light Energy Inc | PSE&G | Accepted | 2019-10-29 | 2019-10-31 | 2020-10-31 | Longi | LR6-60HPB-310M | Solar Panels |  | 0.31 | 12 | 140 | 23 |  | Fixed | Roof
Solar Registration Program | NJSRRE1542742514 | Pennsauken TWP | 8110 | 14 | 6.51 | Residential | Yes | Behind the Meter | 1st Light Energy Inc | PSE&G | Accepted | 2019-10-29 | 2019-10-31 | 2020-10-31 | Longi | LR6-60HPB-310M | Solar Panels |  | 0.31 | 9 | 320 | 23 |  | Fixed | Roof
Solar Registration Program | NJSRRE1542742514 | Pennsauken TWP | 8110 | 14 | 6.51 | Residential | Yes | Behind the Meter | 1st Light Energy Inc | PSE&G | Accepted | 2019-10-29 | 2019-10-31 | 2020-10-31 | SMA | SB 6.0-1SP-US-41 (240V) | Inverters | 6000 |  | 1 |  |  | 0.97 |  | Outside | within 10 feet of meter
Solar Registration Program | NJSRRE1542851695 | Sewell | 8080 | 15 | 6.51 | Residential | No | Behind the Meter | Advanced Renewable Solutions | AC Electric | Accepted | 2019-10-31 | 2019-11-04 | 2020-11-04 | TRINA SOLAR | TSM-310DD05A.05 | Solar Panels |  | 0.31 | 21 | 87 | 28 |  | Fixed | Roof
Solar Registration Program | NJSRRE1542851695 | Sewell | 8080 | 15 | 6.51 | Residential | No | Behind the Meter | Advanced Renewable Solutions | AC Electric | Accepted | 2019-10-31 | 2019-11-04 | 2020-11-04 | SOLAR EDGE | SE5000H-US000N-NC2 | Inverters | 5000 |  | 1 |  |  | 0.992 |  | Outdoor | Wall mounted, adjacent to Utility Meter and Disconnect
Solar Registration Program | NJSRRE1543037670 | Clementon | 8021 | 14 | 6.51 | Residential | Yes | Behind the Meter | Solar Energy World | AC Electric | Accepted | 2019-11-05 | 2019-11-08 | 2020-11-08 | LONGi Green Energy Technology | LR6-60PE-310M | Solar Panels |  | 0.31 | 21 | 141 | 18 |  | Fixed | Roof
Solar Registration Program | NJSRRE1543037670 | Clementon | 8021 | 14 | 6.51 | Residential | Yes | Behind the Meter | Solar Energy World | AC Electric | Accepted | 2019-11-05 | 2019-11-08 | 2020-11-08 | Solar Edge | SE7600H-USRGM | Inverters | 7600 |  | 1 |  |  | 0.975 |  | Outside | near meter
Solar Registration Program | NJSRRE1543098102 | Sea Isle City | 8243 | 21 | 6.51 | Residential | No | Behind the Meter | Solar Energy World | AC Electric | Accepted | 2019-11-12 | 2019-11-15 | 2020-11-15 | LONGi Green Energy Technology | LR6-60PE-310M | Solar Panels |  | 0.31 | 21 | 209 | 31 |  | Fixed | Roof
Solar Registration Program | NJSRRE1543098102 | Sea Isle City | 8243 | 21 | 6.51 | Residential | No | Behind the Meter | Solar Energy World | AC Electric | Accepted | 2019-11-12 | 2019-11-15 | 2020-11-15 | Solar Edge | SE6000H-USRGM | Inverters | 6000 |  | 1 |  |  | 0.983 |  | Outdoor | near meter
Solar Registration Program | NJSRRE1543315350 | Westampton | 8060 | 13 | 6.51 | Residential | Yes | Behind the Meter | Bright Planet Solar | AC Electric | Accepted | 2019-11-14 | 2019-11-19 | 2020-11-19 | LONGI | LR6-60PB-310M | Solar Panels |  | 0.31 | 21 | 207 | 34 |  | Fixed | Roof
Solar Registration Program | NJSRRE1543315350 | Westampton | 8060 | 13 | 6.51 | Residential | Yes | Behind the Meter | Bright Planet Solar | AC Electric | Accepted | 2019-11-14 | 2019-11-19 | 2020-11-19 | SOLAR EDGE | SE6000H-USRGM | Inverters | 6000 |  | 1 |  |  | 0.98 |  | Outdoor | NEXT TO METER
Solar Registration Program | NJSRRE1543421628 | Clementon | 8021 | 14 | 6.51 | Residential | No | Behind the Meter | Orbit Energy & Power, LLC | PSE&G | Accepted | 2019-11-19 | 2019-11-21 | 2020-11-21 | AXITEC | AC 310MH/120S-310W | Solar Panels |  | 0.31 | 11 | 157 | 19 |  | Fixed | Roof
Solar Registration Program | NJSRRE1543421628 | Clementon | 8021 | 14 | 6.51 | Residential | No | Behind the Meter | Orbit Energy & Power, LLC | PSE&G | Accepted | 2019-11-19 | 2019-11-21 | 2020-11-21 | AXITEC | AC310MH/120S-310W | Solar Panels |  | 0.31 | 10 | 337 | 19 |  | Fixed | Roof
Solar Registration Program | NJSRRE1543421628 | Clementon | 8021 | 14 | 6.51 | Residential | No | Behind the Meter | Orbit Energy & Power, LLC | PSE&G | Accepted | 2019-11-19 | 2019-11-21 | 2020-11-21 | ENPHASE | IQ7-60-2-US | Inverters | 0.24 |  | 21 |  |  | 0.99 |  | Outside | ROOFTOP
Solar Registration Program | NJSRRE1543421643 | Brigantine | 8203 | 19 | 6.51 | Residential | No | Behind the Meter | Eznergy | AC Electric | Accepted | 2019-11-19 | 2019-11-21 | 2020-11-21 | Trina | TSM310 | Solar Panels |  | 0.31 | 21 | 123 | 26 |  | Fixed | Roof
Solar Registration Program | NJSRRE1543421643 | Brigantine | 8203 | 19 | 6.51 | Residential | No | Behind the Meter | Eznergy | AC Electric | Accepted | 2019-11-19 | 2019-11-21 | 2020-11-21 | Enphase | IQ7 | Inverters | 240 |  | 21 |  |  | 0.97 |  | Outdoor | Under panels on rails
Solar Registration Program | NJSRRE1543474180 | Washington Township | 8012 | 14 | 6.51 | Residential | Yes | Behind the Meter | Orbit Energy & Power, LLC | AC Electric | Accepted | 2019-12-03 | 2019-12-05 | 2020-12-05 | TRINA SOLAR | TSM-DD05A.08 (II) 310W | Solar Panels |  | 0.31 | 21 | 192 | 20 |  | Fixed | Roof
Solar Registration Program | NJSRRE1543474180 | Washington Township | 8012 | 14 | 6.51 | Residential | Yes | Behind the Meter | Orbit Energy & Power, LLC | AC Electric | Accepted | 2019-12-03 | 2019-12-05 | 2020-12-05 | ENPHASE | IQ7-60-2-US | Inverters | 0.24 |  | 21 |  |  | 0.99 |  | Outside | ROOF
Solar Registration Program | NJSRRE1543505809 | Turnersville | 8012 | 14 | 6.51 | Residential | No | Behind the Meter | Orbit Energy & Power, LLC | AC Electric | Accepted | 2019-12-10 | 2019-12-12 | 2020-12-12 | Axitec Solar | AC-310MH/120S-310 | Solar Panels |  | 0.31 | 21 | 170 | 22 |  | Fixed | Roof
Solar Registration Program | NJSRRE1543505809 | Turnersville | 8012 | 14 | 6.51 | Residential | No | Behind the Meter | Orbit Energy & Power, LLC | AC Electric | Accepted | 2019-12-10 | 2019-12-12 | 2020-12-12 | ENPHASE | IQ7-60-2-US | Inverters | 0.24 |  | 21 |  |  | 0.96 |  | Outside | ROOF
Solar Registration Program | NJSRRE1543552681 | Camden City | 8102 | 14 | 6.51 | Residential | No | Behind the Meter | 1st Light Energy Inc | PSE&G | Accepted | 2019-12-16 | 2019-12-19 | 2020-12-19 | Longi | LR6-60HPB-310M | Solar Panels |  | 0.31 | 6 | 14 | 23 |  | Fixed | Roof
Solar Registration Program | NJSRRE1543552681 | Camden City | 8102 | 14 | 6.51 | Residential | No | Behind the Meter | 1st Light Energy Inc | PSE&G | Accepted | 2019-12-16 | 2019-12-19 | 2020-12-19 | Longi | LR6-60HPB-310M | Solar Panels |  | 0.31 | 15 | 194 | 23 |  | Fixed | Roof
Solar Registration Program | NJSRRE1543552681 | Camden City | 8102 | 14 | 6.51 | Residential | No | Behind the Meter | 1st Light Energy Inc | PSE&G | Accepted | 2019-12-16 | 2019-12-19 | 2020-12-19 | SMA | SB 6.0-US (240V) | Inverters | 6000 |  | 1 |  |  | 0.97 |  | Outside | within 10 feet of meter
Solar Registration Program | NJSRRE1540987532 | Clarksboro | 8020 | 15 | 6.54 | Residential | Yes | Behind the Meter | Ad Energy | AC Electric | Accepted | 2019-05-14 | 2019-05-16 | 2020-05-16 | SunPower | SPR-E20-327-E-AC | Solar Panels |  | 0.327 | 11 | 149 | 41 |  | Fixed | Roof
Solar Registration Program | NJSRRE1540987532 | Clarksboro | 8020 | 15 | 6.54 | Residential | Yes | Behind the Meter | Ad Energy | AC Electric | Accepted | 2019-05-14 | 2019-05-16 | 2020-05-16 | SunPower | SPR-E20-327-E-AC | Solar Panels |  | 0.327 | 5 | 149 | 33 |  | Fixed | Roof
Solar Registration Program | NJSRRE1540987532 | Clarksboro | 8020 | 15 | 6.54 | Residential | Yes | Behind the Meter | Ad Energy | AC Electric | Accepted | 2019-05-14 | 2019-05-16 | 2020-05-16 | SunPower | SPR-E20-327-E-AC | Solar Panels |  | 0.327 | 4 | 59 | 27 |  | Fixed | Roof
Solar Registration Program | NJSRRE1540987532 | Clarksboro | 8020 | 15 | 6.54 | Residential | Yes | Behind the Meter | Ad Energy | AC Electric | Accepted | 2019-05-14 | 2019-05-16 | 2020-05-16 | SunPower | SPR-E20-327-E-AC | Inverters | 315 |  | 20 |  |  | 0.975 |  | Outdoor | At each panel
Solar Registration Program | NJSRRE1541066972 | Kearny | 7032 | 8 | 6.54 | Residential | Yes | Behind the Meter | GenRenew, LLC | PSE&G | Accepted | 2019-06-03 | 2019-06-06 | 2020-06-06 | sunpower | SPR-E20-327-E-AC | Solar Panels |  | 0.327 | 15 | 128 | 40 |  | Fixed | Roof
Solar Registration Program | NJSRRE1541066972 | Kearny | 7032 | 8 | 6.54 | Residential | Yes | Behind the Meter | GenRenew, LLC | PSE&G | Accepted | 2019-06-03 | 2019-06-06 | 2020-06-06 | sunpower | SPR-E20-327-E-AC | Solar Panels |  | 0.327 | 5 | 308 | 19 |  | Fixed | Roof
Solar Registration Program | NJSRRE1541066972 | Kearny | 7032 | 8 | 6.54 | Residential | Yes | Behind the Meter | GenRenew, LLC | PSE&G | Accepted | 2019-06-03 | 2019-06-06 | 2020-06-06 | sunpower | MI-C-320-US208/240-10 | Inverters | 320 |  | 20 |  |  | 0.96 |  | Outdoor | microinverter located under module
Solar Registration Program | NJSRRE1541619680 | Woodbridge | 8830 | 11 | 6.54 | Residential | No | Behind the Meter | Sunpower Capital LLC | PSE&G | Accepted | 2019-07-06 | 2019-07-10 | 2020-07-10 | SunPower | 327W | Solar Panels |  | 0.327 | 20 | 180 | 6 |  | Fixed | Roof
Solar Registration Program | NJSRRE1541619680 | Woodbridge | 8830 | 11 | 6.54 | Residential | No | Behind the Meter | Sunpower Capital LLC | PSE&G | Accepted | 2019-07-06 | 2019-07-10 | 2020-07-10 | SUNPOWER | PVS6 | Inverters | 6.4 |  | 1 |  |  | 0.98 |  | Outside | NEAR METER
Solar Registration Program | NJSRRE1541619680 | Woodbridge | 8830 | 11 | 6.54 | Residential | No | Behind the Meter | Sunpower Capital LLC | PSE&G | Accepted | 2019-07-06 | 2019-07-10 | 2020-07-10 | SunPower | Type E | Inverters | 320 |  | 20 |  |  | 0.98 |  | Outside | NA
Solar Registration Program | NJSRRE1541644548 | South River | 8882 | 11 | 6.54 | Residential | No | Behind the Meter | SunPower Corporation, Systems | South River | Accepted | 2019-07-15 | 2019-07-17 | 2020-07-17 | SunPower | SPR-E20-327-E-AC | Solar Panels |  | 0.327 | 20 | 208 | 18 |  | Fixed | Roof
Solar Registration Program | NJSRRE1541644548 | South River | 8882 | 11 | 6.54 | Residential | No | Behind the Meter | SunPower Corporation, Systems | South River | Accepted | 2019-07-15 | 2019-07-17 | 2020-07-17 | SunPower | SPR-E20-327-E-AC | Inverters | 320 |  | 20 |  |  | 0.96 |  | Other | under each panel
Solar Registration Program | NJSRRE1541693182 | South River | 8882 | 11 | 6.54 | Residential | No | Behind the Meter | SunPower Corporation, Systems | South River | Accepted | 2019-07-22 | 2019-07-24 | 2020-07-24 | SUNPOWER | SPR-E20-327-E-AC | Solar Panels |  | 0.327 | 20 | 131 | 14 |  | Fixed | Roof
Solar Registration Program | NJSRRE1541693182 | South River | 8882 | 11 | 6.54 | Residential | No | Behind the Meter | SunPower Corporation, Systems | South River | Accepted | 2019-07-22 | 2019-07-24 | 2020-07-24 | SUNPOWER | SPR-E20-327-E-AC | Inverters | 320 |  | 20 |  |  | 0.96 |  | Other | under each panel
Solar Registration Program | NJSRRE1541705443 | Somerset | 8873 | 5 | 6.54 | Residential | No | Behind the Meter | Seabright Solar | PSE&G | Accepted | 2019-07-30 | 2019-07-31 | 2020-07-31 | Sunpower | SPR-X21-350 | Solar Panels |  | 0.327 | 16 | 245 | 19 |  | Fixed | Roof
Solar Registration Program | NJSRRE1541705443 | Somerset | 8873 | 5 | 6.54 | Residential | No | Behind the Meter | Seabright Solar | PSE&G | Accepted | 2019-07-30 | 2019-07-31 | 2020-07-31 | Sunpower | SPR-X21-350 | Solar Panels |  | 0.327 | 4 | 245 | 19 |  | Fixed | Roof
Solar Registration Program | NJSRRE1541705443 | Somerset | 8873 | 5 | 6.54 | Residential | No | Behind the Meter | Seabright Solar | PSE&G | Accepted | 2019-07-30 | 2019-07-31 | 2020-07-31 | Sunpower | SPR-X21-350 | Inverters | 0.32 |  | 20 |  |  | 0.99 |  | Outside | Roof
Solar Registration Program | NJSRRE1541705457 | PATERSON | 7514 | 6 | 6.54 | Residential | No | Behind the Meter | SunPower Corporation, Systems | PSE&G | Accepted | 2019-07-26 | 2019-07-31 | 2020-07-31 | SUNPOWER | SPR-E20-327-E-AC | Solar Panels |  | 0.327 | 20 | 104 | 33 |  | Fixed | Roof
Solar Registration Program | NJSRRE1541705457 | PATERSON | 7514 | 6 | 6.54 | Residential | No | Behind the Meter | SunPower Corporation, Systems | PSE&G | Accepted | 2019-07-26 | 2019-07-31 | 2020-07-31 | SUNPOWER | SPR-E20-327-E-AC | Inverters | 320 |  | 20 |  |  | 0.96 |  | Other | under each panel
Solar Registration Program | NJSRRE1541880248 | Egg Harbor Township | 8234 | 19 | 6.54 | Residential | No | Behind the Meter | SunPower Capital, LLC | AC Electric | Accepted | 2019-08-23 | 2019-08-27 | 2020-08-27 | SunPower | SPR-E20-327-E-AC | Solar Panels |  | 0.327 | 20 | 181 | 25 |  | Fixed | Ground
Solar Registration Program | NJSRRE1541880248 | Egg Harbor Township | 8234 | 19 | 6.54 | Residential | No | Behind the Meter | SunPower Capital, LLC | AC Electric | Accepted | 2019-08-23 | 2019-08-27 | 2020-08-27 | SunPower | Type E SPR-E20-327-E-AC | Inverters | 320 |  | 20 |  |  | 0.967 |  | Outside | under each solar panel
Solar Registration Program | NJSRRE1541894954 | Bayville | 8721 | 18 | 6.54 | Residential | Yes | Behind the Meter | SunPower Corporation, Systems | JCP&L | Accepted | 2019-08-28 | 2019-09-03 | 2020-09-03 | SUNPOWER | SPR-E20-327-E-AC | Solar Panels |  | 0.327 | 16 | 88 | 18 |  | Fixed | Roof
Solar Registration Program | NJSRRE1541894954 | Bayville | 8721 | 18 | 6.54 | Residential | Yes | Behind the Meter | SunPower Corporation, Systems | JCP&L | Accepted | 2019-08-28 | 2019-09-03 | 2020-09-03 | SUNPOWER | SPR-E20-327-E-AC | Solar Panels |  | 0.327 | 4 | 178 | 18 |  | Fixed | Roof
Solar Registration Program | NJSRRE1541894954 | Bayville | 8721 | 18 | 6.54 | Residential | Yes | Behind the Meter | SunPower Corporation, Systems | JCP&L | Accepted | 2019-08-28 | 2019-09-03 | 2020-09-03 | SUNPOWER | SPR-E20-327-E-AC | Inverters | 320 |  | 20 |  |  | 0.96 |  | Other | under each panel
Solar Registration Program | NJSRRE1542161736 | Lyndhurst | 7071 | 7 | 6.54 | Residential | Yes | Behind the Meter | SunPower Corporation, Systems | PSE&G | Accepted | 2019-09-04 | 2019-09-06 | 2020-09-06 | SUNPOWER | SPR-E20-327-E-AC | Solar Panels |  | 0.327 | 5 | 219 | 23 |  | Fixed | Roof
Solar Registration Program | NJSRRE1542161736 | Lyndhurst | 7071 | 7 | 6.54 | Residential | Yes | Behind the Meter | SunPower Corporation, Systems | PSE&G | Accepted | 2019-09-04 | 2019-09-06 | 2020-09-06 | SUNPOWER | SPR-E20-327-E-AC | Solar Panels |  | 0.327 | 15 | 129 | 30 |  | Fixed | Roof
Solar Registration Program | NJSRRE1542161736 | Lyndhurst | 7071 | 7 | 6.54 | Residential | Yes | Behind the Meter | SunPower Corporation, Systems | PSE&G | Accepted | 2019-09-04 | 2019-09-06 | 2020-09-06 | SUNPOWER | SPR-E20-327-E-AC | Inverters | 320 |  | 20 |  |  | 0.96 |  | Other | under each panel
Solar Registration Program | NJSRRE1542294418 | Scotch Plains Twp | 7076 | 10 | 6.54 | Residential | No | Behind the Meter | SunnyMac LLC | PSE&G | Final As-Built Received | 2019-09-11 | 2019-09-11 | 2020-09-11 | SunPower | SPR-E20-327 | Solar Panels |  | 0.327 | 20 | 222 | 33 |  | Fixed | Roof
Solar Registration Program | NJSRRE1542294418 | Scotch Plains Twp | 7076 | 10 | 6.54 | Residential | No | Behind the Meter | SunnyMac LLC | PSE&G | Final As-Built Received | 2019-09-11 | 2019-09-11 | 2020-09-11 | Enphase | IQ7XS-96-ACM-US | Inverters | 0.315 |  | 20 |  |  | 0.99 |  | Outdoor | roof
Solar Registration Program | NJSRRE1542294418 | Scotch Plains Twp | 7076 | 10 | 6.54 | Residential | No | Behind the Meter | SunnyMac LLC | PSE&G | Final As-Built Received | 2019-09-11 | 2019-09-11 | 2020-09-11 | Sunpower | pvs6 | Meters |  |  | 1 |  |  |  | Yes | Outdoor
Solar Registration Program | NJSRRE1542393195 | Lyndhurst Twp | 7071 | 7 | 6.54 | Residential | No | Behind the Meter | SunnyMac LLC | PSE&G | Final As-Built Received | 2019-09-12 | 2019-09-16 | 2020-09-16 | SunPower | SPR-E20-327 | Solar Panels |  | 0.327 | 3 | 219 | 10 |  | Fixed | Roof
Solar Registration Program | NJSRRE1542393195 | Lyndhurst Twp | 7071 | 7 | 6.54 | Residential | No | Behind the Meter | SunnyMac LLC | PSE&G | Final As-Built Received | 2019-09-12 | 2019-09-16 | 2020-09-16 | SunPower | SPR-E20-327 | Solar Panels |  | 0.327 | 17 | 219 | 18 |  | Fixed | Roof
Solar Registration Program | NJSRRE1542393195 | Lyndhurst Twp | 7071 | 7 | 6.54 | Residential | No | Behind the Meter | SunnyMac LLC | PSE&G | Final As-Built Received | 2019-09-12 | 2019-09-16 | 2020-09-16 | Enphase | IQ7XS-96-ACM-US | Inverters | 0.315 |  | 20 |  |  | 0.99 |  | Outdoor | roof
Solar Registration Program | NJSRRE1542393195 | Lyndhurst Twp | 7071 | 7 | 6.54 | Residential | No | Behind the Meter | SunnyMac LLC | PSE&G | Final As-Built Received | 2019-09-12 | 2019-09-16 | 2020-09-16 | Sunpower | PVS 6 | Meters |  |  | 1 |  |  |  | Yes | Outdoor
Solar Registration Program | NJSRRE1542441591 | Egg Harbor Township | 8234 | 19 | 6.54 | Residential | Yes | Behind the Meter | Castle Energy, LLC | AC Electric | Accepted | 2019-09-25 | 2019-09-27 | 2020-09-27 | SunPower | SPR-E20-327-E-AC Type | Inverters | 320 |  | 20 |  |  | 0.975 |  | Outside | on the rooftop under each solar panel
Solar Registration Program | NJSRRE1542441591 | Egg Harbor Township | 8234 | 19 | 6.54 | Residential | Yes | Behind the Meter | Castle Energy, LLC | AC Electric | Accepted | 2019-09-25 | 2019-09-27 | 2020-09-27 | SunPower | SPR-E20-327-E-AC | Solar Panels |  | 0.327 | 20 | 121 | 25 |  | Fixed | Roof
Solar Registration Program | NJSRRE1542444006 | Mays Landing | 8330 | 19 | 6.54 | Residential | No | Behind the Meter | SunnyMac LLC | AC Electric | Accepted | 2019-09-26 | 2019-09-30 | 2020-09-30 | SunPower | SPR-E20-327 | Solar Panels |  | 0.327 | 20 | 157 | 23 |  | Fixed | Roof
Solar Registration Program | NJSRRE1542444006 | Mays Landing | 8330 | 19 | 6.54 | Residential | No | Behind the Meter | SunnyMac LLC | AC Electric | Accepted | 2019-09-26 | 2019-09-30 | 2020-09-30 | Enphase | IQ7XS-96-ACM-US | Inverters | 0.315 |  | 20 |  |  | 0.99 |  | Outdoor | roof
Solar Registration Program | NJSRRE1542461039 | North Bergen | 7047 | 8 | 6.54 | Residential | Yes | Behind the Meter | Kamtech Solar Solutions | PSE&G | Accepted | 2019-09-30 | 2019-10-02 | 2020-10-02 | Sunpower Corporation | E20-327-C-AC | Solar Panels |  | 0.327 | 20 | 214 | 18 |  | Fixed | Roof
Solar Registration Program | NJSRRE1542461039 | North Bergen | 7047 | 8 | 6.54 | Residential | Yes | Behind the Meter | Kamtech Solar Solutions | PSE&G | Accepted | 2019-09-30 | 2019-10-02 | 2020-10-02 | Enphase Energy Inc. | IQ-7X | Inverters | 315 |  | 26 |  |  | 0.975 |  | Outdoor | Underneath each module.
Solar Registration Program | NJSRRE1542478664 | Bound Brook | 8805 | 5 | 6.54 | Residential | Yes | Behind the Meter | Ad Energy | PSE&G | Accepted | 2019-10-01 | 2019-10-03 | 2020-10-03 | SunPower | SPR-E20-327-E-AC | Solar Panels |  | 0.327 | 10 | 106 | 20 |  | Fixed | Roof
Solar Registration Program | NJSRRE1542478664 | Bound Brook | 8805 | 5 | 6.54 | Residential | Yes | Behind the Meter | Ad Energy | PSE&G | Accepted | 2019-10-01 | 2019-10-03 | 2020-10-03 | SunPower | SPR-E20-327-E-AC | Solar Panels |  | 0.327 | 10 | 286 | 23 |  | Fixed | Roof
Solar Registration Program | NJSRRE1542478664 | Bound Brook | 8805 | 5 | 6.54 | Residential | Yes | Behind the Meter | Ad Energy | PSE&G | Accepted | 2019-10-01 | 2019-10-03 | 2020-10-03 | SunPower | SPR-E20-327-E-AC | Inverters | 315 |  | 20 |  |  | 0.975 |  | Outdoor | At each panel
Solar Registration Program | NJSRRE1542514992 | Clementon | 8021 | 14 | 6.54 | Residential | No | Behind the Meter | SunPower Corporation, Systems | AC Electric | Accepted | 2019-10-08 | 2019-10-10 | 2020-10-10 | SUNPOWER | SPR-E20-327-E-AC | Solar Panels |  | 0.327 | 20 | 157 | 25 |  | Fixed | Roof
Solar Registration Program | NJSRRE1542514992 | Clementon | 8021 | 14 | 6.54 | Residential | No | Behind the Meter | SunPower Corporation, Systems | AC Electric | Accepted | 2019-10-08 | 2019-10-10 | 2020-10-10 | SUNPOWER | SPR-E20-327-E-AC | Inverters | 320 |  | 20 |  |  | 0.96 |  | Other | under each panel
Solar Registration Program | NJSRRE1542515066 | Teaneck | 7666 | 7 | 6.54 | Residential | Yes | Behind the Meter | SunPower Corporation, Systems | PSE&G | Accepted | 2019-10-08 | 2019-10-10 | 2020-10-10 | SUNPOWER | SPR-E20-327-E-AC | Solar Panels |  | 0.327 | 10 | 12 | 30 |  | Fixed | Roof
Solar Registration Program | NJSRRE1542515066 | Teaneck | 7666 | 7 | 6.54 | Residential | Yes | Behind the Meter | SunPower Corporation, Systems | PSE&G | Accepted | 2019-10-08 | 2019-10-10 | 2020-10-10 | SUNPOWER | SPR-E20-327-E-AC | Solar Panels |  | 0.327 | 10 | 192 | 30 |  | Fixed | Roof
Solar Registration Program | NJSRRE1542515066 | Teaneck | 7666 | 7 | 6.54 | Residential | Yes | Behind the Meter | SunPower Corporation, Systems | PSE&G | Accepted | 2019-10-08 | 2019-10-10 | 2020-10-10 | SUNPOWER | SPR-E20-327-E-AC | Inverters | 320 |  | 20 |  |  | 0.96 |  | Other | under each panel
Solar Registration Program | NJSRRE1543046156 | Union | 7083 | 10 | 6.54 | Residential | No | Behind the Meter | SunPower Corporation, Systems | PSE&G | Accepted | 2019-11-07 | 2019-11-12 | 2020-11-12 | SUNPOWER | SPR-E20-327-E-AC | Solar Panels |  | 0.327 | 18 | 214 | 25 |  | Fixed | Roof
Solar Registration Program | NJSRRE1543046156 | Union | 7083 | 10 | 6.54 | Residential | No | Behind the Meter | SunPower Corporation, Systems | PSE&G | Accepted | 2019-11-07 | 2019-11-12 | 2020-11-12 | SUNPOWER | SPR-E20-327-E-AC | Solar Panels |  | 0.327 | 2 | 214 | 30 |  | Fixed | Roof
Solar Registration Program | NJSRRE1543046156 | Union | 7083 | 10 | 6.54 | Residential | No | Behind the Meter | SunPower Corporation, Systems | PSE&G | Accepted | 2019-11-07 | 2019-11-12 | 2020-11-12 | SUNPOWER | SPR-E20-327-E-AC | Inverters | 320 |  | 20 |  |  | 0.96 |  | Other | under each panel
Solar Registration Program | NJSRRE1543046170 | Millville | 8332 | 20 | 6.54 | Residential | Yes | Behind the Meter | SunPower Corporation, Systems | AC Electric | Accepted | 2019-11-07 | 2019-11-11 | 2020-11-11 | SUNPOWER | SPR-E20-327-E-AC | Solar Panels |  | 0.327 | 16 | 265 | 30 |  | Fixed | Roof
Solar Registration Program | NJSRRE1543046170 | Millville | 8332 | 20 | 6.54 | Residential | Yes | Behind the Meter | SunPower Corporation, Systems | AC Electric | Accepted | 2019-11-07 | 2019-11-11 | 2020-11-11 | SUNPOWER | SPR-E20-327-E-AC | Solar Panels |  | 0.327 | 4 | 85 | 30 |  | Fixed | Roof
Solar Registration Program | NJSRRE1543046170 | Millville | 8332 | 20 | 6.54 | Residential | Yes | Behind the Meter | SunPower Corporation, Systems | AC Electric | Accepted | 2019-11-07 | 2019-11-11 | 2020-11-11 | SUNPOWER | SPR-E20-327-E-AC | Inverters | 320 |  | 20 |  |  | 0.96 |  | Other | under each panel
Solar Registration Program | NJSRRE1543046492 | Willingboro Twp | 8046 | 13 | 6.54 | Residential | Yes | Behind the Meter | SunnyMac LLC | PSE&G | Accepted | 2019-11-07 | 2019-11-12 | 2020-11-12 | SunPower | SPR-E20-327 | Solar Panels |  | 0.327 | 20 | 257 | 27 |  | Fixed | Roof
Solar Registration Program | NJSRRE1543046492 | Willingboro Twp | 8046 | 13 | 6.54 | Residential | Yes | Behind the Meter | SunnyMac LLC | PSE&G | Accepted | 2019-11-07 | 2019-11-12 | 2020-11-12 | Enphase | IQ7XS-96-ACM-US | Inverters | 0.315 |  | 20 |  |  | 0.99 |  | Outdoor | roof
Solar Registration Program | NJSRRE1543434208 | Pleasantville | 8232 | 19 | 6.54 | Residential | Yes | Behind the Meter | Castle Energy, LLC | AC Electric | Accepted | 2019-11-21 | 2019-11-26 | 2020-11-26 | SunPower | SPR-E20-327-E-AC | Solar Panels |  | 0.327 | 16 | 117 | 35 |  | Fixed | Roof
Solar Registration Program | NJSRRE1543434208 | Pleasantville | 8232 | 19 | 6.54 | Residential | Yes | Behind the Meter | Castle Energy, LLC | AC Electric | Accepted | 2019-11-21 | 2019-11-26 | 2020-11-26 | SunPower | SPR-E20-327-E-AC | Solar Panels |  | 0.327 | 4 | 297 | 35 |  | Fixed | Roof
Solar Registration Program | NJSRRE1543434208 | Pleasantville | 8232 | 19 | 6.54 | Residential | Yes | Behind the Meter | Castle Energy, LLC | AC Electric | Accepted | 2019-11-21 | 2019-11-26 | 2020-11-26 | SunPower | SPR-E20-327-E-AC | Inverters | 320 |  | 20 |  |  | 0.975 |  | Outside | on the rooftop under each solar panel
Solar Registration Program | NJSRRE1543566682 | Piscataway Twp | 8854 | 11 | 6.54 | Residential | No | Behind the Meter | SunnyMac LLC | PSE&G | Accepted | 2019-12-18 | 2019-12-23 | 2020-12-23 | SunPower | SPR-E20-327 | Solar Panels |  | 0.327 | 18 | 226 | 0.41 |  | Fixed | Roof
Solar Registration Program | NJSRRE1543566682 | Piscataway Twp | 8854 | 11 | 6.54 | Residential | No | Behind the Meter | SunnyMac LLC | PSE&G | Accepted | 2019-12-18 | 2019-12-23 | 2020-12-23 | SunPower | SPR-E20-327 | Solar Panels |  | 0.327 | 2 | 136 | 33 |  | Fixed | Roof
Solar Registration Program | NJSRRE1543566682 | Piscataway Twp | 8854 | 11 | 6.54 | Residential | No | Behind the Meter | SunnyMac LLC | PSE&G | Accepted | 2019-12-18 | 2019-12-23 | 2020-12-23 | Enphase | IQ7XS-96-ACM-US | Inverters | 0.315 |  | 20 |  |  | 0.99 |  | Outdoor | roof
Solar Registration Program | NJSRRE1542202659 | Saddle Brook | 7663 | 7 | 6.56 | Residential | Yes | Behind the Meter | Pro Custom Solar dba Momentum Solar | PSE&G | Accepted | 2019-09-04 | 2019-09-09 | 2020-09-09 | HYUNDAI | HiS-S285RG | Solar Panels |  | 0.285 | 5 | 188 | 24 |  | Fixed | Roof
Solar Registration Program | NJSRRE1542202659 | Saddle Brook | 7663 | 7 | 6.56 | Residential | Yes | Behind the Meter | Pro Custom Solar dba Momentum Solar | PSE&G | Accepted | 2019-09-04 | 2019-09-09 | 2020-09-09 | HYUNDAI | HiS-S285RG | Solar Panels |  | 0.285 | 18 | 188 | 27 |  | Fixed | Roof
Solar Registration Program | NJSRRE1542202659 | Saddle Brook | 7663 | 7 | 6.56 | Residential | Yes | Behind the Meter | Pro Custom Solar dba Momentum Solar | PSE&G | Accepted | 2019-09-04 | 2019-09-09 | 2020-09-09 | ENPHASE Energy | IQ7-60-2-US | Inverters | 250 |  | 23 |  |  | 0.97 |  | Outdoor | Roof
Solar Registration Program | NJSRRE1542498298 | Pleasantville | 8232 | 19 | 6.56 | Residential | Yes | Behind the Meter | Pro Custom Solar dba Momentum Solar | AC Electric | Accepted | 2019-10-02 | 2019-10-08 | 2020-10-08 | LG ELECTRONICS | LG 345N1C-V5 | Solar Panels |  | 0.345 | 10 | 247 | 20 |  | Fixed | Roof
Solar Registration Program | NJSRRE1542498298 | Pleasantville | 8232 | 19 | 6.56 | Residential | Yes | Behind the Meter | Pro Custom Solar dba Momentum Solar | AC Electric | Accepted | 2019-10-02 | 2019-10-08 | 2020-10-08 | LG ELECTRONICS | LG 345N1C-V5 | Solar Panels |  | 0.345 | 9 | 247 | 20 |  | Fixed | Roof
Solar Registration Program | NJSRRE1542498298 | Pleasantville | 8232 | 19 | 6.56 | Residential | Yes | Behind the Meter | Pro Custom Solar dba Momentum Solar | AC Electric | Accepted | 2019-10-02 | 2019-10-08 | 2020-10-08 | Enphase Energy | IQ7-60-2-US | Inverters | 250 |  | 19 |  |  | 0.97 |  | Outdoor | Roof
Solar Registration Program | NJSRRE1542512877 | Perth Amboy | 8861 | 11 | 6.56 | Residential | No | Behind the Meter | Pro Custom Solar dba Momentum Solar | PSE&G | Accepted | 2019-10-07 | 2019-10-10 | 2020-10-10 | LG ELECTRONICS | LG 345N1C-V5 | Solar Panels |  | 0.345 | 8 | 114 | 23 |  | Fixed | Roof
Solar Registration Program | NJSRRE1542512877 | Perth Amboy | 8861 | 11 | 6.56 | Residential | No | Behind the Meter | Pro Custom Solar dba Momentum Solar | PSE&G | Accepted | 2019-10-07 | 2019-10-10 | 2020-10-10 | LG ELECTRONICS | LG 345N1C-V5 | Solar Panels |  | 0.345 | 11 | 295 | 23 |  | Fixed | Roof
Solar Registration Program | NJSRRE1542512877 | Perth Amboy | 8861 | 11 | 6.56 | Residential | No | Behind the Meter | Pro Custom Solar dba Momentum Solar | PSE&G | Accepted | 2019-10-07 | 2019-10-10 | 2020-10-10 | Enphase Energy | IQ7-60-2-US | Inverters | 250 |  | 19 |  |  | 0.97 |  | Outdoor | Roof
Solar Registration Program | NJSRRE1542515947 | Jersey City | 7306 | 8 | 6.56 | Residential | Yes | Behind the Meter | Pro Custom Solar dba Momentum Solar | PSE&G | Accepted | 2019-10-08 | 2019-10-11 | 2020-10-11 | LG ELECTRONICS | LG 345N1C-V5 | Solar Panels |  | 0.345 | 19 | 28 | 5 |  | Fixed | Roof
Solar Registration Program | NJSRRE1542515947 | Jersey City | 7306 | 8 | 6.56 | Residential | Yes | Behind the Meter | Pro Custom Solar dba Momentum Solar | PSE&G | Accepted | 2019-10-08 | 2019-10-11 | 2020-10-11 | Enphase Energy | IQ7-60-2-US | Inverters | 250 |  | 19 |  |  | 0.97 |  | Outdoor | Roof
Solar Registration Program | NJSRRE1542528113 | Burlington | 8016 | 13 | 6.56 | Residential | Yes | Behind the Meter | Pro Custom Solar dba Momentum Solar | PSE&G | Accepted | 2019-10-11 | 2019-10-15 | 2020-10-15 | LG ELECTRONICS | LG 345N1C-V5 | Solar Panels |  | 0.345 | 3 | 159 | 35 |  | Fixed | Roof
Solar Registration Program | NJSRRE1542528113 | Burlington | 8016 | 13 | 6.56 | Residential | Yes | Behind the Meter | Pro Custom Solar dba Momentum Solar | PSE&G | Accepted | 2019-10-11 | 2019-10-15 | 2020-10-15 | LG ELECTRONICS | LG 345N1C-V5 | Solar Panels |  | 0.345 | 14 | 249 | 5 |  | Fixed | Roof
Solar Registration Program | NJSRRE1542528113 | Burlington | 8016 | 13 | 6.56 | Residential | Yes | Behind the Meter | Pro Custom Solar dba Momentum Solar | PSE&G | Accepted | 2019-10-11 | 2019-10-15 | 2020-10-15 | LG ELECTRONICS | LG 345N1C-V5 | Solar Panels |  | 0.345 | 2 | 339 | 35 |  | Fixed | Roof
Solar Registration Program | NJSRRE1542528113 | Burlington | 8016 | 13 | 6.56 | Residential | Yes | Behind the Meter | Pro Custom Solar dba Momentum Solar | PSE&G | Accepted | 2019-10-11 | 2019-10-15 | 2020-10-15 | Enphase Energy | IQ7-60-2-US | Inverters | 250 |  | 19 |  |  | 0.97 |  | Outdoor | Roof
Solar Registration Program | NJSRRE1542578761 | Millstone | 8535 | 17 | 6.56 | Residential | No | Behind the Meter | Pro Custom Solar dba Momentum Solar | JCP&L | Accepted | 2019-10-23 | 2019-10-25 | 2020-10-25 | LG Electronics | LG 345N1C-V5 | Solar Panels |  | 0.345 | 11 | 224 | 45 |  | Fixed | Roof
Solar Registration Program | NJSRRE1542578761 | Millstone | 8535 | 17 | 6.56 | Residential | No | Behind the Meter | Pro Custom Solar dba Momentum Solar | JCP&L | Accepted | 2019-10-23 | 2019-10-25 | 2020-10-25 | LG Electronics | LG 345N1C-V5 | Solar Panels |  | 0.345 | 6 | 314 | 15 |  | Fixed | Roof
Solar Registration Program | NJSRRE1542578761 | Millstone | 8535 | 17 | 6.56 | Residential | No | Behind the Meter | Pro Custom Solar dba Momentum Solar | JCP&L | Accepted | 2019-10-23 | 2019-10-25 | 2020-10-25 | LG Electronics | LG 345N1C-V5 | Solar Panels |  | 0.345 | 2 | 224 | 28 |  | Fixed | Roof
Solar Registration Program | NJSRRE1542578761 | Millstone | 8535 | 17 | 6.56 | Residential | No | Behind the Meter | Pro Custom Solar dba Momentum Solar | JCP&L | Accepted | 2019-10-23 | 2019-10-25 | 2020-10-25 | Enphase Energy | IQ7PLUS-72-2-US | Inverters | 295 |  | 19 |  |  | 0.97 |  | Outdoor | Roof
Solar Registration Program | NJSRRE1542581381 | Englewood | 7631 | 7 | 6.56 | Residential | Yes | Behind the Meter | Pro Custom Solar dba Momentum Solar | PSE&G | Accepted | 2019-10-24 | 2019-10-28 | 2020-10-28 | LG Electronics | LG 345N1C-V5 | Solar Panels |  | 0.345 | 19 | 205 | 23 |  | Fixed | Roof
Solar Registration Program | NJSRRE1542581381 | Englewood | 7631 | 7 | 6.56 | Residential | Yes | Behind the Meter | Pro Custom Solar dba Momentum Solar | PSE&G | Accepted | 2019-10-24 | 2019-10-28 | 2020-10-28 | Enphase Energy | IQ7PLUS-72-2-US | Inverters | 295 |  | 19 |  |  | 0.97 |  | Outdoor | Roof
Solar Registration Program | NJSRRE1542832935 | Piscataway | 8854 | 11 | 6.56 | Residential | No | Behind the Meter | Pro Custom Solar dba Momentum Solar | PSE&G | Accepted | 2019-10-30 | 2019-11-01 | 2020-11-01 | LG ELECTRONICS | LG 345N1C-V5 | Solar Panels |  | 0.345 | 17 | 149 | 36 |  | Fixed | Roof
Solar Registration Program | NJSRRE1542832935 | Piscataway | 8854 | 11 | 6.56 | Residential | No | Behind the Meter | Pro Custom Solar dba Momentum Solar | PSE&G | Accepted | 2019-10-30 | 2019-11-01 | 2020-11-01 | LG ELECTRONICS | LG 345N1C-V5 | Solar Panels |  | 0.345 | 2 | 239 | 37 |  | Fixed | Roof
Solar Registration Program | NJSRRE1542832935 | Piscataway | 8854 | 11 | 6.56 | Residential | No | Behind the Meter | Pro Custom Solar dba Momentum Solar | PSE&G | Accepted | 2019-10-30 | 2019-11-01 | 2020-11-01 | Enphase Energy | IQ7Plus-72-2-US | Inverters | 295 |  | 19 |  |  | 0.97 |  | Outdoor | Roof
Solar Registration Program | NJSRRE1542837245 | Florence | 8518 | 13 | 6.56 | Residential | No | Behind the Meter | Pro Custom Solar dba Momentum Solar | PSE&G | Accepted | 2019-10-31 | 2019-11-04 | 2020-11-04 | LG ELECTRONICS | LG 345N1C-V5 | Solar Panels |  | 0.345 | 19 | 167 | 31 |  | Fixed | Roof
Solar Registration Program | NJSRRE1542837245 | Florence | 8518 | 13 | 6.56 | Residential | No | Behind the Meter | Pro Custom Solar dba Momentum Solar | PSE&G | Accepted | 2019-10-31 | 2019-11-04 | 2020-11-04 | Enphase Energy | IQ7Plus-72-2-US | Inverters | 295 |  | 19 |  |  | 0.97 |  | Outdoor | Roof
Solar Registration Program | NJSRRE1542850431 | Edison | 8817 | 11 | 6.56 | Residential | Yes | Behind the Meter | Pro Custom Solar dba Momentum Solar | PSE&G | Accepted | 2019-10-31 | 2019-11-04 | 2020-11-04 | LG ELECTRONICS | LG 345N1C-V5 | Solar Panels |  | 0.345 | 19 | 255 | 29 |  | Fixed | Roof
Solar Registration Program | NJSRRE1542850431 | Edison | 8817 | 11 | 6.56 | Residential | Yes | Behind the Meter | Pro Custom Solar dba Momentum Solar | PSE&G | Accepted | 2019-10-31 | 2019-11-04 | 2020-11-04 | Enphase Energy | IQ7Plus-72-2-US | Inverters | 295 |  | 19 |  |  | 0.97 |  | Outdoor | Roof
Solar Registration Program | NJSRRE1542909718 | Jersey City | 7305 | 8 | 6.56 | Residential | Yes | Behind the Meter | Pro Custom Solar dba Momentum Solar | PSE&G | Accepted | 2019-11-04 | 2019-11-06 | 2020-11-06 | LG Electronics | LG 345N1C-V5 | Solar Panels |  | 0.345 | 19 | 236 | 3 |  | Fixed | Roof
Solar Registration Program | NJSRRE1542909718 | Jersey City | 7305 | 8 | 6.56 | Residential | Yes | Behind the Meter | Pro Custom Solar dba Momentum Solar | PSE&G | Accepted | 2019-11-04 | 2019-11-06 | 2020-11-06 | Enphase Energy | IQ7-60-2-US | Inverters | 250 |  | 19 |  |  | 0.97 |  | Outdoor | Roof
Solar Registration Program | NJSRRE1543065994 | Kendall Park | 8824 | 11 | 6.56 | Residential | No | Behind the Meter | Pro Custom Solar dba Momentum Solar | PSE&G | Accepted | 2019-11-11 | 2019-11-13 | 2020-11-13 | LG Electronics | LG 345N1C-V5 | Solar Panels |  | 0.345 | 14 | 144 | 33 |  | Fixed | Roof
Solar Registration Program | NJSRRE1543065994 | Kendall Park | 8824 | 11 | 6.56 | Residential | No | Behind the Meter | Pro Custom Solar dba Momentum Solar | PSE&G | Accepted | 2019-11-11 | 2019-11-13 | 2020-11-13 | LG Electronics | LG 345N1C-V5 | Solar Panels |  | 0.345 | 5 | 234 | 41 |  | Fixed | Roof
Solar Registration Program | NJSRRE1543065994 | Kendall Park | 8824 | 11 | 6.56 | Residential | No | Behind the Meter | Pro Custom Solar dba Momentum Solar | PSE&G | Accepted | 2019-11-11 | 2019-11-13 | 2020-11-13 | Enphase Energy | IQ7PLUS-72-2-US | Inverters | 295 |  | 19 |  |  | 0.97 |  | Outdoor | Roof
Solar Registration Program | NJSRRE1543067839 | Caldwell | 7006 | 9 | 6.56 | Residential | Yes | Behind the Meter | Pro Custom Solar dba Momentum Solar | PSE&G | Accepted | 2019-11-12 | 2019-11-15 | 2020-11-15 | LG Electronics | LG 345N1C-V5 | Solar Panels |  | 0.345 | 10 | 228 | 29 |  | Fixed | Roof
Solar Registration Program | NJSRRE1543067839 | Caldwell | 7006 | 9 | 6.56 | Residential | Yes | Behind the Meter | Pro Custom Solar dba Momentum Solar | PSE&G | Accepted | 2019-11-12 | 2019-11-15 | 2020-11-15 | LG Electronics | LG 345N1C-V5 | Solar Panels |  | 0.345 | 9 | 138 | 29 |  | Fixed | Roof
Solar Registration Program | NJSRRE1543067839 | Caldwell | 7006 | 9 | 6.56 | Residential | Yes | Behind the Meter | Pro Custom Solar dba Momentum Solar | PSE&G | Accepted | 2019-11-12 | 2019-11-15 | 2020-11-15 | Enphase Energy | IQ7PLUS-72-2-US | Inverters | 295 |  | 19 |  |  | 0.97 |  | Outdoor | Roof
Solar Registration Program | NJSRRE1543482508 | Monroe Township | 8831 | 11 | 6.56 | Residential | No | Behind the Meter | Pro Custom Solar dba Momentum Solar | JCP&L | Accepted | 2019-12-05 | 2019-12-09 | 2020-12-09 | LG Electronics | LG 345N1C-V5 | Solar Panels |  | 0.345 | 7 | 186 | 44 |  | Fixed | Roof
Solar Registration Program | NJSRRE1543482508 | Monroe Township | 8831 | 11 | 6.56 | Residential | No | Behind the Meter | Pro Custom Solar dba Momentum Solar | JCP&L | Accepted | 2019-12-05 | 2019-12-09 | 2020-12-09 | LG Electronics | LG 345N1C-V5 | Solar Panels |  | 0.345 | 12 | 96 | 31 |  | Fixed | Roof
Solar Registration Program | NJSRRE1543482508 | Monroe Township | 8831 | 11 | 6.56 | Residential | No | Behind the Meter | Pro Custom Solar dba Momentum Solar | JCP&L | Accepted | 2019-12-05 | 2019-12-09 | 2020-12-09 | Enphase Energy | IQ7PLUS-72-2-US | Inverters | 295 |  | 19 |  |  | 0.97 |  | Outdoor | Roof
Solar Registration Program | NJSRRE1543041162 | Colts neck | 7722 | 17 | 6.57 | Residential | No | Behind the Meter | Sunrun Installation Services, Inc. | JCP&L | Accepted | 2019-11-06 | 2019-11-11 | 2020-11-11 | LG Electronics | LG365Q1C-V5 | Solar Panels |  | 0.365 | 18 | 181 | 30 |  | Fixed | Roof
Solar Registration Program | NJSRRE1543041162 | Colts neck | 7722 | 17 | 6.57 | Residential | No | Behind the Meter | Sunrun Installation Services, Inc. | JCP&L | Accepted | 2019-11-06 | 2019-11-11 | 2020-11-11 | Delta Electronics | M6-TL-US | Inverters | 5760 |  | 1 |  |  | 0.96 |  | Outdoor | Next To Meter
Solar Registration Program | NJSRRE1543073360 | Collingswood | 8108 | 14 | 6.57 | Residential | No | Behind the Meter | Sunrun Installation Services, Inc. | PSE&G | Accepted | 2019-11-12 | 2019-11-15 | 2020-11-15 | LG Electronics | LG365Q1C-V5 | Solar Panels |  | 0.365 | 5 | 294 | 37 |  | Fixed | Roof
Solar Registration Program | NJSRRE1543073360 | Collingswood | 8108 | 14 | 6.57 | Residential | No | Behind the Meter | Sunrun Installation Services, Inc. | PSE&G | Accepted | 2019-11-12 | 2019-11-15 | 2020-11-15 | LG Electronics | LG365Q1C-V5 | Solar Panels |  | 0.365 | 13 | 203 | 37 |  | Fixed | Roof
Solar Registration Program | NJSRRE1543073360 | Collingswood | 8108 | 14 | 6.57 | Residential | No | Behind the Meter | Sunrun Installation Services, Inc. | PSE&G | Accepted | 2019-11-12 | 2019-11-15 | 2020-11-15 | Delta Electronics | M6-TL-US | Inverters | 5760 |  | 1 |  |  | 0.96 |  | Outdoor | Next To Meter
Solar Registration Program | NJSRRE1540387494 | Trenton | 8618 | 12 | 6.6 | Residential | No | Behind the Meter | Palmetto Solar | PSE&G | Accepted | 2019-02-22 | 2019-02-25 | 2020-02-25 | Silfab | SLA-M300W | Solar Panels |  | 0.3 | 22 | 255 | 12 |  | Fixed | Roof
Solar Registration Program | NJSRRE1540387494 | Trenton | 8618 | 12 | 6.6 | Residential | No | Behind the Meter | Palmetto Solar | PSE&G | Accepted | 2019-02-22 | 2019-02-25 | 2020-02-25 | SolarEdge | SE5000A-US | Inverters | 5000 |  | 1 |  |  | 0.99 |  | Outdoor | side of home
Solar Registration Program | NJSRRE1540405117 | South Brunswick TWP | 8810 | 11 | 6.6 | Residential | No | Behind the Meter | Tesla Energy Operations Inc | PSE&G | Accepted | 2019-02-28 | 2019-03-01 | 2020-03-01 | SolarCity Standard: | SC330 | Solar Panels |  | 0.33 | 3 | 126 | 45 |  | Fixed | Roof
Solar Registration Program | NJSRRE1540405117 | South Brunswick TWP | 8810 | 11 | 6.6 | Residential | No | Behind the Meter | Tesla Energy Operations Inc | PSE&G | Accepted | 2019-02-28 | 2019-03-01 | 2020-03-01 | SolarCity Standard | SC330 | Solar Panels |  | 0.33 | 17 | 216 | 30 |  | Fixed | Roof
Solar Registration Program | NJSRRE1540405117 | South Brunswick TWP | 8810 | 11 | 6.6 | Residential | No | Behind the Meter | Tesla Energy Operations Inc | PSE&G | Accepted | 2019-02-28 | 2019-03-01 | 2020-03-01 | SolarEdge Technologies | SE7600H-US000SNC2 | Inverters | 7600 |  | 1 |  |  | 0.99 |  | Indoor | indoor
Solar Registration Program | NJSRRE1540457260 | Clark | 7066 | 10 | 6.6 | Residential | Yes | Behind the Meter | All Season Solar | PSE&G | Accepted | 2019-03-06 | 2019-03-08 | 2020-03-08 | Enphase | IQ7 | Inverters | 240 |  | 22 |  |  | 0.97 |  | Outdoor | Under Module
Solar Registration Program | NJSRRE1540457260 | Clark | 7066 | 10 | 6.6 | Residential | Yes | Behind the Meter | All Season Solar | PSE&G | Accepted | 2019-03-06 | 2019-03-08 | 2020-03-08 | Trina | TSM DD05A.05II 300W NOV 2017 | Solar Panels |  | 0.3 | 22 | 219 | 40 |  | Fixed | Roof
Solar Registration Program | NJSRRE1540506874 | North Bergen Twp | 7047 | 8 | 6.6 | Residential | No | Behind the Meter | Sunrun Installation Services, Inc. | PSE&G | Accepted | 2019-03-20 | 2019-03-21 | 2020-03-21 | LG Electronics | LG330N1C-A5 | Solar Panels |  | 0.33 | 20 | 118 | 23 |  | Fixed | Roof
Solar Registration Program | NJSRRE1540506874 | North Bergen Twp | 7047 | 8 | 6.6 | Residential | No | Behind the Meter | Sunrun Installation Services, Inc. | PSE&G | Accepted | 2019-03-20 | 2019-03-21 | 2020-03-21 | SMA America | SB6.0-1SP-US-40 | Inverters | 6000 |  | 1 |  |  | 0.96 |  | Outdoor | Next To Meter
Solar Registration Program | NJSRRE1540746286 | Erial | 8081 | 14 | 6.6 | Residential | No | Behind the Meter | NJ Solar Power, LLC | AC Electric | Accepted | 2019-03-28 | 2019-03-29 | 2020-03-29 | S Energy | S-Energy 300 | Solar Panels |  | 0.33 | 10 | 146 | 20 |  | Fixed | Roof
Solar Registration Program | NJSRRE1540746286 | Erial | 8081 | 14 | 6.6 | Residential | No | Behind the Meter | NJ Solar Power, LLC | AC Electric | Accepted | 2019-03-28 | 2019-03-29 | 2020-03-29 | S Energy | S Energy 300 | Solar Panels |  | 0.33 | 10 | 326 | 20 |  | Fixed | Roof
Solar Registration Program | NJSRRE1540746286 | Erial | 8081 | 14 | 6.6 | Residential | No | Behind the Meter | NJ Solar Power, LLC | AC Electric | Accepted | 2019-03-28 | 2019-03-29 | 2020-03-29 | SolarEdge | SE5000H-US | Inverters | 5000 |  | 1 |  |  | 0.99 |  | Indoor | garage
Solar Registration Program | NJSRRE1540847021 | Seaville | 8230 | 21 | 6.6 | Residential | Yes | Behind the Meter | Sunrun Installation Services, Inc. | AC Electric | Accepted | 2019-04-11 | 2019-04-12 | 2020-04-12 | LG Electronics | LG330N1C-A5 | Solar Panels |  | 0.33 | 20 | 209 | 16 |  | Fixed | Roof
Solar Registration Program | NJSRRE1540847021 | Seaville | 8230 | 21 | 6.6 | Residential | Yes | Behind the Meter | Sunrun Installation Services, Inc. | AC Electric | Accepted | 2019-04-11 | 2019-04-12 | 2020-04-12 | SMA America | SB6.0-1SP-US-40 | Inverters | 6000 |  | 1 |  |  | 0.96 |  | Outdoor | Next To Meter
Solar Registration Program | NJSRRE1540964022 | Haledon | 7508 | 6 | 6.6 | Residential | No | Behind the Meter | Palmetto Solar LLC | PSE&G | Accepted | 2019-05-07 | 2019-05-09 | 2020-05-09 | Silfab | SLA-M 300w | Solar Panels |  | 0.3 | 16 | 180 | 25 |  | Fixed | Roof
Solar Registration Program | NJSRRE1540964022 | Haledon | 7508 | 6 | 6.6 | Residential | No | Behind the Meter | Palmetto Solar LLC | PSE&G | Accepted | 2019-05-07 | 2019-05-09 | 2020-05-09 | Silfab | SLA-M 300w | Solar Panels |  | 0.3 | 6 | 180 | 25 |  | Fixed | Roof
Solar Registration Program | NJSRRE1540964022 | Haledon | 7508 | 6 | 6.6 | Residential | No | Behind the Meter | Palmetto Solar LLC | PSE&G | Accepted | 2019-05-07 | 2019-05-09 | 2020-05-09 | SolarEdge | SE6000H-US | Inverters | 6000 |  | 1 |  |  | 0.99 |  | Outside | NA
Solar Registration Program | NJSRRE1541028565 | Neptune City | 7753 | 17 | 6.6 | Residential | No | Behind the Meter | Sunrun Installation Services, Inc. | JCP&L | Accepted | 2019-05-21 | 2019-05-24 | 2020-05-24 | LG Electronics | LG330N1C-A5 | Solar Panels |  | 0.33 | 20 | 152 | 18 |  | Fixed | Roof
Solar Registration Program | NJSRRE1541028565 | Neptune City | 7753 | 17 | 6.6 | Residential | No | Behind the Meter | Sunrun Installation Services, Inc. | JCP&L | Accepted | 2019-05-21 | 2019-05-24 | 2020-05-24 | SMA America | SB6.0-1SP-US-40 | Inverters | 6000 |  | 1 |  |  | 0.96 |  | Outdoor | Next To Meter
Solar Registration Program | NJSRRE1541031638 | East Brunswick Twp | 8816 | 11 | 6.6 | Residential | Yes | Behind the Meter | Sunrun Installation Services, Inc. | PSE&G | Accepted | 2019-05-22 | 2019-05-24 | 2020-05-24 | LG Electronics | LG330N1C-A5 | Solar Panels |  | 0.33 | 7 | 82 | 30 |  | Fixed | Roof
Solar Registration Program | NJSRRE1541031638 | East Brunswick Twp | 8816 | 11 | 6.6 | Residential | Yes | Behind the Meter | Sunrun Installation Services, Inc. | PSE&G | Accepted | 2019-05-22 | 2019-05-24 | 2020-05-24 | LG Electronics | LG330N1C-A5 | Solar Panels |  | 0.33 | 13 | 262 | 30 |  | Fixed | Roof
Solar Registration Program | NJSRRE1541031638 | East Brunswick Twp | 8816 | 11 | 6.6 | Residential | Yes | Behind the Meter | Sunrun Installation Services, Inc. | PSE&G | Accepted | 2019-05-22 | 2019-05-24 | 2020-05-24 | SMA America | SB6.0-1SP-US-40 | Inverters | 6000 |  | 1 |  |  | 0.96 |  | Outdoor | Next To Meter
Solar Registration Program | NJSRRE1541059490 | Piscataway | 8854 | 11 | 6.6 | Residential | Yes | Behind the Meter | Sunrun Installation Services, Inc. | PSE&G | Accepted | 2019-05-30 | 2019-06-04 | 2020-06-04 | LG Electronics | LG330N1C-A5 | Solar Panels |  | 0.33 | 14 | 232 | 43 |  | Fixed | Roof
Solar Registration Program | NJSRRE1541059490 | Piscataway | 8854 | 11 | 6.6 | Residential | Yes | Behind the Meter | Sunrun Installation Services, Inc. | PSE&G | Accepted | 2019-05-30 | 2019-06-04 | 2020-06-04 | LG Electronics | LG330N1C-A5 | Solar Panels |  | 0.33 | 6 | 232 | 18 |  | Fixed | Roof
Solar Registration Program | NJSRRE1541059490 | Piscataway | 8854 | 11 | 6.6 | Residential | Yes | Behind the Meter | Sunrun Installation Services, Inc. | PSE&G | Accepted | 2019-05-30 | 2019-06-04 | 2020-06-04 | Ningbo Ginlong Technologies | Solis-1P6K-4G-US | Inverters | 6000 |  | 1 |  |  | 0.96 |  | Outdoor | Next To Meter
Solar Registration Program | NJSRRE1541339849 | Edison | 8820 | 11 | 6.6 | Residential | No | Behind the Meter | Green Power Energy | PSE&G | Accepted | 2019-06-14 | 2019-06-18 | 2020-06-18 | Panasonic | VBHN330SA17 | Solar Panels |  | 0.33 | 13 | 89 | 27 |  | Fixed | Roof
Solar Registration Program | NJSRRE1541339849 | Edison | 8820 | 11 | 6.6 | Residential | No | Behind the Meter | Green Power Energy | PSE&G | Accepted | 2019-06-14 | 2019-06-18 | 2020-06-18 | Panasonic | VBHN330SA17 | Solar Panels |  | 0.33 | 7 | 88 | 27 |  | Fixed | Roof
Solar Registration Program | NJSRRE1541339849 | Edison | 8820 | 11 | 6.6 | Residential | No | Behind the Meter | Green Power Energy | PSE&G | Accepted | 2019-06-14 | 2019-06-18 | 2020-06-18 | Solar Edge | SE6000H-US | Inverters | 6000 |  | 1 |  |  | 0.97 |  | Outside | next to meter
Solar Registration Program | NJSRRE1541494996 | Bayonne | 7002 | 8 | 6.6 | Residential | Yes | Behind the Meter | Pro Custom Solar dba Momentum Solar | PSE&G | Accepted | 2019-06-26 | 2019-07-08 | 2020-07-08 | HANWHA | Q.PEAK DUO-G5 330 | Solar Panels |  | 0.33 | 20 | 212 | 5 |  | Fixed | Roof
Solar Registration Program | NJSRRE1541494996 | Bayonne | 7002 | 8 | 6.6 | Residential | Yes | Behind the Meter | Pro Custom Solar dba Momentum Solar | PSE&G | Accepted | 2019-06-26 | 2019-07-08 | 2020-07-08 | ENPHASE | IQ7-60-2-US | Inverters | 250 |  | 20 |  |  | 0.97 |  | Outdoor | ROOF
Solar Registration Program | NJSRRE1541631514 | Jersey City | 7302 | 8 | 6.6 | Residential | No | Behind the Meter | Apex Solar Power | PSE&G | Accepted | 2019-07-11 | 2019-07-15 | 2020-07-15 | Trina | TSM300DD05A.05(II) | Solar Panels |  | 0.3 | 22 | 200 | 45 |  | Fixed | Roof
Solar Registration Program | NJSRRE1541631514 | Jersey City | 7302 | 8 | 6.6 | Residential | No | Behind the Meter | Apex Solar Power | PSE&G | Accepted | 2019-07-11 | 2019-07-15 | 2020-07-15 | Solaredge | SE6000H-US | Inverters | 6 |  | 1 |  |  | 0.99 |  | Outside | w/meter
Solar Registration Program | NJSRRE1541702280 | Stewartsville | 8886 | 2 | 6.6 | Residential | No | Behind the Meter | NJ Solar Power, LLC | JCP&L | Accepted | 2019-07-25 | 2019-07-29 | 2020-07-29 | Panasonic | VBHN330SA17 | Solar Panels |  | 0.33 | 20 | 141 | 40 |  | Fixed | Roof
Solar Registration Program | NJSRRE1541702280 | Stewartsville | 8886 | 2 | 6.6 | Residential | No | Behind the Meter | NJ Solar Power, LLC | JCP&L | Accepted | 2019-07-25 | 2019-07-29 | 2020-07-29 | SolarEdge | SE6000H-US | Inverters | 6000 |  | 1 |  |  | 0.99 |  | Indoor | Garage
Solar Registration Program | NJSRRE1541788249 | Whippany | 7981 | 3 | 6.6 | Residential | Yes | Behind the Meter | Sunrun Installation Services, Inc. | JCP&L | Accepted | 2019-08-05 | 2019-08-08 | 2020-08-08 | LG Electronics | LG330N1C-A5 | Solar Panels |  | 0.33 | 20 | 225 | 23 |  | Fixed | Roof
Solar Registration Program | NJSRRE1541788249 | Whippany | 7981 | 3 | 6.6 | Residential | Yes | Behind the Meter | Sunrun Installation Services, Inc. | JCP&L | Accepted | 2019-08-05 | 2019-08-08 | 2020-08-08 | SolarEdge Technologies | SE7600A-USS2RGM | Inverters | 7600 |  | 1 |  |  | 0.96 |  | Outdoor | Next To Meter
Solar Registration Program | NJSRRE1541788249 | Whippany | 7981 | 3 | 6.6 | Residential | Yes | Behind the Meter | Sunrun Installation Services, Inc. | JCP&L | Accepted | 2019-08-05 | 2019-08-08 | 2020-08-08 | LG Chem | RESU 10H SEG | Electric Storage Battery |  |  | 1 |  |  |  | Lithium Ion |  | outside
Solar Registration Program | NJSRRE1541788548 | West Windsor | 8550 | 12 | 6.6 | Residential | No | Behind the Meter | Bahamian Solar Management Group LLC. | PSE&G | Accepted | 2019-08-05 | 2019-08-08 | 2020-08-08 | Panasonic | HIT VBHN330SA17 | Solar Panels |  | 0.33 | 20 | 124 | 30 |  | Fixed | Roof
Solar Registration Program | NJSRRE1541788548 | West Windsor | 8550 | 12 | 6.6 | Residential | No | Behind the Meter | Bahamian Solar Management Group LLC. | PSE&G | Accepted | 2019-08-05 | 2019-08-08 | 2020-08-08 | Fronius | Primo 7.6-1 | Inverters | 7600 |  | 1 |  |  | 0.969 |  | Outside | Next to meter and disconnect
Solar Registration Program | NJSRRE1541788548 | West Windsor | 8550 | 12 | 6.6 | Residential | No | Behind the Meter | Bahamian Solar Management Group LLC. | PSE&G | Accepted | 2019-08-05 | 2019-08-08 | 2020-08-08 | Hialeah Meter | CL200 | Meters |  |  | 1 |  |  |  |  | Outdoor
Solar Registration Program | NJSRRE1541877955 | Asbury Park | 7712 | 17 | 6.6 | Residential | No | Behind the Meter | Corona Solar | JCP&L | Accepted | 2019-08-22 | 2019-08-27 | 2020-08-27 | Panasonic | HIT325 | Solar Panels |  | 0.33 | 20 | 130 | 22 |  | Fixed | Roof
Solar Registration Program | NJSRRE1541877955 | Asbury Park | 7712 | 17 | 6.6 | Residential | No | Behind the Meter | Corona Solar | JCP&L | Accepted | 2019-08-22 | 2019-08-27 | 2020-08-27 | Solaredge | SE6000 | Inverters | 6000 |  | 1 |  |  | 0.97 |  | Outside | Side of house
Solar Registration Program | NJSRRE1541881107 | Burlington TWP | 8016 | 13 | 6.6 | Residential | Yes | Behind the Meter | 1st Light Energy Inc | PSE&G | Accepted | 2019-08-23 | 2019-08-28 | 2020-08-28 | Trina | TSM-300DD05A.05 | Solar Panels |  | 0.3 | 20 | 251 | 27 |  | Fixed | Roof
Solar Registration Program | NJSRRE1541881107 | Burlington TWP | 8016 | 13 | 6.6 | Residential | Yes | Behind the Meter | 1st Light Energy Inc | PSE&G | Accepted | 2019-08-23 | 2019-08-28 | 2020-08-28 | Trina | TSM-300DD05A.05 | Solar Panels |  | 0.3 | 2 | 161 | 25 |  | Fixed | Roof
Solar Registration Program | NJSRRE1541881107 | Burlington TWP | 8016 | 13 | 6.6 | Residential | Yes | Behind the Meter | 1st Light Energy Inc | PSE&G | Accepted | 2019-08-23 | 2019-08-28 | 2020-08-28 | Solaredge | SE6000H-USRGM | Inverters | 6000 |  | 1 |  |  | 0.99 |  | Outside | within 10 feet of meter
Solar Registration Program | NJSRRE1542248505 | Erial | 8081 | 14 | 6.6 | Residential | Yes | Behind the Meter | Orbit Energy & Power, LLC | AC Electric | Accepted | 2019-09-05 | 2019-09-09 | 2020-09-09 | trina | tsm300 | Solar Panels |  | 0.3 | 16 | 184 | 25 |  | Fixed | Roof
Solar Registration Program | NJSRRE1542248505 | Erial | 8081 | 14 | 6.6 | Residential | Yes | Behind the Meter | Orbit Energy & Power, LLC | AC Electric | Accepted | 2019-09-05 | 2019-09-09 | 2020-09-09 | trina | tsm300 | Solar Panels |  | 0.3 | 6 | 184 | 35 |  | Fixed | Roof
Solar Registration Program | NJSRRE1542248505 | Erial | 8081 | 14 | 6.6 | Residential | Yes | Behind the Meter | Orbit Energy & Power, LLC | AC Electric | Accepted | 2019-09-05 | 2019-09-09 | 2020-09-09 | enphase | iq7 | Inverters | 240 |  | 22 |  |  | 0.986 |  | Outside | panel
Solar Registration Program | NJSRRE1542381854 | Robbinsville | 8691 | 12 | 6.6 | Residential | No | Behind the Meter | Panatec Corporation | JCP&L | Accepted | 2019-09-11 | 2019-09-12 | 2020-09-12 | Panasonic | VBHN330SA17E | Solar Panels |  | 0.33 | 20 | 170 | 25 |  | Fixed | Roof
Solar Registration Program | NJSRRE1542381854 | Robbinsville | 8691 | 12 | 6.6 | Residential | No | Behind the Meter | Panatec Corporation | JCP&L | Accepted | 2019-09-11 | 2019-09-12 | 2020-09-12 | Enphase | IQ7X | Inverters | 330 |  | 20 |  |  | 0.975 |  | Outdoor | Outdoor
Solar Registration Program | NJSRRE1542395852 | Pennsauken Township | 8109 | 14 | 6.6 | Residential | Yes | Behind the Meter | Bright Planet Solar | PSE&G | Accepted | 2019-09-13 | 2019-09-17 | 2020-09-17 | TRINA SOLAR | TSM-DD05A.18(II) 300W | Solar Panels |  | 0.3 | 22 | 145 | 17 |  | Fixed | Roof
Solar Registration Program | NJSRRE1542395852 | Pennsauken Township | 8109 | 14 | 6.6 | Residential | Yes | Behind the Meter | Bright Planet Solar | PSE&G | Accepted | 2019-09-13 | 2019-09-17 | 2020-09-17 | SOLAR EDGE | SE6000H-USRGM | Inverters | 6000 |  | 1 |  |  | 0.98 |  | Outdoor | NEXT TO METER
Solar Registration Program | NJSRRE1542460572 | Vineland | 8360 | 20 | 6.6 | Residential | Yes | Behind the Meter | Bright Planet Solar | Vineland Muni Electric | Accepted | 2019-09-29 | 2019-10-01 | 2020-10-01 | Trinal Solar | TSM-DD05A.18(II) 300W | Solar Panels |  | 0.3 | 22 | 184 | 34 |  | Fixed | Roof
Solar Registration Program | NJSRRE1542460572 | Vineland | 8360 | 20 | 6.6 | Residential | Yes | Behind the Meter | Bright Planet Solar | Vineland Muni Electric | Accepted | 2019-09-29 | 2019-10-01 | 2020-10-01 | Solar Edge | SE5000H-USRGM | Inverters | 5000 |  | 1 |  |  | 0.98 |  | Outdoor | Next to meter
Solar Registration Program | NJSRRE1542556203 | Vineland | 8360 | 20 | 6.6 | Residential | Yes | Behind the Meter | Bright Planet Solar | Vineland Muni Electric | Accepted | 2019-10-18 | 2019-10-22 | 2020-10-22 | HANWHA Q-CELLS | Q.PEAK-G4.1 300W | Solar Panels |  | 0.3 | 18 | 93 | 27 |  | Fixed | Roof
Solar Registration Program | NJSRRE1542556203 | Vineland | 8360 | 20 | 6.6 | Residential | Yes | Behind the Meter | Bright Planet Solar | Vineland Muni Electric | Accepted | 2019-10-18 | 2019-10-22 | 2020-10-22 | HANWHA Q-CELLS | Q.PEAK-G4.1 300W | Solar Panels |  | 0.3 | 4 | 273 | 27 |  | Fixed | Roof
Solar Registration Program | NJSRRE1542556203 | Vineland | 8360 | 20 | 6.6 | Residential | Yes | Behind the Meter | Bright Planet Solar | Vineland Muni Electric | Accepted | 2019-10-18 | 2019-10-22 | 2020-10-22 | SOLAR EDGE | SE5000H-USRGM | Inverters | 5000 |  | 1 |  |  | 0.98 |  | Outdoor | NEXT TO METER
Solar Registration Program | NJSRRE1542575810 | Woodbury | 8096 | 15 | 6.6 | Residential | No | Behind the Meter | Kaitanna Solar, LLC | PSE&G | Accepted | 2019-10-22 | 2019-10-24 | 2020-10-24 | Panasonic | VBHN330SA17E | Solar Panels |  | 0.33 | 8 | 302 | 27 |  | Fixed | Roof
Solar Registration Program | NJSRRE1542575810 | Woodbury | 8096 | 15 | 6.6 | Residential | No | Behind the Meter | Kaitanna Solar, LLC | PSE&G | Accepted | 2019-10-22 | 2019-10-24 | 2020-10-24 | Panasonic | VBHN330SA17E | Solar Panels |  | 0.33 | 5 | 211 | 35 |  | Fixed | Roof
Solar Registration Program | NJSRRE1542575810 | Woodbury | 8096 | 15 | 6.6 | Residential | No | Behind the Meter | Kaitanna Solar, LLC | PSE&G | Accepted | 2019-10-22 | 2019-10-24 | 2020-10-24 | Panasonic | VBHN330SA17E | Solar Panels |  | 0.33 | 7 | 301 | 23 |  | Fixed | Roof
Solar Registration Program | NJSRRE1542575810 | Woodbury | 8096 | 15 | 6.6 | Residential | No | Behind the Meter | Kaitanna Solar, LLC | PSE&G | Accepted | 2019-10-22 | 2019-10-24 | 2020-10-24 | Enphase | IQ7X | Inverters | 315 |  | 20 |  |  | 0.97 |  | Outside | Under Module
Solar Registration Program | NJSRRE1542683686 | Vineland | 8360 | 20 | 6.6 | Residential | No | Behind the Meter | Bright Planet Solar | Vineland Muni Electric | Accepted | 2019-10-27 | 2019-10-29 | 2020-10-29 | Hanwha Q-Cells | Q.PEAK-G4.1 300W | Solar Panels |  | 0.3 | 22 | 93 | 23 |  | Fixed | Roof
Solar Registration Program | NJSRRE1542683686 | Vineland | 8360 | 20 | 6.6 | Residential | No | Behind the Meter | Bright Planet Solar | Vineland Muni Electric | Accepted | 2019-10-27 | 2019-10-29 | 2020-10-29 | Solar Edge | SE6000H-USRGM | Inverters | 6000 |  | 1 |  |  | 0.98 |  | Outdoor | Next to meter
Solar Registration Program | NJSRRE1542687388 | Wayne | 7470 | 6 | 6.6 | Residential | No | Behind the Meter | Sundial Solar Innovations | PSE&G | Accepted | 2019-10-29 | 2019-10-31 | 2020-10-31 | qcell | 300w | Solar Panels |  | 0.3 | 22 | 190 | 20 |  | Fixed | Roof
Solar Registration Program | NJSRRE1542687388 | Wayne | 7470 | 6 | 6.6 | Residential | No | Behind the Meter | Sundial Solar Innovations | PSE&G | Accepted | 2019-10-29 | 2019-10-31 | 2020-10-31 | Enphase | iq7+ | Inverters | 290 |  | 22 |  |  | 0.97 |  | Outdoor | roof
Solar Registration Program | NJSRRE1542765452 | Hillsborough | 8844 | 5 | 6.6 | Residential | No | Behind the Meter | Greentech Solar USA LLC | PSE&G | Accepted | 2019-10-30 | 2019-10-31 | 2020-10-31 | Trina Solar | TSM-DD5A 300M | Solar Panels |  | 0.3 | 22 | 193 | 42 |  | Fixed | Roof
Solar Registration Program | NJSRRE1542765452 | Hillsborough | 8844 | 5 | 6.6 | Residential | No | Behind the Meter | Greentech Solar USA LLC | PSE&G | Accepted | 2019-10-30 | 2019-10-31 | 2020-10-31 | Growatt | 6000MTLP-US | Inverters | 6000 |  | 1 |  |  | 0.972 |  | Indoor | Basement Wall
Solar Registration Program | NJSRRE1542909162 | Hamilton Township | 8619 | 12 | 6.6 | Residential | Yes | Behind the Meter | Sunrun Installation Services, Inc. | PSE&G | Accepted | 2019-11-04 | 2019-11-06 | 2020-11-06 | LG Electronics | LG330N1C-A5 | Solar Panels |  | 0.33 | 8 | 263 | 30 |  | Fixed | Roof
Solar Registration Program | NJSRRE1542909162 | Hamilton Township | 8619 | 12 | 6.6 | Residential | Yes | Behind the Meter | Sunrun Installation Services, Inc. | PSE&G | Accepted | 2019-11-04 | 2019-11-06 | 2020-11-06 | LG Electronics | LG330N1C-A5 | Solar Panels |  | 0.33 | 8 | 83 | 10 |  | Fixed | Roof
Solar Registration Program | NJSRRE1542909162 | Hamilton Township | 8619 | 12 | 6.6 | Residential | Yes | Behind the Meter | Sunrun Installation Services, Inc. | PSE&G | Accepted | 2019-11-04 | 2019-11-06 | 2020-11-06 | LG Electronics | LG330N1C-A5 | Solar Panels |  | 0.33 | 4 | 263 | 9 |  | Fixed | Roof
Solar Registration Program | NJSRRE1542909162 | Hamilton Township | 8619 | 12 | 6.6 | Residential | Yes | Behind the Meter | Sunrun Installation Services, Inc. | PSE&G | Accepted | 2019-11-04 | 2019-11-06 | 2020-11-06 | SolarEdge Technologies | SE6000H-USRGM | Inverters | 6000 |  | 1 |  |  | 0.96 |  | Outdoor | Next To Meter
Solar Registration Program | NJSRRE1542911454 | Hackettstown | 7840 | 2 | 6.6 | Residential | No | Behind the Meter | Amergy Solar Inc | JCP&L | Accepted | 2019-11-05 | 2019-11-11 | 2020-11-11 | Sanyo Panasonic | VBHN-330SA17 | Solar Panels |  | 0.33 | 5 | 157 | 41 |  | Fixed | Roof
Solar Registration Program | NJSRRE1542911454 | Hackettstown | 7840 | 2 | 6.6 | Residential | No | Behind the Meter | Amergy Solar Inc | JCP&L | Accepted | 2019-11-05 | 2019-11-11 | 2020-11-11 | Sanyo Panasonic | VBHN-330SA17 | Solar Panels |  | 0.33 | 15 | 247 | 33 |  | Fixed | Roof
Solar Registration Program | NJSRRE1542911454 | Hackettstown | 7840 | 2 | 6.6 | Residential | No | Behind the Meter | Amergy Solar Inc | JCP&L | Accepted | 2019-11-05 | 2019-11-11 | 2020-11-11 | Enphase Engage | Enphase IQ7X-96-2-US | Inverters | 6.3 |  | 20 |  |  | 0.97 |  | Outside | wall
Solar Registration Program | NJSRRE1542956656 | Browns Mills | 8015 | 13 | 6.6 | Residential | No | Behind the Meter | Impact Solar LLC | JCP&L | Accepted | 2019-11-05 | 2019-11-07 | 2020-11-07 | canadian | CSH1-330 | Solar Panels |  | 0.33 | 20 | 196 | 23 |  | Fixed | Roof
Solar Registration Program | NJSRRE1542956656 | Browns Mills | 8015 | 13 | 6.6 | Residential | No | Behind the Meter | Impact Solar LLC | JCP&L | Accepted | 2019-11-05 | 2019-11-07 | 2020-11-07 | solaredge | SE6000H-US | Inverters | 6000 |  | 1 |  |  | 0.96 |  | Indoor | garage
Solar Registration Program | NJSRRE1542956656 | Browns Mills | 8015 | 13 | 6.6 | Residential | No | Behind the Meter | Impact Solar LLC | JCP&L | Accepted | 2019-11-05 | 2019-11-07 | 2020-11-07 | solaredge | solaredge direct | Meters |  |  | 1 |  |  |  | Yes | Indoor
Solar Registration Program | NJSRRE1543016100 | Brick Township | 8723 | 18 | 6.6 | Residential | No | Behind the Meter | Sunrun Installation Services, Inc. | JCP&L | Accepted | 2019-11-05 | 2019-11-07 | 2020-11-07 | LG Electronics | LG330N1C-A5 | Solar Panels |  | 0.33 | 20 | 242 | 27 |  | Fixed | Roof
Solar Registration Program | NJSRRE1543016100 | Brick Township | 8723 | 18 | 6.6 | Residential | No | Behind the Meter | Sunrun Installation Services, Inc. | JCP&L | Accepted | 2019-11-05 | 2019-11-07 | 2020-11-07 | Delta Electronics | M6-TL-US | Inverters | 5760 |  | 1 |  |  | 0.96 |  | Outdoor | Next To Meter
Solar Registration Program | NJSRRE1543057991 | Little Falls | 7424 | 6 | 6.6 | Residential | No | Behind the Meter | Sunrun Installation Services, Inc. | PSE&G | Accepted | 2019-11-08 | 2019-11-12 | 2020-11-12 | LG Electronics | LG330N1C-A5 | Solar Panels |  | 0.33 | 20 | 198 | 27 |  | Fixed | Roof
Solar Registration Program | NJSRRE1543057991 | Little Falls | 7424 | 6 | 6.6 | Residential | No | Behind the Meter | Sunrun Installation Services, Inc. | PSE&G | Accepted | 2019-11-08 | 2019-11-12 | 2020-11-12 | Delta Electronics | M6-TL-US | Inverters | 5760 |  | 1 |  |  | 0.96 |  | Outdoor | Next To Meter
Solar Registration Program | NJSRRE1543651861 | Bergenfield | 7621 | 7 | 6.6 | Residential | No | Behind the Meter | Ecological Systems by Water Wizard, LLC | PSE&G | Accepted | 2019-12-23 | 2019-12-27 | 2020-12-27 | Blue Sun PV | BSM300-60 | Solar Panels |  | 0.3 | 22 | 275 | 30 |  | Fixed | Roof
Solar Registration Program | NJSRRE1543651861 | Bergenfield | 7621 | 7 | 6.6 | Residential | No | Behind the Meter | Ecological Systems by Water Wizard, LLC | PSE&G | Accepted | 2019-12-23 | 2019-12-27 | 2020-12-27 | SMA | SB 6.0 | Inverters | 6000 |  | 1 |  |  | 0.97 |  | Indoor | inside garage
Solar Registration Program | NJSRRE1540232290 | Jersey City | 7307 | 8 | 6.62 | Residential | Yes | Behind the Meter | Pro Custom Solar dba Momentum Solar | PSE&G | Accepted | 2019-01-10 | 2019-01-14 | 2020-01-14 | HANWHA | Q.PEAK DUO BLK-G5 315 | Solar Panels |  | 0.315 | 21 | 27 | 5 |  | Fixed | Roof
Solar Registration Program | NJSRRE1540232290 | Jersey City | 7307 | 8 | 6.62 | Residential | Yes | Behind the Meter | Pro Custom Solar dba Momentum Solar | PSE&G | Accepted | 2019-01-10 | 2019-01-14 | 2020-01-14 | ENPHASE | IQ7-60-2-US | Inverters | 250 |  | 21 |  |  | 0.97 |  | Outdoor | ROOF
Solar Registration Program | NJSRRE1540257241 | Keansburg | 7734 | 17 | 6.62 | Residential | Yes | Behind the Meter | Vivint Solar Developer, LLC | JCP&L | Accepted | 2019-01-21 | 2019-01-22 | 2020-01-22 | Hanwha Solar | Q.PEAK DUO BLK-G5 315 | Solar Panels |  | 0.315 | 11 | 345 | 37 |  | Fixed | Roof
Solar Registration Program | NJSRRE1540257241 | Keansburg | 7734 | 17 | 6.62 | Residential | Yes | Behind the Meter | Vivint Solar Developer, LLC | JCP&L | Accepted | 2019-01-21 | 2019-01-22 | 2020-01-22 | Hanwha Solar | Q.PEAK DUO BLK-G5 315 | Solar Panels |  | 0.315 | 10 | 165 | 37 |  | Fixed | Roof
Solar Registration Program | NJSRRE1540257241 | Keansburg | 7734 | 17 | 6.62 | Residential | Yes | Behind the Meter | Vivint Solar Developer, LLC | JCP&L | Accepted | 2019-01-21 | 2019-01-22 | 2020-01-22 | Solar Edge | SE7600H-US | Inverters | 7600 |  | 1 |  |  | 0.992 |  | Outdoor | Near the Utility Meter
Solar Registration Program | NJSRRE1540257375 | PORT MONMOUTH | 7758 | 17 | 6.62 | Residential | Yes | Behind the Meter | Vivint Solar Developer, LLC | JCP&L | Accepted | 2019-01-21 | 2019-01-22 | 2020-01-22 | Hanwha Solar | Q.PEAK DUO BLK-G5 315 | Solar Panels |  | 0.315 | 15 | 129 | 30 |  | Fixed | Roof
Solar Registration Program | NJSRRE1540257375 | PORT MONMOUTH | 7758 | 17 | 6.62 | Residential | Yes | Behind the Meter | Vivint Solar Developer, LLC | JCP&L | Accepted | 2019-01-21 | 2019-01-22 | 2020-01-22 | Hanwha Solar | Q.PEAK DUO BLK-G5 315 | Solar Panels |  | 0.315 | 6 | 219 | 30 |  | Fixed | Roof
Solar Registration Program | NJSRRE1540257375 | PORT MONMOUTH | 7758 | 17 | 6.62 | Residential | Yes | Behind the Meter | Vivint Solar Developer, LLC | JCP&L | Accepted | 2019-01-21 | 2019-01-22 | 2020-01-22 | Solar Edge | SE7600H-US | Inverters | 7600 |  | 1 |  |  | 0.992 |  | Outdoor | Near the Utility Meter
Solar Registration Program | NJSRRE1540257517 | Keansburg | 7734 | 17 | 6.62 | Residential | Yes | Behind the Meter | Vivint Solar Developer, LLC | JCP&L | Accepted | 2019-01-21 | 2019-01-22 | 2020-01-22 | Hanwha Solar | Q.PEAK DUO BLK-G5 315 | Solar Panels |  | 0.315 | 21 | 94 | 32 |  | Fixed | Roof
Solar Registration Program | NJSRRE1540257517 | Keansburg | 7734 | 17 | 6.62 | Residential | Yes | Behind the Meter | Vivint Solar Developer, LLC | JCP&L | Accepted | 2019-01-21 | 2019-01-22 | 2020-01-22 | Solar Edge | SE7600H-US | Inverters | 7600 |  | 1 |  |  | 0.992 |  | Outdoor | Near the Utility Meter
Solar Registration Program | NJSRRE1540262814 | Wildwood Crest | 8260 | 21 | 6.62 | Residential | Yes | Behind the Meter | Suntuity Solar LLC | AC Electric | Extension Requested | 2019-01-21 | 2019-01-23 | 2020-01-23 | Hanwha Solar | Q-Cells 315 Mono | Solar Panels |  | 0.315 | 2 | 136 | 35 |  | Fixed | Roof
Solar Registration Program | NJSRRE1540262814 | Wildwood Crest | 8260 | 21 | 6.62 | Residential | Yes | Behind the Meter | Suntuity Solar LLC | AC Electric | Extension Requested | 2019-01-21 | 2019-01-23 | 2020-01-23 | Hanwha Solar | Q-Cells 315 Mono | Solar Panels |  | 0.315 | 19 | 226 | 39 |  | Fixed | Roof
Solar Registration Program | NJSRRE1540262814 | Wildwood Crest | 8260 | 21 | 6.62 | Residential | Yes | Behind the Meter | Suntuity Solar LLC | AC Electric | Extension Requested | 2019-01-21 | 2019-01-23 | 2020-01-23 | SolarEdge | SE6000H-US | Inverters | 6000 |  | 1 |  |  | 0.99 |  | Outdoor | Besides the meter
Solar Registration Program | NJSRRE1540292859 | Clifton | 7011 | 6 | 6.62 | Residential | Yes | Behind the Meter | Vivint Solar Developer, LLC | PSE&G | Accepted | 2019-01-29 | 2019-01-30 | 2020-01-30 | Hanwha Solar | Q.Peak BLK-G5 315 | Solar Panels |  | 0.315 | 8 | 167 | 2 |  | Fixed | Roof
Solar Registration Program | NJSRRE1540292859 | Clifton | 7011 | 6 | 6.62 | Residential | Yes | Behind the Meter | Vivint Solar Developer, LLC | PSE&G | Accepted | 2019-01-29 | 2019-01-30 | 2020-01-30 | Hanwha Solar | Q.Peak BLK-G5 315 | Solar Panels |  | 0.315 | 8 | 257 | 47 |  | Fixed | Roof
Solar Registration Program | NJSRRE1540292859 | Clifton | 7011 | 6 | 6.62 | Residential | Yes | Behind the Meter | Vivint Solar Developer, LLC | PSE&G | Accepted | 2019-01-29 | 2019-01-30 | 2020-01-30 | Hanwha Solar | Q.Peak BLK-G5 315 | Solar Panels |  | 0.315 | 5 | 77 | 47 |  | Fixed | Roof
Solar Registration Program | NJSRRE1540292859 | Clifton | 7011 | 6 | 6.62 | Residential | Yes | Behind the Meter | Vivint Solar Developer, LLC | PSE&G | Accepted | 2019-01-29 | 2019-01-30 | 2020-01-30 | Solar Edge | SE7600H-US | Inverters | 7600 |  | 1 |  |  | 0.992 |  | Outdoor | Near the Utility Meter.
Solar Registration Program | NJSRRE1540353720 | Fairfield | 7004 | 9 | 6.62 | Residential | Yes | Behind the Meter | Vivint Solar Developer, LLC | PSE&G | Accepted | 2019-02-11 | 2019-02-14 | 2020-02-14 | Hanwha Solar | Q.PEAK DUO BLK-G5 315 | Solar Panels |  | 0.315 | 17 | 216 | 22 |  | Fixed | Roof
Solar Registration Program | NJSRRE1540353720 | Fairfield | 7004 | 9 | 6.62 | Residential | Yes | Behind the Meter | Vivint Solar Developer, LLC | PSE&G | Accepted | 2019-02-11 | 2019-02-14 | 2020-02-14 | Hanwha Solar | Q.PEAK DUO BLK-G5 315 | Solar Panels |  | 0.315 | 4 | 126 | 22 |  | Fixed | Roof
Solar Registration Program | NJSRRE1540353720 | Fairfield | 7004 | 9 | 6.62 | Residential | Yes | Behind the Meter | Vivint Solar Developer, LLC | PSE&G | Accepted | 2019-02-11 | 2019-02-14 | 2020-02-14 | Solar Edge | SE7600H-US | Inverters | 7600 |  | 1 |  |  | 0.992 |  | Outdoor | Near the Utility Meter
Solar Registration Program | NJSRRE1540402505 | LEONARDO | 7737 | 17 | 6.62 | Residential | Yes | Behind the Meter | Vivint Solar Developer, LLC | JCP&L | Accepted | 2019-02-28 | 2019-03-01 | 2020-03-01 | Hanwha Solar | Q.PEAK BLK-G5 315 | Solar Panels |  | 0.315 | 21 | 275 | 27 |  | Fixed | Roof
Solar Registration Program | NJSRRE1540402505 | LEONARDO | 7737 | 17 | 6.62 | Residential | Yes | Behind the Meter | Vivint Solar Developer, LLC | JCP&L | Accepted | 2019-02-28 | 2019-03-01 | 2020-03-01 | Solar Edge | SE7600H-US | Inverters | 7600 |  | 1 |  |  | 0.992 |  | Outdoor | Near the Utility Meter
Solar Registration Program | NJSRRE1540412070 | Highland Park | 8904 | 11 | 6.62 | Residential | Yes | Behind the Meter | Suntuity Solar LLC | PSE&G | Accepted | 2019-03-01 | 2019-03-04 | 2020-03-04 | Hanwha Solar | Q-Cells 315 Mono | Solar Panels |  | 0.315 | 10 | 163 | 40 |  | Fixed | Roof
Solar Registration Program | NJSRRE1540412070 | Highland Park | 8904 | 11 | 6.62 | Residential | Yes | Behind the Meter | Suntuity Solar LLC | PSE&G | Accepted | 2019-03-01 | 2019-03-04 | 2020-03-04 | Hanwha Solar | Q-Cells 315 Mono | Solar Panels |  | 0.315 | 4 | 253 | 16 |  | Fixed | Roof
Solar Registration Program | NJSRRE1540412070 | Highland Park | 8904 | 11 | 6.62 | Residential | Yes | Behind the Meter | Suntuity Solar LLC | PSE&G | Accepted | 2019-03-01 | 2019-03-04 | 2020-03-04 | Hanwha Solar | Q-Cells 315 Mono | Solar Panels |  | 0.315 | 3 | 253 | 27 |  | Fixed | Roof
Solar Registration Program | NJSRRE1540412070 | Highland Park | 8904 | 11 | 6.62 | Residential | Yes | Behind the Meter | Suntuity Solar LLC | PSE&G | Accepted | 2019-03-01 | 2019-03-04 | 2020-03-04 | Hanwha Solar | Q-Cells 315 Mono | Solar Panels |  | 0.315 | 4 | 73 | 18 |  | Fixed | Roof
Solar Registration Program | NJSRRE1540412070 | Highland Park | 8904 | 11 | 6.62 | Residential | Yes | Behind the Meter | Suntuity Solar LLC | PSE&G | Accepted | 2019-03-01 | 2019-03-04 | 2020-03-04 | SolarEdge | SE6000H-US | Inverters | 6000 |  | 1 |  |  | 0.99 |  | Outdoor | Besides the meter
Solar Registration Program | NJSRRE1540720893 | Newark | 7112 | 9 | 6.62 | Residential | Yes | Behind the Meter | Suntuity Solar LLC | PSE&G | Accepted | 2019-03-26 | 2019-03-26 | 2020-03-26 | Hanwha Solar | Q-Cells 315 Mono | Solar Panels |  | 0.315 | 21 | 37 | 3 |  | Fixed | Roof
Solar Registration Program | NJSRRE1540720893 | Newark | 7112 | 9 | 6.62 | Residential | Yes | Behind the Meter | Suntuity Solar LLC | PSE&G | Accepted | 2019-03-26 | 2019-03-26 | 2020-03-26 | SolarEdge | SE6000H-US | Inverters | 6000 |  | 1 |  |  | 0.99 |  | Outdoor | Besides the meter
Solar Registration Program | NJSRRE1540760844 | Kendall Park | 8824 | 11 | 6.62 | Residential | Yes | Behind the Meter | Vivint Solar Developer, LLC | PSE&G | Accepted | 2019-04-02 | 2019-04-03 | 2020-04-03 | Hanwha Solar | Q.Peak BLK-G5 315 | Solar Panels |  | 0.315 | 18 | 158 | 19 |  | Fixed | Roof
Solar Registration Program | NJSRRE1540760844 | Kendall Park | 8824 | 11 | 6.62 | Residential | Yes | Behind the Meter | Vivint Solar Developer, LLC | PSE&G | Accepted | 2019-04-02 | 2019-04-03 | 2020-04-03 | Hanwha Solar | Q.Peak BLK-G5 315 | Solar Panels |  | 0.315 | 3 | 158 | 19 |  | Fixed | Roof
Solar Registration Program | NJSRRE1540760844 | Kendall Park | 8824 | 11 | 6.62 | Residential | Yes | Behind the Meter | Vivint Solar Developer, LLC | PSE&G | Accepted | 2019-04-02 | 2019-04-03 | 2020-04-03 | Solar Edge | SE7600H-US | Inverters | 7600 |  | 1 |  |  | 0.992 |  | Outdoor | Near the Utility Meter.
Solar Registration Program | NJSRRE1540814601 | Sicklerville | 8081 | 14 | 6.62 | Residential | Yes | Behind the Meter | Trinity Solar | AC Electric | Accepted | 2019-04-03 | 2019-04-03 | 2020-04-03 | HANWHA | Q.PEAK DUO BLK-G5 315 | Solar Panels |  | 0.315 | 21 | 311 | 20 |  | Fixed | Roof
Solar Registration Program | NJSRRE1540814601 | Sicklerville | 8081 | 14 | 6.62 | Residential | Yes | Behind the Meter | Trinity Solar | AC Electric | Accepted | 2019-04-03 | 2019-04-03 | 2020-04-03 | SOLAR EDGE | SE5000H-US | Inverters | 5000 |  | 1 |  |  | 0.97 |  | Outside | SIDE OF HOME
Solar Registration Program | NJSRRE1540820487 | Jackson | 8527 | 18 | 6.62 | Residential | Yes | Behind the Meter | Vivint Solar Developer, LLC | JCP&L | Accepted | 2019-04-04 | 2019-05-01 | 2020-05-01 | Hanwha Solar | Q.PEAK DUO BLK-G5 315 | Solar Panels |  | 0.315 | 12 | 27 | 32 |  | Fixed | Roof
Solar Registration Program | NJSRRE1540820487 | Jackson | 8527 | 18 | 6.62 | Residential | Yes | Behind the Meter | Vivint Solar Developer, LLC | JCP&L | Accepted | 2019-04-04 | 2019-05-01 | 2020-05-01 | Hanwha Solar | Q.PEAK DUO BLK-G5 315 | Solar Panels |  | 0.315 | 7 | 27 | 32 |  | Fixed | Roof
Solar Registration Program | NJSRRE1540820487 | Jackson | 8527 | 18 | 6.62 | Residential | Yes | Behind the Meter | Vivint Solar Developer, LLC | JCP&L | Accepted | 2019-04-04 | 2019-05-01 | 2020-05-01 | Hanwha Solar | Q.PEAK DUO BLK-G5 315 | Solar Panels |  | 0.315 | 2 | 207 | 32 |  | Fixed | Roof
Solar Registration Program | NJSRRE1540820487 | Jackson | 8527 | 18 | 6.62 | Residential | Yes | Behind the Meter | Vivint Solar Developer, LLC | JCP&L | Accepted | 2019-04-04 | 2019-05-01 | 2020-05-01 | Solar Edge | SE7600H-US | Inverters | 7600 |  | 1 |  |  | 0.992 |  | Outdoor | Near the Utility Meter
Solar Registration Program | NJSRRE1540846974 | Kearny | 7032 | 8 | 6.62 | Residential | Yes | Behind the Meter | Pro Custom Solar dba Momentum Solar | PSE&G | Accepted | 2019-04-11 | 2019-04-12 | 2020-04-12 | HANWHA | Q.PEAK DUO BLK-G5 315 | Solar Panels |  | 0.315 | 8 | 296 | 15 |  | Fixed | Roof
Solar Registration Program | NJSRRE1540846974 | Kearny | 7032 | 8 | 6.62 | Residential | Yes | Behind the Meter | Pro Custom Solar dba Momentum Solar | PSE&G | Accepted | 2019-04-11 | 2019-04-12 | 2020-04-12 | HANWHA | Q.PEAK DUO BLK-G5 315 | Solar Panels |  | 0.315 | 13 | 116 | 15 |  | Fixed | Roof
Solar Registration Program | NJSRRE1540846974 | Kearny | 7032 | 8 | 6.62 | Residential | Yes | Behind the Meter | Pro Custom Solar dba Momentum Solar | PSE&G | Accepted | 2019-04-11 | 2019-04-12 | 2020-04-12 | ENPHASE | IQ7-60-2-US | Inverters | 250 |  | 21 |  |  | 0.97 |  | Outdoor | Roof
Solar Registration Program | NJSRRE1540885539 | Hightstown | 8520 | 12 | 6.62 | Residential | Yes | Behind the Meter | Pro Custom Solar dba Momentum Solar | JCP&L | Accepted | 2019-04-24 | 2019-04-25 | 2020-04-25 | HANWHA | Q.PEAK DUO BLK-G5 315 | Solar Panels |  | 0.315 | 16 | 219 | 35 |  | Fixed | Roof
Solar Registration Program | NJSRRE1540885539 | Hightstown | 8520 | 12 | 6.62 | Residential | Yes | Behind the Meter | Pro Custom Solar dba Momentum Solar | JCP&L | Accepted | 2019-04-24 | 2019-04-25 | 2020-04-25 | HANWHA | Q.PEAK DUO BLK-G5 315 | Solar Panels |  | 0.315 | 5 | 129 | 40 |  | Fixed | Roof
Solar Registration Program | NJSRRE1540885539 | Hightstown | 8520 | 12 | 6.62 | Residential | Yes | Behind the Meter | Pro Custom Solar dba Momentum Solar | JCP&L | Accepted | 2019-04-24 | 2019-04-25 | 2020-04-25 | ENPHASE | IQ7-60-2-US | Inverters | 240 |  | 21 |  |  | 0.97 |  | Outdoor | ROOF
Solar Registration Program | NJSRRE1540960421 | MERCHANTVILLE | 8109 | 14 | 6.62 | Residential | Yes | Behind the Meter | Vivint Solar Developer, LLC | PSE&G | Accepted | 2019-05-06 | 2019-05-08 | 2020-05-08 | Hanwha Solar | Q.PEAK DUO BLK-G5 315 | Solar Panels |  | 0.315 | 21 | 212 | 41 |  | Fixed | Roof
Solar Registration Program | NJSRRE1540960421 | MERCHANTVILLE | 8109 | 14 | 6.62 | Residential | Yes | Behind the Meter | Vivint Solar Developer, LLC | PSE&G | Accepted | 2019-05-06 | 2019-05-08 | 2020-05-08 | Solar Edge | SE7600H-US | Inverters | 7600 |  | 1 |  |  | 0.992 |  | Outdoor | Near the Utility Meter
Solar Registration Program | NJSRRE1540983588 | Keansburg | 7734 | 17 | 6.62 | Residential | Yes | Behind the Meter | Vivint Solar Developer, LLC | JCP&L | Accepted | 2019-05-14 | 2019-05-16 | 2020-05-16 | Hanwha Solar | Q.Peak BLK-G5 315 | Solar Panels |  | 0.315 | 16 | 161 | 38 |  | Fixed | Roof
Solar Registration Program | NJSRRE1540983588 | Keansburg | 7734 | 17 | 6.62 | Residential | Yes | Behind the Meter | Vivint Solar Developer, LLC | JCP&L | Accepted | 2019-05-14 | 2019-05-16 | 2020-05-16 | Hanwha Solar | Q.Peak BLK-G5 315 | Solar Panels |  | 0.315 | 5 | 251 | 27 |  | Fixed | Roof
Solar Registration Program | NJSRRE1540983588 | Keansburg | 7734 | 17 | 6.62 | Residential | Yes | Behind the Meter | Vivint Solar Developer, LLC | JCP&L | Accepted | 2019-05-14 | 2019-05-16 | 2020-05-16 | Solar Edge | SE7600H-US | Inverters | 7600 |  | 1 |  |  | 0.992 |  | Outdoor | Near the Utility Meter.
Solar Registration Program | NJSRRE1540993631 | Somers Point | 8244 | 19 | 6.62 | Residential | Yes | Behind the Meter | Trinity Solar | AC Electric | Accepted | 2019-05-16 | 2019-05-20 | 2020-05-20 | Solar Edge | SE5000 | Inverters | 5000 |  | 1 |  |  | 0.97 |  | Outside | Side of home
Solar Registration Program | NJSRRE1540993631 | Somers Point | 8244 | 19 | 6.62 | Residential | Yes | Behind the Meter | Trinity Solar | AC Electric | Accepted | 2019-05-16 | 2019-05-20 | 2020-05-20 | Hanwha 315 | Q.PEAK DUO BLK-G5 315 | Solar Panels |  | 0.315 | 21 | 206 | 35 |  | Fixed | Roof
Solar Registration Program | NJSRRE1541031696 | HILLSDALE | 7642 | 7 | 6.62 | Residential | No | Behind the Meter | Infinity Solar Systems | PSE&G | Accepted | 2019-05-22 | 2019-05-28 | 2020-05-28 | LG | LG-315-N1K-A5 | Solar Panels |  | 0.315 | 21 | 183 | 33 |  | Fixed | Roof
Solar Registration Program | NJSRRE1541031696 | HILLSDALE | 7642 | 7 | 6.62 | Residential | No | Behind the Meter | Infinity Solar Systems | PSE&G | Accepted | 2019-05-22 | 2019-05-28 | 2020-05-28 | ENPHASE | IQ7PLUS-72-X-US | Inverters | 290 |  | 21 |  |  | 0.98 |  | Outside | MICROINVERTERS
Solar Registration Program | NJSRRE1541049749 | Browns Mills | 8015 | 13 | 6.62 | Residential | Yes | Behind the Meter | Vivint Solar Developer, LLC | JCP&L | Accepted | 2019-05-29 | 2019-05-31 | 2020-05-31 | HANWHA SOLAR | Q.PEAK BLK-G5 315 | Solar Panels |  | 0.315 | 21 | 286 | 18 |  | Fixed | Roof
Solar Registration Program | NJSRRE1541049749 | Browns Mills | 8015 | 13 | 6.62 | Residential | Yes | Behind the Meter | Vivint Solar Developer, LLC | JCP&L | Accepted | 2019-05-29 | 2019-05-31 | 2020-05-31 | SOLAR EDGE | SE7600H-US | Inverters | 7600 |  | 1 |  |  | 0.992 |  | Outdoor | Near the Utility meter
Solar Registration Program | NJSRRE1541064136 | Pennsauken Township | 8109 | 14 | 6.62 | Residential | Yes | Behind the Meter | Trinity Solar | PSE&G | Accepted | 2019-05-31 | 2019-06-05 | 2020-06-05 | HANWHA | Q.PEAK DUO BLK-G5 315 | Solar Panels |  | 0.315 | 12 | 238 | 30 |  | Fixed | Roof
Solar Registration Program | NJSRRE1541064136 | Pennsauken Township | 8109 | 14 | 6.62 | Residential | Yes | Behind the Meter | Trinity Solar | PSE&G | Accepted | 2019-05-31 | 2019-06-05 | 2020-06-05 | HANWHA | Q.PEAK DUO BLK-G5 315 | Solar Panels |  | 0.315 | 9 | 148 | 32 |  | Fixed | Roof
Solar Registration Program | NJSRRE1541064136 | Pennsauken Township | 8109 | 14 | 6.62 | Residential | Yes | Behind the Meter | Trinity Solar | PSE&G | Accepted | 2019-05-31 | 2019-06-05 | 2020-06-05 | Solar Edge | SE5000H-US000NNC2 | Inverters | 5000 |  | 1 |  |  | 0.97 |  | Outdoor | side of home
Solar Registration Program | NJSRRE1541067903 | HOWELL | 7731 | 17 | 6.62 | Residential | Yes | Behind the Meter | Vivint Solar Developer, LLC | JCP&L | Accepted | 2019-06-06 | 2019-06-06 | 2020-06-06 | Hanwha Solar | Q.PEAK BLK-G5 315 | Solar Panels |  | 0.315 | 21 | 265 | 18 |  | Fixed | Roof
Solar Registration Program | NJSRRE1541067903 | HOWELL | 7731 | 17 | 6.62 | Residential | Yes | Behind the Meter | Vivint Solar Developer, LLC | JCP&L | Accepted | 2019-06-06 | 2019-06-06 | 2020-06-06 | Solar Edge | SE7600H-US | Inverters | 7600 |  | 1 |  |  | 0.992 |  | Outdoor | Near the Utility Meter
Solar Registration Program | NJSRRE1541073639 | Piscataway | 8854 | 11 | 6.62 | Residential | No | Behind the Meter | Trinity Solar | PSE&G | Accepted | 2019-06-04 | 2019-06-06 | 2020-06-06 | Hanwha 315 | Q.PEAK DUO BLK-G5 315 | Solar Panels |  | 0.315 | 21 | 149 | 30 |  | Fixed | Roof
Solar Registration Program | NJSRRE1541073639 | Piscataway | 8854 | 11 | 6.62 | Residential | No | Behind the Meter | Trinity Solar | PSE&G | Accepted | 2019-06-04 | 2019-06-06 | 2020-06-06 | Solar Edge | SE5000H-US | Inverters | 5000 |  | 1 |  |  | 0.97 |  | Outside | Side of home
Solar Registration Program | NJSRRE1541073783 | Pompton Lakes | 7442 | 6 | 6.62 | Residential | Yes | Behind the Meter | Pro Custom Solar dba Momentum Solar | JCP&L | Accepted | 2019-06-04 | 2019-06-06 | 2020-06-06 | HANWHA | Q.PEAK DUO BLK-G5 315 | Solar Panels |  | 0.315 | 21 | 221 | 24 |  | Fixed | Roof
Solar Registration Program | NJSRRE1541073783 | Pompton Lakes | 7442 | 6 | 6.62 | Residential | Yes | Behind the Meter | Pro Custom Solar dba Momentum Solar | JCP&L | Accepted | 2019-06-04 | 2019-06-06 | 2020-06-06 | ENPHASE | IQ7-60-2-US | Inverters | 250 |  | 21 |  |  | 0.97 |  | Outdoor | ROOF
Solar Registration Program | NJSRRE1541119873 | Edison | 8817 | 11 | 6.62 | Residential | Yes | Behind the Meter | Pro Custom Solar dba Momentum Solar | PSE&G | Accepted | 2019-06-06 | 2019-06-11 | 2020-06-11 | HANWHA | Q.PEAK DUO BLK-G5 315 | Solar Panels |  | 0.315 | 15 | 68 | 7 |  | Fixed | Roof
Solar Registration Program | NJSRRE1541119873 | Edison | 8817 | 11 | 6.62 | Residential | Yes | Behind the Meter | Pro Custom Solar dba Momentum Solar | PSE&G | Accepted | 2019-06-06 | 2019-06-11 | 2020-06-11 | HANWHA | Q.PEAK DUO BLK-G5 315 | Solar Panels |  | 0.315 | 6 | 248 | 40 |  | Fixed | Roof
Solar Registration Program | NJSRRE1541119873 | Edison | 8817 | 11 | 6.62 | Residential | Yes | Behind the Meter | Pro Custom Solar dba Momentum Solar | PSE&G | Accepted | 2019-06-06 | 2019-06-11 | 2020-06-11 | ENPHASE | IQ7-60-2-US | Inverters | 240 |  | 21 |  |  | 0.97 |  | Outdoor | ROOF
Solar Registration Program | NJSRRE1541122475 | Kendall Park | 8824 | 11 | 6.62 | Residential | Yes | Behind the Meter | Vivint Solar Developer, LLC | PSE&G | Accepted | 2019-06-21 | 2019-06-21 | 2020-06-21 | Hanwha Solar | Q.PEAK BLK-G5 315 | Solar Panels |  | 0.315 | 21 | 87 | 18 |  | Fixed | Roof
Solar Registration Program | NJSRRE1541122475 | Kendall Park | 8824 | 11 | 6.62 | Residential | Yes | Behind the Meter | Vivint Solar Developer, LLC | PSE&G | Accepted | 2019-06-21 | 2019-06-21 | 2020-06-21 | SolarEdge | SE7600H-US | Inverters | 7600 |  | 1 |  |  | 0.992 |  | Other | Near The Utility Meter
Solar Registration Program | NJSRRE1541128480 | Beesley Point | 8223 | 21 | 6.62 | Residential | No | Behind the Meter | Trinity Solar | AC Electric | Accepted | 2019-06-10 | 2019-06-13 | 2020-06-13 | Hanwha | Q.PEAK DUO BLK-G5 315 | Solar Panels |  | 0.315 | 8 | 134 | 37 |  | Fixed | Roof
Solar Registration Program | NJSRRE1541128480 | Beesley Point | 8223 | 21 | 6.62 | Residential | No | Behind the Meter | Trinity Solar | AC Electric | Accepted | 2019-06-10 | 2019-06-13 | 2020-06-13 | Hanwha | Q.PEAK DUO BLK-G5 315 | Solar Panels |  | 0.315 | 7 | 312 | 5 |  | Fixed | Roof
Solar Registration Program | NJSRRE1541128480 | Beesley Point | 8223 | 21 | 6.62 | Residential | No | Behind the Meter | Trinity Solar | AC Electric | Accepted | 2019-06-10 | 2019-06-13 | 2020-06-13 | Hanwha | Q.PEAK DUO BLK-G5 315 | Solar Panels |  | 0.315 | 6 | 132 | 34 |  | Fixed | Roof
Solar Registration Program | NJSRRE1541128480 | Beesley Point | 8223 | 21 | 6.62 | Residential | No | Behind the Meter | Trinity Solar | AC Electric | Accepted | 2019-06-10 | 2019-06-13 | 2020-06-13 | Solar Edge | SE5000 | Inverters | 5000 |  | 1 |  |  | 0.97 |  | Other | side of home
Solar Registration Program | NJSRRE1541128481 | Hawthorne | 7506 | 6 | 6.62 | Residential | Yes | Behind the Meter | Tesla Energy Operations Inc | PSE&G | Accepted | 2019-06-10 | 2019-06-13 | 2020-06-13 | Hanwha Q CELLS | Q.PEAK DUO BLK-G5 315 | Solar Panels |  | 0.315 | 5 | 356 | 42 |  | Fixed | Roof
Solar Registration Program | NJSRRE1541128481 | Hawthorne | 7506 | 6 | 6.62 | Residential | Yes | Behind the Meter | Tesla Energy Operations Inc | PSE&G | Accepted | 2019-06-10 | 2019-06-13 | 2020-06-13 | Hanwha Q CELLS | Q.PEAK DUO BLK-G5 315 | Solar Panels |  | 0.315 | 3 | 85 | 42 |  | Fixed | Roof
Solar Registration Program | NJSRRE1541128481 | Hawthorne | 7506 | 6 | 6.62 | Residential | Yes | Behind the Meter | Tesla Energy Operations Inc | PSE&G | Accepted | 2019-06-10 | 2019-06-13 | 2020-06-13 | Hanwha Q CELLS | Q.PEAK DUO BLK-G5 315 | Solar Panels |  | 0.315 | 5 | 176 | 42 |  | Fixed | Roof
Solar Registration Program | NJSRRE1541128481 | Hawthorne | 7506 | 6 | 6.62 | Residential | Yes | Behind the Meter | Tesla Energy Operations Inc | PSE&G | Accepted | 2019-06-10 | 2019-06-13 | 2020-06-13 | Hanwha Q CELLS | Q.PEAK DUO BLK-G5 315 | Solar Panels |  | 0.315 | 8 | 265 | 42 |  | Fixed | Roof
Solar Registration Program | NJSRRE1541128481 | Hawthorne | 7506 | 6 | 6.62 | Residential | Yes | Behind the Meter | Tesla Energy Operations Inc | PSE&G | Accepted | 2019-06-10 | 2019-06-13 | 2020-06-13 | SolarEdge Technologies | SE7600H-US000SNC2 | Inverters | 7600 |  | 1 |  |  | 0.99 |  | Outdoor | outdoor
Solar Registration Program | NJSRRE1541250494 | Laurence Harbor | 8879 | 11 | 6.62 | Residential | Yes | Behind the Meter | Trinity Solar | JCP&L | Accepted | 2019-06-13 | 2019-06-17 | 2020-06-17 | HANWHA | Q.PEAK DUO BLK-G5 315 | Solar Panels |  | 0.315 | 10 | 304 | 27 |  | Fixed | Roof
Solar Registration Program | NJSRRE1541250494 | Laurence Harbor | 8879 | 11 | 6.62 | Residential | Yes | Behind the Meter | Trinity Solar | JCP&L | Accepted | 2019-06-13 | 2019-06-17 | 2020-06-17 | HANWHA | Q.PEAK DUO BLK-G5 315 | Solar Panels |  | 0.315 | 11 | 124 | 27 |  | Fixed | Roof
Solar Registration Program | NJSRRE1541250494 | Laurence Harbor | 8879 | 11 | 6.62 | Residential | Yes | Behind the Meter | Trinity Solar | JCP&L | Accepted | 2019-06-13 | 2019-06-17 | 2020-06-17 | Solar Edge | SE5000H-US | Inverters | 5000 |  | 1 |  |  | 0.97 |  | Outdoor | side of home
Solar Registration Program | NJSRRE1541419949 | Pompton Plains | 7444 | 3 | 6.62 | Residential | Yes | Behind the Meter | Vivint Solar Developer, LLC | JCP&L | Accepted | 2019-06-19 | 2019-06-21 | 2020-06-21 | HANWHA SOLAR | Q.PEAK BLK-G5 315 | Solar Panels |  | 0.315 | 8 | 76 | 30 |  | Fixed | Roof
Solar Registration Program | NJSRRE1541419949 | Pompton Plains | 7444 | 3 | 6.62 | Residential | Yes | Behind the Meter | Vivint Solar Developer, LLC | JCP&L | Accepted | 2019-06-19 | 2019-06-21 | 2020-06-21 | HANWHA SOLAR | Q.PEAK BLK-G5 315 | Solar Panels |  | 0.315 | 13 | 256 | 30 |  | Fixed | Roof
Solar Registration Program | NJSRRE1541419949 | Pompton Plains | 7444 | 3 | 6.62 | Residential | Yes | Behind the Meter | Vivint Solar Developer, LLC | JCP&L | Accepted | 2019-06-19 | 2019-06-21 | 2020-06-21 | SOLAREDGE | SE7600H-US | Inverters | 7600 |  | 1 |  |  | 0.992 |  | Outdoor | Near The Utility Meter
Solar Registration Program | NJSRRE1541440864 | PORT MONMOUTH | 7758 | 17 | 6.62 | Residential | Yes | Behind the Meter | Vivint Solar Developer, LLC | JCP&L | Accepted | 2019-06-24 | 2019-06-25 | 2020-06-25 | Hanwha Solar | Q.PEAK BLK-G5 315 | Solar Panels |  | 0.315 | 17 | 116 | 24 |  | Fixed | Roof
Solar Registration Program | NJSRRE1541440864 | PORT MONMOUTH | 7758 | 17 | 6.62 | Residential | Yes | Behind the Meter | Vivint Solar Developer, LLC | JCP&L | Accepted | 2019-06-24 | 2019-06-25 | 2020-06-25 | Hanwha Solar | Q.PEAK BLK-G5 315 | Solar Panels |  | 0.315 | 4 | 296 | 24 |  | Fixed | Roof
Solar Registration Program | NJSRRE1541440864 | PORT MONMOUTH | 7758 | 17 | 6.62 | Residential | Yes | Behind the Meter | Vivint Solar Developer, LLC | JCP&L | Accepted | 2019-06-24 | 2019-06-25 | 2020-06-25 | Solar Edge | SE7600H-US | Inverters | 7600 |  | 1 |  |  | 0.992 |  | Outdoor | Near the Utility Meter
Solar Registration Program | NJSRRE1541480626 | Kendall Park | 8824 | 11 | 6.62 | Residential | Yes | Behind the Meter | Vivint Solar Developer, LLC | PSE&G | Accepted | 2019-06-25 | 2019-06-27 | 2020-06-27 | HANWHA SOLAR | Q.PEAK BLK-G5 315 | Solar Panels |  | 0.315 | 21 | 265 | 19 |  | Fixed | Roof
Solar Registration Program | NJSRRE1541480626 | Kendall Park | 8824 | 11 | 6.62 | Residential | Yes | Behind the Meter | Vivint Solar Developer, LLC | PSE&G | Accepted | 2019-06-25 | 2019-06-27 | 2020-06-27 | SOLAREDGE | SE7600H-US | Inverters | 7600 |  | 1 |  |  | 0.992 |  | Outdoor | Near The Utility Meter
Solar Registration Program | NJSRRE1541505939 | Bergenfield | 7621 | 7 | 6.62 | Residential | Yes | Behind the Meter | Vivint Solar Developer, LLC | PSE&G | Accepted | 2019-07-01 | 2019-07-02 | 2020-07-02 | Hanwha Solar | Q.PEAK BLK-G5 315 | Solar Panels |  | 0.315 | 21 | 271 | 30 |  | Fixed | Roof
Solar Registration Program | NJSRRE1541505939 | Bergenfield | 7621 | 7 | 6.62 | Residential | Yes | Behind the Meter | Vivint Solar Developer, LLC | PSE&G | Accepted | 2019-07-01 | 2019-07-02 | 2020-07-02 | SoalrEdge | SE7600H-USc | Inverters | 7600 |  | 1 |  |  | 0.992 |  | Outdoor | Near the Utility Meter
Solar Registration Program | NJSRRE1541609149 | Bergenfield | 7621 | 7 | 6.62 | Residential | Yes | Behind the Meter | Vivint Solar Developer, LLC | PSE&G | Accepted | 2019-07-03 | 2019-07-09 | 2020-07-09 | HANWHA SOLAR | Q.PEAK BLK-G5 315 | Solar Panels |  | 0.315 | 11 | 95 | 24 |  | Fixed | Roof
Solar Registration Program | NJSRRE1541609149 | Bergenfield | 7621 | 7 | 6.62 | Residential | Yes | Behind the Meter | Vivint Solar Developer, LLC | PSE&G | Accepted | 2019-07-03 | 2019-07-09 | 2020-07-09 | HANWHA SOLAR | Q.PEAK BLK-G5 315 | Solar Panels |  | 0.315 | 10 | 275 | 24 |  | Fixed | Roof
Solar Registration Program | NJSRRE1541609149 | Bergenfield | 7621 | 7 | 6.62 | Residential | Yes | Behind the Meter | Vivint Solar Developer, LLC | PSE&G | Accepted | 2019-07-03 | 2019-07-09 | 2020-07-09 | SOLAREDGE | SE7600H-US | Inverters | 7600 |  | 1 |  |  | 0.992 |  | Outdoor | Near The Utility Meter
Solar Registration Program | NJSRRE1541673225 | Bergenfield | 7621 | 7 | 6.62 | Residential | Yes | Behind the Meter | Vivint Solar Developer, LLC | PSE&G | Accepted | 2019-07-22 | 2019-07-23 | 2020-07-23 | HANWHA SOLAR | Q.PEAK BLK-G5 315 | Solar Panels |  | 0.315 | 21 | 267 | 39 |  | Fixed | Roof
Solar Registration Program | NJSRRE1541673225 | Bergenfield | 7621 | 7 | 6.62 | Residential | Yes | Behind the Meter | Vivint Solar Developer, LLC | PSE&G | Accepted | 2019-07-22 | 2019-07-23 | 2020-07-23 | SOLAREDGE | SE7600H-U | Inverters | 7600 |  | 1 |  |  | 0.992 |  | Outdoor | Near The Utility Meter
Solar Registration Program | NJSRRE1541691870 | Pennsauken | 8110 | 14 | 6.62 | Residential | Yes | Behind the Meter | Vivint Solar Developer, LLC | PSE&G | Accepted | 2019-07-23 | 2019-07-24 | 2020-07-24 | Hanwha Solar | Q.PEAK BLK G5 315 | Solar Panels |  | 0.315 | 13 | 44 | 37 |  | Fixed | Roof
Solar Registration Program | NJSRRE1541691870 | Pennsauken | 8110 | 14 | 6.62 | Residential | Yes | Behind the Meter | Vivint Solar Developer, LLC | PSE&G | Accepted | 2019-07-23 | 2019-07-24 | 2020-07-24 | Hanwha Solar | Q.PEAK BLK G5 315 | Solar Panels |  | 0.315 | 8 | 224 | 37 |  | Fixed | Roof
Solar Registration Program | NJSRRE1541691870 | Pennsauken | 8110 | 14 | 6.62 | Residential | Yes | Behind the Meter | Vivint Solar Developer, LLC | PSE&G | Accepted | 2019-07-23 | 2019-07-24 | 2020-07-24 | SolarEdge | SE7600H-US | Inverters | 7600 |  | 1 |  |  | 0.992 |  | Outdoor | Near The Utility Meter
Solar Registration Program | NJSRRE1541698797 | Livingston | 7039 | 9 | 6.62 | Residential | No | Behind the Meter | Vivint Solar Developer, LLC | PSE&G | Accepted | 2019-08-22 | 2019-08-23 | 2020-08-23 | Hanwha Solar | Q.PEAK DUO BLK-G5 315 | Solar Panels |  | 0.315 | 8 | 179 | 21 |  | Fixed | Roof
Solar Registration Program | NJSRRE1541698797 | Livingston | 7039 | 9 | 6.62 | Residential | No | Behind the Meter | Vivint Solar Developer, LLC | PSE&G | Accepted | 2019-08-22 | 2019-08-23 | 2020-08-23 | Hanwha Solar | Q.PEAK DUO BLK-G5 315 | Solar Panels |  | 0.315 | 6 | 359 | 22 |  | Fixed | Roof
Solar Registration Program | NJSRRE1541698797 | Livingston | 7039 | 9 | 6.62 | Residential | No | Behind the Meter | Vivint Solar Developer, LLC | PSE&G | Accepted | 2019-08-22 | 2019-08-23 | 2020-08-23 | Hanwha Solar | Q.PEAK DUO BLK-G5 315 | Solar Panels |  | 0.315 | 7 | 89 | 35 |  | Fixed | Roof
Solar Registration Program | NJSRRE1541698797 | Livingston | 7039 | 9 | 6.62 | Residential | No | Behind the Meter | Vivint Solar Developer, LLC | PSE&G | Accepted | 2019-08-22 | 2019-08-23 | 2020-08-23 | Solar Edge | SE7600H-US | Inverters | 7600 |  | 1 |  |  | 0.992 |  | Other | Near the Utility Meter
Solar Registration Program | NJSRRE1541712768 | WENONAH | 8090 | 15 | 6.62 | Residential | Yes | Behind the Meter | Vivint Solar Developer, LLC | AC Electric | Accepted | 2019-08-01 | 2019-08-02 | 2020-08-02 | Hanwha Solar | Q. Peak BLK-G5 315 | Solar Panels |  | 0.315 | 9 | 245 | 27 |  | Fixed | Roof
Solar Registration Program | NJSRRE1541712768 | WENONAH | 8090 | 15 | 6.62 | Residential | Yes | Behind the Meter | Vivint Solar Developer, LLC | AC Electric | Accepted | 2019-08-01 | 2019-08-02 | 2020-08-02 | Hanwha Solar | Q. Peak BLK-G5 315 | Solar Panels |  | 0.315 | 12 | 245 | 25 |  | Fixed | Roof
Solar Registration Program | NJSRRE1541712768 | WENONAH | 8090 | 15 | 6.62 | Residential | Yes | Behind the Meter | Vivint Solar Developer, LLC | AC Electric | Accepted | 2019-08-01 | 2019-08-02 | 2020-08-02 | Enphase Energy | IQ6-60-2-US | Inverters | 230 |  | 21 |  |  | 0.97 |  | Other | Underneath each module
Solar Registration Program | NJSRRE1541731377 | South Plainfield | 7080 | 11 | 6.62 | Residential | Yes | Behind the Meter | Pro Custom Solar dba Momentum Solar | PSE&G | Accepted | 2019-08-02 | 2019-08-06 | 2020-08-06 | HANWHA | HANWHA Q. PEAK DUO BLK -G5 315 | Solar Panels |  | 0.315 | 21 | 212 | 24 |  | Fixed | Roof
Solar Registration Program | NJSRRE1541731377 | South Plainfield | 7080 | 11 | 6.62 | Residential | Yes | Behind the Meter | Pro Custom Solar dba Momentum Solar | PSE&G | Accepted | 2019-08-02 | 2019-08-06 | 2020-08-06 | ENPHASE | IQ7-60-2-US | Inverters | 250 |  | 21 |  |  | 0.97 |  | Outdoor | ROOF
Solar Registration Program | NJSRRE1541788041 | SOMERSET | 8873 | 5 | 6.62 | Residential | Yes | Behind the Meter | Pro Custom Solar dba Momentum Solar | PSE&G | Accepted | 2019-08-05 | 2019-08-08 | 2020-08-08 | HANWHA | Q.PEAK DUO BLK-G5 315 | Solar Panels |  | 0.315 | 4 | 244 | 35 |  | Fixed | Roof
Solar Registration Program | NJSRRE1541788041 | SOMERSET | 8873 | 5 | 6.62 | Residential | Yes | Behind the Meter | Pro Custom Solar dba Momentum Solar | PSE&G | Accepted | 2019-08-05 | 2019-08-08 | 2020-08-08 | HANWHA | Q.PEAK DUO BLK-G5 315 | Solar Panels |  | 0.315 | 9 | 244 | 16 |  | Fixed | Roof
Solar Registration Program | NJSRRE1541788041 | SOMERSET | 8873 | 5 | 6.62 | Residential | Yes | Behind the Meter | Pro Custom Solar dba Momentum Solar | PSE&G | Accepted | 2019-08-05 | 2019-08-08 | 2020-08-08 | HANWHA | Q.PEAK DUO BLK-G5 315 | Solar Panels |  | 0.315 | 8 | 64 | 15 |  | Fixed | Roof
Solar Registration Program | NJSRRE1541788041 | SOMERSET | 8873 | 5 | 6.62 | Residential | Yes | Behind the Meter | Pro Custom Solar dba Momentum Solar | PSE&G | Accepted | 2019-08-05 | 2019-08-08 | 2020-08-08 | Enphase Energy | IQ7-60-2-US | Inverters | 250 |  | 21 |  |  | 0.97 |  | Outdoor | Roof
Solar Registration Program | NJSRRE1541809447 | Jackson | 8527 | 18 | 6.62 | Residential | Yes | Behind the Meter | Pro Custom Solar dba Momentum Solar | JCP&L | Accepted | 2019-08-09 | 2019-08-23 | 2020-08-23 | HANWHA | Q.PEAK DUO BLK-G5 315 | Solar Panels |  | 0.315 | 21 | 113 | 15 |  | Fixed | Roof
Solar Registration Program | NJSRRE1541809447 | Jackson | 8527 | 18 | 6.62 | Residential | Yes | Behind the Meter | Pro Custom Solar dba Momentum Solar | JCP&L | Accepted | 2019-08-09 | 2019-08-23 | 2020-08-23 | Enphase Energy | IQ7-60-2-US | Inverters | 250 |  | 21 |  |  | 0.97 |  | Outdoor | Roof
Solar Registration Program | NJSRRE1541810033 | WESTAMPTON | 8060 | 13 | 6.62 | Residential | Yes | Behind the Meter | Vivint Solar Developer, LLC | PSE&G | Accepted | 2019-08-26 | 2019-08-26 | 2020-08-26 | Hanwhan Solar | Q.PEAK BLK-G5 315 | Solar Panels |  | 0.315 | 21 | 309 | 21 |  | Fixed | Roof
Solar Registration Program | NJSRRE1541810033 | WESTAMPTON | 8060 | 13 | 6.62 | Residential | Yes | Behind the Meter | Vivint Solar Developer, LLC | PSE&G | Accepted | 2019-08-26 | 2019-08-26 | 2020-08-26 | SolarEdge | SE7600H-US | Inverters | 7600 |  | 1 |  |  | 0.992 |  | Outdoor | Near The Utility Meter
Solar Registration Program | NJSRRE1541832912 | Morganville | 7751 | 17 | 6.62 | Residential | No | Behind the Meter | New Jersey Clean Energy Solutions | JCP&L | Accepted | 2019-08-14 | 2019-08-23 | 2020-08-23 | Hanwha | QPeak Duo Blk-G5 | Solar Panels |  | 0.315 | 21 | 260 | 18 |  | Fixed | Roof | House
Solar Registration Program | NJSRRE1541832912 | Morganville | 7751 | 17 | 6.62 | Residential | No | Behind the Meter | New Jersey Clean Energy Solutions | JCP&L | Accepted | 2019-08-14 | 2019-08-23 | 2020-08-23 | Solar Edge | SE5000H-US | Inverters | 5000 |  | 1 |  |  | 0.97 |  | Outside | near meter
Solar Registration Program | NJSRRE1541841318 | MANAHAWKIN | 8050 | 18 | 6.62 | Residential | Yes | Behind the Meter | Vivint Solar Developer, LLC | AC Electric | Accepted | 2019-08-20 | 2019-08-23 | 2020-08-23 | HANWHA SOLAR | Q.PEAK BLK-G5 315 | Solar Panels |  | 0.315 | 10 | 212 | 22 |  | Fixed | Roof
Solar Registration Program | NJSRRE1541841318 | MANAHAWKIN | 8050 | 18 | 6.62 | Residential | Yes | Behind the Meter | Vivint Solar Developer, LLC | AC Electric | Accepted | 2019-08-20 | 2019-08-23 | 2020-08-23 | HANWHA SOLAR | Q.PEAK BLK-G5 315 | Solar Panels |  | 0.315 | 11 | 32 | 22 |  | Fixed | Roof
Solar Registration Program | NJSRRE1541841318 | MANAHAWKIN | 8050 | 18 | 6.62 | Residential | Yes | Behind the Meter | Vivint Solar Developer, LLC | AC Electric | Accepted | 2019-08-20 | 2019-08-23 | 2020-08-23 | SOLAR EDGE | SE7600H-US | Inverters | 7600 |  | 1 |  |  | 0.992 |  | Outdoor | Near the Utility Meter
Solar Registration Program | NJSRRE1541861820 | Howell | 7731 | 17 | 6.62 | Residential | Yes | Behind the Meter | Vivint Solar Developer, LLC | JCP&L | Accepted | 2019-08-20 | 2019-08-23 | 2020-08-23 | Hanwha Solar | Q.PEAK BLK-G5 315 | Solar Panels |  | 0.315 | 21 | 195 | 18 |  | Fixed | Roof
Solar Registration Program | NJSRRE1541861820 | Howell | 7731 | 17 | 6.62 | Residential | Yes | Behind the Meter | Vivint Solar Developer, LLC | JCP&L | Accepted | 2019-08-20 | 2019-08-23 | 2020-08-23 | SolarEdge Technologies | SE7600H-US000BNC4 | Inverters | 7600 |  | 1 |  |  | 0.992 |  | Outdoor | Near the Utility Meter
Solar Registration Program | NJSRRE1541881091 | Merchantville | 8109 | 14 | 6.62 | Residential | Yes | Behind the Meter | Vivint Solar Developer, LLC | PSE&G | Accepted | 2019-08-29 | 2019-08-30 | 2020-08-30 | Hanwha Solar | Q.PEAK BLK-G5 315w | Solar Panels |  | 0.315 | 15 | 237 | 17 |  | Fixed | Roof
Solar Registration Program | NJSRRE1541881091 | Merchantville | 8109 | 14 | 6.62 | Residential | Yes | Behind the Meter | Vivint Solar Developer, LLC | PSE&G | Accepted | 2019-08-29 | 2019-08-30 | 2020-08-30 | Hanwha Solar | Q.PEAK BLK-G5 315w | Solar Panels |  | 0.315 | 6 | 57 | 18 |  | Fixed | Roof
Solar Registration Program | NJSRRE1541881091 | Merchantville | 8109 | 14 | 6.62 | Residential | Yes | Behind the Meter | Vivint Solar Developer, LLC | PSE&G | Accepted | 2019-08-29 | 2019-08-30 | 2020-08-30 | SolarEdge | SE7600H-US | Inverters | 7600 |  | 1 |  |  | 0.992 |  | Outdoor | Near the Utility Meter
Solar Registration Program | NJSRRE1541883810 | Pennsauken | 8109 | 14 | 6.62 | Residential | Yes | Behind the Meter | Vivint Solar Developer, LLC | PSE&G | Accepted | 2019-08-29 | 2019-08-30 | 2020-08-30 | Hanwha Solar | Q.PEAK BLK-G5 315 | Solar Panels |  | 0.315 | 14 | 146 | 22 |  | Fixed | Roof
Solar Registration Program | NJSRRE1541883810 | Pennsauken | 8109 | 14 | 6.62 | Residential | Yes | Behind the Meter | Vivint Solar Developer, LLC | PSE&G | Accepted | 2019-08-29 | 2019-08-30 | 2020-08-30 | Hanwha Solar | Q.PEAK BLK-G5 315 | Solar Panels |  | 0.315 | 7 | 326 | 22 |  | Fixed | Roof
Solar Registration Program | NJSRRE1541883810 | Pennsauken | 8109 | 14 | 6.62 | Residential | Yes | Behind the Meter | Vivint Solar Developer, LLC | PSE&G | Accepted | 2019-08-29 | 2019-08-30 | 2020-08-30 | SolarEdge Technologies | SE7600H | Inverters | 7600 |  | 1 |  |  | 0.992 |  | Outdoor | Near the Utility Meter
Solar Registration Program | NJSRRE1541907823 | Forked River | 8731 | 18 | 6.62 | Residential | Yes | Behind the Meter | Trinity Solar | JCP&L | Accepted | 2019-08-29 | 2019-09-03 | 2020-09-03 | Hanwha | Q.PEAK DUO BLK-G5 315 | Solar Panels |  | 0.315 | 5 | 87 | 27 |  | Fixed | Roof
Solar Registration Program | NJSRRE1541907823 | Forked River | 8731 | 18 | 6.62 | Residential | Yes | Behind the Meter | Trinity Solar | JCP&L | Accepted | 2019-08-29 | 2019-09-03 | 2020-09-03 | Hanwha | Q.PEAK DUO BLK-G5 315 | Solar Panels |  | 0.315 | 16 | 177 | 18 |  | Fixed | Roof
Solar Registration Program | NJSRRE1541907823 | Forked River | 8731 | 18 | 6.62 | Residential | Yes | Behind the Meter | Trinity Solar | JCP&L | Accepted | 2019-08-29 | 2019-09-03 | 2020-09-03 | Solar Edge | SE5000 | Inverters | 5000 |  | 1 |  |  | 0.97 |  | Outside | side of home
Solar Registration Program | NJSRRE1541918397 | Somerset | 8873 | 5 | 6.62 | Residential | Yes | Behind the Meter | Trinity Solar | PSE&G | Accepted | 2019-08-29 | 2019-09-03 | 2020-09-03 | Hanwha | Q.PEAK DUO BLK-G5 315 | Solar Panels |  | 0.315 | 21 | 127 | 27 |  | Fixed | Roof
Solar Registration Program | NJSRRE1541918397 | Somerset | 8873 | 5 | 6.62 | Residential | Yes | Behind the Meter | Trinity Solar | PSE&G | Accepted | 2019-08-29 | 2019-09-03 | 2020-09-03 | Solar Edge | SE5000 | Inverters | 5000 |  | 1 |  |  | 0.97 |  | Outside | side of home
Solar Registration Program | NJSRRE1541988879 | Neptune City | 7753 | 17 | 6.62 | Residential | Yes | Behind the Meter | Suntuity Solar LLC | JCP&L | Accepted | 2019-08-31 | 2019-09-05 | 2020-09-05 | Yingli Green Energy | YL315D-30b | Solar Panels |  | 0.315 | 10 | 109 | 12 |  | Fixed | Roof
Solar Registration Program | NJSRRE1541988879 | Neptune City | 7753 | 17 | 6.62 | Residential | Yes | Behind the Meter | Suntuity Solar LLC | JCP&L | Accepted | 2019-08-31 | 2019-09-05 | 2020-09-05 | Yingli Green Energy | YL315D-30b | Solar Panels |  | 0.315 | 6 | 109 | 12 |  | Fixed | Roof
Solar Registration Program | NJSRRE1541988879 | Neptune City | 7753 | 17 | 6.62 | Residential | Yes | Behind the Meter | Suntuity Solar LLC | JCP&L | Accepted | 2019-08-31 | 2019-09-05 | 2020-09-05 | Yingli Green Energy | YL315D-30b | Solar Panels |  | 0.315 | 5 | 109 | 9 |  | Fixed | Roof
Solar Registration Program | NJSRRE1541988879 | Neptune City | 7753 | 17 | 6.62 | Residential | Yes | Behind the Meter | Suntuity Solar LLC | JCP&L | Accepted | 2019-08-31 | 2019-09-05 | 2020-09-05 | Enphase Energy | IQ7-60-2-US | Inverters | 240 |  | 21 |  |  | 0.97 |  | Outdoor | Behind the PV Modules
Solar Registration Program | NJSRRE1541996111 | Riverside | 8075 | 13 | 6.62 | Residential | Yes | Behind the Meter | Trinity Solar | PSE&G | Accepted | 2019-09-03 | 2019-09-05 | 2020-09-05 | Hanwha 315 | Q.PEAK DUO BLK-G5 315 | Solar Panels |  | 0.315 | 21 | 146 | 23 |  | Fixed | Roof
Solar Registration Program | NJSRRE1541996111 | Riverside | 8075 | 13 | 6.62 | Residential | Yes | Behind the Meter | Trinity Solar | PSE&G | Accepted | 2019-09-03 | 2019-09-05 | 2020-09-05 | Solar Edge | SE5000 | Inverters | 5000 |  | 1 |  |  | 0.97 |  | Outside | Side of home
Solar Registration Program | NJSRRE1542314716 | Long Branch | 7740 | 17 | 6.62 | Residential | Yes | Behind the Meter | Vivint Solar Developer, LLC | JCP&L | Accepted | 2019-09-06 | 2019-09-10 | 2020-09-10 | HANWHA SOLAR | Q.PEAK BLK-G5 315 | Solar Panels |  | 0.315 | 21 | 190 | 24 |  | Fixed | Roof
Solar Registration Program | NJSRRE1542314716 | Long Branch | 7740 | 17 | 6.62 | Residential | Yes | Behind the Meter | Vivint Solar Developer, LLC | JCP&L | Accepted | 2019-09-06 | 2019-09-10 | 2020-09-10 | Solar Edge | SE7600H-US000BNC4 | Inverters | 7600 |  | 1 |  |  | 0.992 |  | Outdoor | Near the Utility Meter
Solar Registration Program | NJSRRE1542370295 | Keyport | 7735 | 17 | 6.62 | Residential | Yes | Behind the Meter | Vivint Solar Developer, LLC | JCP&L | Accepted | 2019-09-09 | 2019-09-11 | 2020-09-11 | HANWHA SOLAR | Q.PEAK BLK-G5 315 | Solar Panels |  | 0.315 | 11 | 354 | 23 |  | Fixed | Roof
Solar Registration Program | NJSRRE1542370295 | Keyport | 7735 | 17 | 6.62 | Residential | Yes | Behind the Meter | Vivint Solar Developer, LLC | JCP&L | Accepted | 2019-09-09 | 2019-09-11 | 2020-09-11 | HANWHA SOLAR | Q.PEAK BLK-G5 315 | Solar Panels |  | 0.315 | 10 | 174 | 23 |  | Fixed | Roof
Solar Registration Program | NJSRRE1542370295 | Keyport | 7735 | 17 | 6.62 | Residential | Yes | Behind the Meter | Vivint Solar Developer, LLC | JCP&L | Accepted | 2019-09-09 | 2019-09-11 | 2020-09-11 | SOLAREDGE TECHNOLOGIES | SE7600H-US000BNC4 | Inverters | 7600 |  | 1 |  |  | 0.992 |  | Outdoor | Near The Utility Meter
Solar Registration Program | NJSRRE1542393209 | Cherry Hill | 8034 | 14 | 6.62 | Residential | No | Behind the Meter | Trinity Solar | PSE&G | Accepted | 2019-09-12 | 2019-09-16 | 2020-09-16 | HANWHA | Q.PEAK DUO BLK-G5 315 | Solar Panels |  | 0.315 | 21 | 130 | 25 |  | Fixed | Roof
Solar Registration Program | NJSRRE1542393209 | Cherry Hill | 8034 | 14 | 6.62 | Residential | No | Behind the Meter | Trinity Solar | PSE&G | Accepted | 2019-09-12 | 2019-09-16 | 2020-09-16 | SOLAR EDGE | SE5000H-US | Inverters | 5000 |  | 1 |  |  | 0.97 |  | Outdoor | SIDE
Solar Registration Program | NJSRRE1542397130 | Hillsdale Boro | 7642 | 7 | 6.62 | Residential | No | Behind the Meter | Solar Spectrum LLC | PSE&G | Final As-Built Received | 2019-09-13 | 2019-09-17 | 2020-09-17 | Q Cells | Q.PEAK-DUO-BLK-G5-315 | Solar Panels |  | 0.315 | 10 | 116 | 26 |  | Fixed | Roof
Solar Registration Program | NJSRRE1542397130 | Hillsdale Boro | 7642 | 7 | 6.62 | Residential | No | Behind the Meter | Solar Spectrum LLC | PSE&G | Final As-Built Received | 2019-09-13 | 2019-09-17 | 2020-09-17 | Q Cells | Q.PEAK-DUO-BLK-G5-315 | Solar Panels |  | 0.315 | 11 | 26 | 116 |  | Fixed | Roof
Solar Registration Program | NJSRRE1542397130 | Hillsdale Boro | 7642 | 7 | 6.62 | Residential | No | Behind the Meter | Solar Spectrum LLC | PSE&G | Final As-Built Received | 2019-09-13 | 2019-09-17 | 2020-09-17 | SolarEdge Technologies | SE6000H-US | Inverters | 25 |  | 1 |  |  | 0.99 |  | Outdoor | near meter
Solar Registration Program | NJSRRE1542407188 | TOMS RIVER | 8757 | 18 | 6.62 | Residential | No | Behind the Meter | Vivint Solar Developer, LLC | JCP&L | Accepted | 2019-09-14 | 2019-09-17 | 2020-09-17 | Hanwha | Q.PEAK BLK-G5 315 | Solar Panels |  | 0.315 | 5 | 167 | 30 |  | Fixed | Roof
Solar Registration Program | NJSRRE1542407188 | TOMS RIVER | 8757 | 18 | 6.62 | Residential | No | Behind the Meter | Vivint Solar Developer, LLC | JCP&L | Accepted | 2019-09-14 | 2019-09-17 | 2020-09-17 | Hanwha | Q.PEAK BLK-G5 315 | Solar Panels |  | 0.315 | 4 | 347 | 30 |  | Fixed | Roof
Solar Registration Program | NJSRRE1542407188 | TOMS RIVER | 8757 | 18 | 6.62 | Residential | No | Behind the Meter | Vivint Solar Developer, LLC | JCP&L | Accepted | 2019-09-14 | 2019-09-17 | 2020-09-17 | Hanwha | Q.PEAK BLK-G5 315 | Solar Panels |  | 0.315 | 2 | 77 | 37 |  | Fixed | Roof
Solar Registration Program | NJSRRE1542407188 | TOMS RIVER | 8757 | 18 | 6.62 | Residential | No | Behind the Meter | Vivint Solar Developer, LLC | JCP&L | Accepted | 2019-09-14 | 2019-09-17 | 2020-09-17 | Hanwha | Q.PEAK BLK-G5 315 | Solar Panels |  | 0.315 | 2 | 257 | 37 |  | Fixed | Roof
Solar Registration Program | NJSRRE1542407188 | TOMS RIVER | 8757 | 18 | 6.62 | Residential | No | Behind the Meter | Vivint Solar Developer, LLC | JCP&L | Accepted | 2019-09-14 | 2019-09-17 | 2020-09-17 | Hanwha | Q.PEAK BLK-G5 315 | Solar Panels |  | 0.315 | 8 | 347 | 30 |  | Fixed | Roof
Solar Registration Program | NJSRRE1542407188 | TOMS RIVER | 8757 | 18 | 6.62 | Residential | No | Behind the Meter | Vivint Solar Developer, LLC | JCP&L | Accepted | 2019-09-14 | 2019-09-17 | 2020-09-17 | Solar Edge | SE7600H-US | Inverters | 7600 |  | 1 |  |  | 0.992 |  | Outdoor | Near the Utility Meter
Solar Registration Program | NJSRRE1542412000 | Warren | 7059 | 5 | 6.62 | Residential | Yes | Behind the Meter | Vivint Solar Developer, LLC | PSE&G | Accepted | 2019-09-17 | 2019-09-19 | 2020-09-19 | HANWHA SOLAR | Q.PEAK BLK-G5 315 | Solar Panels |  | 0.315 | 14 | 84 | 31 |  | Fixed | Roof
Solar Registration Program | NJSRRE1542412000 | Warren | 7059 | 5 | 6.62 | Residential | Yes | Behind the Meter | Vivint Solar Developer, LLC | PSE&G | Accepted | 2019-09-17 | 2019-09-19 | 2020-09-19 | HANWHA SOLAR | Q.PEAK BLK-G5 315 | Solar Panels |  | 0.315 | 7 | 84 | 19 |  | Fixed | Roof
Solar Registration Program | NJSRRE1542412000 | Warren | 7059 | 5 | 6.62 | Residential | Yes | Behind the Meter | Vivint Solar Developer, LLC | PSE&G | Accepted | 2019-09-17 | 2019-09-19 | 2020-09-19 | Solar Edge | SE7600H-US | Inverters | 7600 |  | 1 |  |  | 0.992 |  | Outdoor | Near Utility Meter
Solar Registration Program | NJSRRE1542416804 | Paterson | 7504 | 6 | 6.62 | Residential | No | Behind the Meter | Trinity Solar | PSE&G | Accepted | 2019-09-18 | 2019-09-20 | 2020-09-20 | HANWHA | Q.PEAK DUO BLK-G5 315 | Solar Panels |  | 0.315 | 21 | 99 | 27 |  | Fixed | Roof
Solar Registration Program | NJSRRE1542416804 | Paterson | 7504 | 6 | 6.62 | Residential | No | Behind the Meter | Trinity Solar | PSE&G | Accepted | 2019-09-18 | 2019-09-20 | 2020-09-20 | Solar Edge | SE5000H-US | Inverters | 5000 |  | 1 |  |  | 0.97 |  | Outdoor | side of home
Solar Registration Program | NJSRRE1542420040 | BRIDGETON | 8302 | 20 | 6.62 | Residential | Yes | Behind the Meter | Vivint Solar Developer, LLC | AC Electric | Accepted | 2019-09-19 | 2019-09-23 | 2020-09-23 | Hanwha | Q.PEAK BLK-G5 315 | Solar Panels |  | 0.315 | 21 | 87 | 46 |  | Fixed | Roof
Solar Registration Program | NJSRRE1542420040 | BRIDGETON | 8302 | 20 | 6.62 | Residential | Yes | Behind the Meter | Vivint Solar Developer, LLC | AC Electric | Accepted | 2019-09-19 | 2019-09-23 | 2020-09-23 | SolarEdge | SE7600H-US | Inverters | 7600 |  | 1 |  |  | 0.992 |  | Outdoor | Near the Utility Meter
Solar Registration Program | NJSRRE1542424704 | Teaneck | 7666 | 7 | 6.62 | Residential | Yes | Behind the Meter | Trinity Solar | PSE&G | Accepted | 2019-09-20 | 2019-09-24 | 2020-09-24 | HANWHA | Q.PEAK DUO BLK-G5 315 | Solar Panels |  | 0.315 | 21 | 112 | 27 |  | Fixed | Roof
Solar Registration Program | NJSRRE1542424704 | Teaneck | 7666 | 7 | 6.62 | Residential | Yes | Behind the Meter | Trinity Solar | PSE&G | Accepted | 2019-09-20 | 2019-09-24 | 2020-09-24 | Solar Edge | SE5000H-US | Inverters | 5000 |  | 1 |  |  | 0.97 |  | Outdoor | side of home
Solar Registration Program | NJSRRE1542441821 | Chesterfield TWP | 8515 | 13 | 6.62 | Residential | No | Behind the Meter | Tesla Energy Operations Inc | PSE&G | Accepted | 2019-09-25 | 2019-09-27 | 2020-09-27 | Hanwha Q-Cells | # Q.Peak DUO BLK-G5/SC315 | Solar Panels |  | 0.315 | 21 | 271 | 35 |  | Fixed | Roof
Solar Registration Program | NJSRRE1542441821 | Chesterfield TWP | 8515 | 13 | 6.62 | Residential | No | Behind the Meter | Tesla Energy Operations Inc | PSE&G | Accepted | 2019-09-25 | 2019-09-27 | 2020-09-27 | SolarEdge | # SE7600H-US000SNC2 | Inverters | 7600 |  | 1 |  |  | 0.99 |  | Outdoor | Outdoor
Solar Registration Program | NJSRRE1542444498 | Mt Laurel | 8054 | 13 | 6.62 | Residential | Yes | Behind the Meter | Trinity Solar | PSE&G | Accepted | 2019-09-26 | 2019-09-30 | 2020-09-30 | Hanwha | Q.PEAK DUO BLK-G5 315 | Solar Panels |  | 0.315 | 21 | 173 | 18 |  | Fixed | Roof
Solar Registration Program | NJSRRE1542444498 | Mt Laurel | 8054 | 13 | 6.62 | Residential | Yes | Behind the Meter | Trinity Solar | PSE&G | Accepted | 2019-09-26 | 2019-09-30 | 2020-09-30 | Solar Edge | SE5000 | Inverters | 5000 |  | 1 |  |  | 0.97 |  | Outside | side of home
Solar Registration Program | NJSRRE1542447253 | Englewood | 7631 | 7 | 6.62 | Residential | No | Behind the Meter | Trinity Solar | PSE&G | Accepted | 2019-09-27 | 2019-10-01 | 2020-10-01 | HANWHA | Q.PEAK DUO BLK-G5 315 | Solar Panels |  | 0.315 | 8 | 84 | 27 |  | Fixed | Roof
Solar Registration Program | NJSRRE1542447253 | Englewood | 7631 | 7 | 6.62 | Residential | No | Behind the Meter | Trinity Solar | PSE&G | Accepted | 2019-09-27 | 2019-10-01 | 2020-10-01 | HANWHA | Q.PEAK DUO BLK-G5 315 | Solar Panels |  | 0.315 | 9 | 264 | 27 |  | Fixed | Roof
Solar Registration Program | NJSRRE1542447253 | Englewood | 7631 | 7 | 6.62 | Residential | No | Behind the Meter | Trinity Solar | PSE&G | Accepted | 2019-09-27 | 2019-10-01 | 2020-10-01 | HANWHA | Q.PEAK DUO BLK-G5 315 | Solar Panels |  | 0.315 | 2 | 84 | 27 |  | Fixed | Roof
Solar Registration Program | NJSRRE1542447253 | Englewood | 7631 | 7 | 6.62 | Residential | No | Behind the Meter | Trinity Solar | PSE&G | Accepted | 2019-09-27 | 2019-10-01 | 2020-10-01 | HANWHA | Q.PEAK DUO BLK-G5 315 | Solar Panels |  | 0.315 | 2 | 264 | 27 |  | Fixed | Roof
Solar Registration Program | NJSRRE1542447253 | Englewood | 7631 | 7 | 6.62 | Residential | No | Behind the Meter | Trinity Solar | PSE&G | Accepted | 2019-09-27 | 2019-10-01 | 2020-10-01 | Solar Edge | SE5000H-US000BNC4 | Inverters | 5000 |  | 1 |  |  | 0.97 |  | Outdoor | side of home
Solar Registration Program | NJSRRE1542448289 | Camden | 8104 | 14 | 6.62 | Residential | Yes | Behind the Meter | Castle Energy, LLC | PSE&G | Accepted | 2019-09-27 | 2019-10-01 | 2020-10-01 | Hanwha Q-Cells | Q.Peak DUO-BLK-G5 315 | Solar Panels |  | 0.315 | 21 | 181 | 3 |  | Fixed | Roof
Solar Registration Program | NJSRRE1542448289 | Camden | 8104 | 14 | 6.62 | Residential | Yes | Behind the Meter | Castle Energy, LLC | PSE&G | Accepted | 2019-09-27 | 2019-10-01 | 2020-10-01 | Enphase Energy | IQ7-60-2-US | Inverters | 240 |  | 21 |  |  | 0.967 |  | Outside | on the rooftop under each solar panel
Solar Registration Program | NJSRRE1542460978 | Pitman | 8071 | 15 | 6.62 | Residential | Yes | Behind the Meter | Trinity Solar | AC Electric | Accepted | 2019-09-30 | 2019-10-02 | 2020-10-02 | Hanwha | Q.PEAK DUO BLK-G5 315 | Solar Panels |  | 0.315 | 10 | 65 | 21 |  | Fixed | Roof
Solar Registration Program | NJSRRE1542460978 | Pitman | 8071 | 15 | 6.62 | Residential | Yes | Behind the Meter | Trinity Solar | AC Electric | Accepted | 2019-09-30 | 2019-10-02 | 2020-10-02 | Hanwha | Q.PEAK DUO BLK-G5 315 | Solar Panels |  | 0.315 | 8 | 245 | 21 |  | Fixed | Roof
Solar Registration Program | NJSRRE1542460978 | Pitman | 8071 | 15 | 6.62 | Residential | Yes | Behind the Meter | Trinity Solar | AC Electric | Accepted | 2019-09-30 | 2019-10-02 | 2020-10-02 | Hanwha | Q.PEAK DUO BLK-G5 315 | Solar Panels |  | 0.315 | 3 | 65 | 23 |  | Fixed | Roof
Solar Registration Program | NJSRRE1542460978 | Pitman | 8071 | 15 | 6.62 | Residential | Yes | Behind the Meter | Trinity Solar | AC Electric | Accepted | 2019-09-30 | 2019-10-02 | 2020-10-02 | Solar Edge | SE5000 | Inverters | 5000 |  | 1 |  |  | 0.97 |  | Outside | side of home
Solar Registration Program | NJSRRE1542501338 | Eatontown | 7724 | 17 | 6.62 | Residential | No | Behind the Meter | Trinity Solar | JCP&L | Accepted | 2019-10-03 | 2019-10-08 | 2020-10-08 | HANWHA | Q.PEAK DUO BLK-G5 315 | Solar Panels |  | 0.315 | 5 | 23 | 14 |  | Fixed | Roof
Solar Registration Program | NJSRRE1542501338 | Eatontown | 7724 | 17 | 6.62 | Residential | No | Behind the Meter | Trinity Solar | JCP&L | Accepted | 2019-10-03 | 2019-10-08 | 2020-10-08 | HANWHA | Q.PEAK DUO BLK-G5 315 | Solar Panels |  | 0.315 | 16 | 203 | 14 |  | Fixed | Roof
Solar Registration Program | NJSRRE1542501338 | Eatontown | 7724 | 17 | 6.62 | Residential | No | Behind the Meter | Trinity Solar | JCP&L | Accepted | 2019-10-03 | 2019-10-08 | 2020-10-08 | Solar Edge | SE5000H-US | Inverters | 5000 |  | 1 |  |  | 0.97 |  | Outdoor | side of home
Solar Registration Program | NJSRRE1542510348 | TEANECK | 7666 | 7 | 6.62 | Residential | Yes | Behind the Meter | Vivint Solar Developer, LLC | PSE&G | Accepted | 2019-10-05 | 2019-10-09 | 2020-10-09 | Hanwha solar | Q.PEAK BLK-G5 315w | Solar Panels |  | 0.315 | 7 | 167 | 25 |  | Fixed | Roof
Solar Registration Program | NJSRRE1542510348 | TEANECK | 7666 | 7 | 6.62 | Residential | Yes | Behind the Meter | Vivint Solar Developer, LLC | PSE&G | Accepted | 2019-10-05 | 2019-10-09 | 2020-10-09 | Hanwha solar | Q.PEAK BLK-G5 315w | Solar Panels |  | 0.315 | 4 | 167 | 33 |  | Fixed | Roof
Solar Registration Program | NJSRRE1542510348 | TEANECK | 7666 | 7 | 6.62 | Residential | Yes | Behind the Meter | Vivint Solar Developer, LLC | PSE&G | Accepted | 2019-10-05 | 2019-10-09 | 2020-10-09 | Hanwha solar | Q.PEAK BLK-G5 315w | Solar Panels |  | 0.315 | 4 | 257 | 33 |  | Fixed | Roof
Solar Registration Program | NJSRRE1542510348 | TEANECK | 7666 | 7 | 6.62 | Residential | Yes | Behind the Meter | Vivint Solar Developer, LLC | PSE&G | Accepted | 2019-10-05 | 2019-10-09 | 2020-10-09 | Hanwha solar | Q.PEAK BLK-G5 315w | Solar Panels |  | 0.315 | 6 | 167 | 25 |  | Fixed | Roof
Solar Registration Program | NJSRRE1542510348 | TEANECK | 7666 | 7 | 6.62 | Residential | Yes | Behind the Meter | Vivint Solar Developer, LLC | PSE&G | Accepted | 2019-10-05 | 2019-10-09 | 2020-10-09 | Solar Edge | SE7600H-US000BNC4 | Inverters | 7600 |  | 1 |  |  | 0.992 |  | Outdoor | Near the Utility Meter
Solar Registration Program | NJSRRE1542519009 | New Egypt | 8533 | 18 | 6.62 | Residential | Yes | Behind the Meter | Trinity Solar | JCP&L | Accepted | 2019-10-09 | 2019-10-11 | 2020-10-11 | Hanwha 315 | Q.PEAK DUO BLK-G5 315 | Solar Panels |  | 0.315 | 4 | 232 | 5 |  | Fixed | Roof
Solar Registration Program | NJSRRE1542519009 | New Egypt | 8533 | 18 | 6.62 | Residential | Yes | Behind the Meter | Trinity Solar | JCP&L | Accepted | 2019-10-09 | 2019-10-11 | 2020-10-11 | Hanwha 315 | Q.PEAK DUO BLK-G5 315 | Solar Panels |  | 0.315 | 9 | 142 | 7 |  | Fixed | Roof
Solar Registration Program | NJSRRE1542519009 | New Egypt | 8533 | 18 | 6.62 | Residential | Yes | Behind the Meter | Trinity Solar | JCP&L | Accepted | 2019-10-09 | 2019-10-11 | 2020-10-11 | Hanwha 315 | Q.PEAK DUO BLK-G5 315 | Solar Panels |  | 0.315 | 6 | 142 | 34 |  | Fixed | Roof
Solar Registration Program | NJSRRE1542519009 | New Egypt | 8533 | 18 | 6.62 | Residential | Yes | Behind the Meter | Trinity Solar | JCP&L | Accepted | 2019-10-09 | 2019-10-11 | 2020-10-11 | Hanwha 315 | Q.PEAK DUO BLK-G5 315 | Solar Panels |  | 0.315 | 2 | 142 | 5 |  | Fixed | Roof
Solar Registration Program | NJSRRE1542519009 | New Egypt | 8533 | 18 | 6.62 | Residential | Yes | Behind the Meter | Trinity Solar | JCP&L | Accepted | 2019-10-09 | 2019-10-11 | 2020-10-11 | Solar Edge | SE5000H-US | Inverters | 5000 |  | 1 |  |  | 0.97 |  | Outside | side of home
Solar Registration Program | NJSRRE1542519383 | Pilesgrove | 8098 | 16 | 6.62 | Residential | No | Behind the Meter | Pro Custom Solar dba Momentum Solar | AC Electric | Accepted | 2019-10-09 | 2019-10-11 | 2020-10-11 | Hanwha | Q.Peak DUO BLK-G5 315 | Solar Panels |  | 0.315 | 17 | 141 | 19 |  | Fixed | Roof
Solar Registration Program | NJSRRE1542519383 | Pilesgrove | 8098 | 16 | 6.62 | Residential | No | Behind the Meter | Pro Custom Solar dba Momentum Solar | AC Electric | Accepted | 2019-10-09 | 2019-10-11 | 2020-10-11 | Hanwha | Q.Peak DUO BLK-G5 315 | Solar Panels |  | 0.315 | 4 | 321 | 19 |  | Fixed | Roof
Solar Registration Program | NJSRRE1542519383 | Pilesgrove | 8098 | 16 | 6.62 | Residential | No | Behind the Meter | Pro Custom Solar dba Momentum Solar | AC Electric | Accepted | 2019-10-09 | 2019-10-11 | 2020-10-11 | Enphase Energy | IQ6-60-2-US | Inverters | 240 |  | 21 |  |  | 0.97 |  | Outdoor | Roof
Solar Registration Program | NJSRRE1542521523 | Pennsauken | 8110 | 14 | 6.62 | Residential | Yes | Behind the Meter | Trinity Solar | PSE&G | Accepted | 2019-10-09 | 2019-10-11 | 2020-10-11 | Hanwha 315 | Q.PEAK DUO BLK-G5 315 | Solar Panels |  | 0.315 | 9 | 239 | 23 |  | Fixed | Roof
Solar Registration Program | NJSRRE1542521523 | Pennsauken | 8110 | 14 | 6.62 | Residential | Yes | Behind the Meter | Trinity Solar | PSE&G | Accepted | 2019-10-09 | 2019-10-11 | 2020-10-11 | Hanwha 315 | Q.PEAK DUO BLK-G5 315 | Solar Panels |  | 0.315 | 12 | 239 | 23 |  | Fixed | Roof
Solar Registration Program | NJSRRE1542521523 | Pennsauken | 8110 | 14 | 6.62 | Residential | Yes | Behind the Meter | Trinity Solar | PSE&G | Accepted | 2019-10-09 | 2019-10-11 | 2020-10-11 | Solar Edge | SE5000H-US | Inverters | 5000 |  | 1 |  |  | 0.97 |  | Outside | Side of home
Solar Registration Program | NJSRRE1542521938 | Brick | 8724 | 18 | 6.62 | Residential | Yes | Behind the Meter | Vivint Solar Developer, LLC | JCP&L | Accepted | 2019-10-10 | 2019-10-11 | 2020-10-11 | Hanwha | Q.PEAK BLK-G5 315 | Solar Panels |  | 0.315 | 21 | 237 | 18 |  | Fixed | Roof
Solar Registration Program | NJSRRE1542521938 | Brick | 8724 | 18 | 6.62 | Residential | Yes | Behind the Meter | Vivint Solar Developer, LLC | JCP&L | Accepted | 2019-10-10 | 2019-10-11 | 2020-10-11 | Solar Edge | SE7600H-US | Inverters | 7600 |  | 1 |  |  | 0.992 |  | Outdoor | Near the Utility Meter
Solar Registration Program | NJSRRE1542524942 | Jersey City | 7302 | 8 | 6.62 | Residential | No | Behind the Meter | Tesla Energy Operations | PSE&G | Accepted | 2019-10-10 | 2019-10-14 | 2020-10-14 | Hanwha Q-Cells | Q.Peak DUO BLK-G5/SC315 | Solar Panels |  | 0.315 | 12 | OUTSIDE | 18 |  | Fixed | Roof | OUTSIDE
Solar Registration Program | NJSRRE1542524942 | Jersey City | 7302 | 8 | 6.62 | Residential | No | Behind the Meter | Tesla Energy Operations | PSE&G | Accepted | 2019-10-10 | 2019-10-14 | 2020-10-14 | Hanwha Q-Cells | Q.Peak DUO BLK-G5/SC315 | Solar Panels |  | 0.315 | 9 | 7 | 18 |  | Fixed | Roof | OUTSIDE
Solar Registration Program | NJSRRE1542524942 | Jersey City | 7302 | 8 | 6.62 | Residential | No | Behind the Meter | Tesla Energy Operations | PSE&G | Accepted | 2019-10-10 | 2019-10-14 | 2020-10-14 | SOLAREDGE # | SE7600H-US000SNC2 | Inverters | 7600 |  | 1 |  |  | 0.99 |  | Outside | Outside
Solar Registration Program | NJSRRE1542528453 | UNION BEACH | 7735 | 17 | 6.62 | Residential | Yes | Behind the Meter | Vivint Solar Developer, LLC | JCP&L | Accepted | 2019-10-11 | 2019-10-15 | 2020-10-15 | Hanwha Solar | Q.PEAK BLK-G5 315 | Solar Panels |  | 0.315 | 18 | 288 | 34 |  | Fixed | Roof
Solar Registration Program | NJSRRE1542528453 | UNION BEACH | 7735 | 17 | 6.62 | Residential | Yes | Behind the Meter | Vivint Solar Developer, LLC | JCP&L | Accepted | 2019-10-11 | 2019-10-15 | 2020-10-15 | Hanwha Solar | Q.PEAK BLK-G5 315 | Solar Panels |  | 0.315 | 3 | 108 | 34 |  | Fixed | Roof
Solar Registration Program | NJSRRE1542528453 | UNION BEACH | 7735 | 17 | 6.62 | Residential | Yes | Behind the Meter | Vivint Solar Developer, LLC | JCP&L | Accepted | 2019-10-11 | 2019-10-15 | 2020-10-15 | Solar Edge | SE3800H-US000BNC4 | Inverters | 3800 |  | 1 |  |  | 0.992 |  | Outdoor | Near the Utility meter
Solar Registration Program | NJSRRE1542538836 | Fair Lawn | 7410 | 7 | 6.62 | Residential | Yes | Behind the Meter | Suntuity Solar LLC | PSE&G | Accepted | 2019-10-12 | 2019-10-22 | 2020-10-22 | Yingli Green Energy | YL315D-30b | Solar Panels |  | 0.315 | 16 | 191 | 16 |  | Fixed | Roof
Solar Registration Program | NJSRRE1542538836 | Fair Lawn | 7410 | 7 | 6.62 | Residential | Yes | Behind the Meter | Suntuity Solar LLC | PSE&G | Accepted | 2019-10-12 | 2019-10-22 | 2020-10-22 | Yingli Green Energy | YL315D-30b | Solar Panels |  | 0.315 | 5 | 191 | 38 |  | Fixed | Roof
Solar Registration Program | NJSRRE1542538836 | Fair Lawn | 7410 | 7 | 6.62 | Residential | Yes | Behind the Meter | Suntuity Solar LLC | PSE&G | Accepted | 2019-10-12 | 2019-10-22 | 2020-10-22 | Enphase Energy | IQ7-60-2-US | Inverters | 240 |  | 21 |  |  | 0.97 |  | Outdoor | Behind the PV Modules
Solar Registration Program | NJSRRE1542544139 | Sicklerville | 8081 | 14 | 6.62 | Residential | Yes | Behind the Meter | Trinity Solar | AC Electric | Accepted | 2019-10-15 | 2019-10-17 | 2020-10-17 | Hanwha | Q.PEAK DUO BLK-G5 315 | Solar Panels |  | 0.315 | 21 | 211 | 32 |  | Fixed | Roof
Solar Registration Program | NJSRRE1542544139 | Sicklerville | 8081 | 14 | 6.62 | Residential | Yes | Behind the Meter | Trinity Solar | AC Electric | Accepted | 2019-10-15 | 2019-10-17 | 2020-10-17 | Solar Edge | SE5000 | Inverters | 5000 |  | 1 |  |  | 0.97 |  | Outside | side of home
Solar Registration Program | NJSRRE1542547408 | Egg Harbor Township | 8234 | 19 | 6.62 | Residential | Yes | Behind the Meter | Trinity Solar | AC Electric | Accepted | 2019-10-16 | 2019-10-18 | 2020-10-18 | Hanwha 315 | Q.PEAK DUO BLK-G5 315 | Solar Panels |  | 0.315 | 21 | 143 | 27 |  | Fixed | Roof
Solar Registration Program | NJSRRE1542547408 | Egg Harbor Township | 8234 | 19 | 6.62 | Residential | Yes | Behind the Meter | Trinity Solar | AC Electric | Accepted | 2019-10-16 | 2019-10-18 | 2020-10-18 | Hanwha 315 | SE6000H-US | Inverters | 6000 |  | 1 |  |  | 0.97 |  | Outside | side of home
Solar Registration Program | NJSRRE1542556837 | Clifton | 7013 | 6 | 6.62 | Residential | Yes | Behind the Meter | Trinity Solar | PSE&G | Accepted | 2019-10-18 | 2019-10-22 | 2020-10-22 | Hanwha 315 | Q.PEAK DUO BLK-G5 315 | Solar Panels |  | 0.315 | 21 | 201 | 40 |  | Fixed | Roof
Solar Registration Program | NJSRRE1542556837 | Clifton | 7013 | 6 | 6.62 | Residential | Yes | Behind the Meter | Trinity Solar | PSE&G | Accepted | 2019-10-18 | 2019-10-22 | 2020-10-22 | Solar Edge | SE5000H-US | Inverters | 5000 |  | 1 |  |  | 0.97 |  | Outdoor | side of home
Solar Registration Program | NJSRRE1542562142 | Mount Holly | 8060 | 13 | 6.62 | Residential | Yes | Behind the Meter | Trinity Solar | PSE&G | Accepted | 2019-10-21 | 2019-10-23 | 2020-10-23 | Hanwha | Q.PEAK DUO BLK-G5 315 | Solar Panels |  | 0.315 | 21 | 199 | 27 |  | Fixed | Roof
Solar Registration Program | NJSRRE1542562142 | Mount Holly | 8060 | 13 | 6.62 | Residential | Yes | Behind the Meter | Trinity Solar | PSE&G | Accepted | 2019-10-21 | 2019-10-23 | 2020-10-23 | Solar Edge | SE5000 | Inverters | 5000 |  | 1 |  |  | 0.97 |  | Outside | side of home
Solar Registration Program | NJSRRE1542578571 | Pleasantville | 8232 | 19 | 6.62 | Residential | Yes | Behind the Meter | Trinity Solar | AC Electric | Accepted | 2019-10-23 | 2019-10-25 | 2020-10-25 | Hanhwa | Q.PEAK DUO BLK-G5 315 | Solar Panels |  | 0.315 | 21 | 125 | 18 |  | Fixed | Roof
Solar Registration Program | NJSRRE1542578571 | Pleasantville | 8232 | 19 | 6.62 | Residential | Yes | Behind the Meter | Trinity Solar | AC Electric | Accepted | 2019-10-23 | 2019-10-25 | 2020-10-25 | Solar Edge | SE5000 | Inverters | 5000 |  | 1 |  |  | 0.97 |  | Outside | side of home
Solar Registration Program | NJSRRE1542581509 | Williamstown | 8094 | 15 | 6.62 | Residential | Yes | Behind the Meter | Trinity Solar | AC Electric | Accepted | 2019-10-24 | 2019-10-28 | 2020-10-28 | Hanwha 315 | Q.PEAK DUO BLK-G5 315 | Solar Panels |  | 0.315 | 21 | 211 | 34 |  | Fixed | Roof
Solar Registration Program | NJSRRE1542581509 | Williamstown | 8094 | 15 | 6.62 | Residential | Yes | Behind the Meter | Trinity Solar | AC Electric | Accepted | 2019-10-24 | 2019-10-28 | 2020-10-28 | Solar Edge | SE5000H-US | Inverters | 5000 |  | 1 |  |  | 0.97 |  | Outside | side of home
Solar Registration Program | NJSRRE1542605329 | Mansfield TWP Bur | 8022 | 13 | 6.62 | Residential | No | Behind the Meter | Solar Spectrum LLC | PSE&G | Accepted | 2019-10-25 | 2019-10-29 | 2020-10-29 | Q CELLS | Q.PEAK-DUO-BLK-G5-315 | Solar Panels |  | 0.315 | 12 | 150 | 34 |  | Fixed | Roof
Solar Registration Program | NJSRRE1542605329 | Mansfield TWP Bur | 8022 | 13 | 6.62 | Residential | No | Behind the Meter | Solar Spectrum LLC | PSE&G | Accepted | 2019-10-25 | 2019-10-29 | 2020-10-29 | Q CELLS | Q.PEAK-DUO-BLK-G5-315 | Solar Panels |  | 0.315 | 9 | 240 | 28 |  | Fixed | Roof
Solar Registration Program | NJSRRE1542605329 | Mansfield TWP Bur | 8022 | 13 | 6.62 | Residential | No | Behind the Meter | Solar Spectrum LLC | PSE&G | Accepted | 2019-10-25 | 2019-10-29 | 2020-10-29 | SolarEdge Technologies | SE5000H-US | Inverters | 21 |  | 1 |  |  | 0.99 |  | Outdoor | near meter
Solar Registration Program | NJSRRE1542627752 | Cliffwood | 7721 | 17 | 6.62 | Residential | Yes | Behind the Meter | Trinity Solar | JCP&L | Accepted | 2019-10-25 | 2019-10-29 | 2020-10-29 | HANWHA | Q.PEAK DUO BLK-G5 315 | Solar Panels |  | 0.315 | 21 | 137 | 21 |  | Fixed | Roof
Solar Registration Program | NJSRRE1542627752 | Cliffwood | 7721 | 17 | 6.62 | Residential | Yes | Behind the Meter | Trinity Solar | JCP&L | Accepted | 2019-10-25 | 2019-10-29 | 2020-10-29 | Solar Edge | SE5000H-US000BNC4 | Inverters | 5000 |  | 1 |  |  | 0.97 |  | Outdoor | side of home
Solar Registration Program | NJSRRE1542642827 | WESTWOOD | 7675 | 7 | 6.62 | Residential | Yes | Behind the Meter | Vivint Solar Developer, LLC | PSE&G | Accepted | 2019-10-25 | 2019-10-29 | 2020-10-29 | Hanwha | Q.PEAK BLK-G5 315 | Solar Panels |  | 0.315 | 13 | 197 | 25 |  | Fixed | Roof
Solar Registration Program | NJSRRE1542642827 | WESTWOOD | 7675 | 7 | 6.62 | Residential | Yes | Behind the Meter | Vivint Solar Developer, LLC | PSE&G | Accepted | 2019-10-25 | 2019-10-29 | 2020-10-29 | Hanwha | Q.PEAK BLK-G5 315 | Solar Panels |  | 0.315 | 8 | 17 | 25 |  | Fixed | Roof
Solar Registration Program | NJSRRE1542642827 | WESTWOOD | 7675 | 7 | 6.62 | Residential | Yes | Behind the Meter | Vivint Solar Developer, LLC | PSE&G | Accepted | 2019-10-25 | 2019-10-29 | 2020-10-29 | Solar Edge | SE7600H-US | Inverters | 7600 |  | 1 |  |  | 0.992 |  | Outdoor | Near the utility meter
Solar Registration Program | NJSRRE1542684143 | Mount Holly | 8060 | 13 | 6.62 | Residential | Yes | Behind the Meter | Trinity Solar | PSE&G | Accepted | 2019-10-28 | 2019-10-30 | 2020-10-30 | Hanwha | Q.PEAK DUO BLK-G5 315 | Solar Panels |  | 0.315 | 21 | 246 | 34 |  | Fixed | Roof
Solar Registration Program | NJSRRE1542684143 | Mount Holly | 8060 | 13 | 6.62 | Residential | Yes | Behind the Meter | Trinity Solar | PSE&G | Accepted | 2019-10-28 | 2019-10-30 | 2020-10-30 | Solar Edge | SE5000 | Inverters | 5000 |  | 1 |  |  | 0.97 |  | Outside | side of home
Solar Registration Program | NJSRRE1542839856 | Atlantic Highlands | 7716 | 17 | 6.62 | Residential | Yes | Behind the Meter | Vivint Solar Developer, LLC | JCP&L | Accepted | 2019-10-31 | 2019-11-04 | 2020-11-04 | HANWHA SOLAR | Q.PEAK BLK-G5 315 | Solar Panels |  | 0.315 | 7 | 198 | 34 |  | Fixed | Roof
Solar Registration Program | NJSRRE1542839856 | Atlantic Highlands | 7716 | 17 | 6.62 | Residential | Yes | Behind the Meter | Vivint Solar Developer, LLC | JCP&L | Accepted | 2019-10-31 | 2019-11-04 | 2020-11-04 | SOLAREDGE | SE7600H-US000BNC4 | Inverters | 7600 |  | 1 |  |  | 0.992 |  | Outdoor | Near the Utility Meter
Solar Registration Program | NJSRRE1542839856 | Atlantic Highlands | 7716 | 17 | 6.62 | Residential | Yes | Behind the Meter | Vivint Solar Developer, LLC | JCP&L | Accepted | 2019-10-31 | 2019-11-04 | 2020-11-04 | HANWHA SOLAR | Q.PEAK BLK-G5 315 | Solar Panels |  | 0.315 | 14 | 18 | 34 |  | Fixed | Roof
Solar Registration Program | NJSRRE1542850373 | Linden | 7036 | 10 | 6.62 | Residential | Yes | Behind the Meter | Vivint Solar Developer, LLC | PSE&G | Accepted | 2019-10-31 | 2019-11-04 | 2020-11-04 | HANWHA SOLAR | Q.PEAK BLK-G5 315 | Solar Panels |  | 0.315 | 2 | 133 | 29 |  | Fixed | Roof
Solar Registration Program | NJSRRE1542850373 | Linden | 7036 | 10 | 6.62 | Residential | Yes | Behind the Meter | Vivint Solar Developer, LLC | PSE&G | Accepted | 2019-10-31 | 2019-11-04 | 2020-11-04 | HANWHA SOLAR | Q.PEAK BLK-G5 315 | Solar Panels |  | 0.315 | 7 | 43 | 35 |  | Fixed | Roof
Solar Registration Program | NJSRRE1542850373 | Linden | 7036 | 10 | 6.62 | Residential | Yes | Behind the Meter | Vivint Solar Developer, LLC | PSE&G | Accepted | 2019-10-31 | 2019-11-04 | 2020-11-04 | HANWHA SOLAR | Q.PEAK BLK-G5 315 | Solar Panels |  | 0.315 | 6 | 223 | 21 |  | Fixed | Roof
Solar Registration Program | NJSRRE1542850373 | Linden | 7036 | 10 | 6.62 | Residential | Yes | Behind the Meter | Vivint Solar Developer, LLC | PSE&G | Accepted | 2019-10-31 | 2019-11-04 | 2020-11-04 | HANWHA SOLAR | Q.PEAK BLK-G5 315 | Solar Panels |  | 0.315 | 6 | 223 | 7 |  | Fixed | Roof
Solar Registration Program | NJSRRE1542850373 | Linden | 7036 | 10 | 6.62 | Residential | Yes | Behind the Meter | Vivint Solar Developer, LLC | PSE&G | Accepted | 2019-10-31 | 2019-11-04 | 2020-11-04 | solar edge | SE7600H-US | Inverters | 7600 |  | 1 |  |  | 0.992 |  | Outdoor | Near the utility meter
Solar Registration Program | NJSRRE1542852983 | Maplewood | 7040 | 9 | 6.62 | Residential | No | Behind the Meter | Suntuity Solar LLC | PSE&G | Accepted | 2019-11-01 | 2019-11-19 | 2020-11-19 | Yingli Green Energy | YL315D-30b | Solar Panels |  | 0.315 | 21 | 204 | 35 |  | Fixed | Roof
Solar Registration Program | NJSRRE1542852983 | Maplewood | 7040 | 9 | 6.62 | Residential | No | Behind the Meter | Suntuity Solar LLC | PSE&G | Accepted | 2019-11-01 | 2019-11-19 | 2020-11-19 | Enphase Energy | IQ7-60-2-US | Inverters | 240 |  | 21 |  |  | 0.97 |  | Outdoor | Behind the PV Modules
Solar Registration Program | NJSRRE1542885774 | North Plainfield | 7062 | 10 | 6.62 | Residential | Yes | Behind the Meter | Trinity Solar | PSE&G | Accepted | 2019-11-01 | 2019-11-05 | 2020-11-05 | HANWHA | Q.PEAK DUO BLK-G5 315 | Solar Panels |  | 0.315 | 16 | 206 | 18 |  | Fixed | Roof
Solar Registration Program | NJSRRE1542885774 | North Plainfield | 7062 | 10 | 6.62 | Residential | Yes | Behind the Meter | Trinity Solar | PSE&G | Accepted | 2019-11-01 | 2019-11-05 | 2020-11-05 | HANWHA | Q.PEAK DUO BLK-G5 315 | Solar Panels |  | 0.315 | 5 | 206 | 40 |  | Fixed | Roof
Solar Registration Program | NJSRRE1542885774 | North Plainfield | 7062 | 10 | 6.62 | Residential | Yes | Behind the Meter | Trinity Solar | PSE&G | Accepted | 2019-11-01 | 2019-11-05 | 2020-11-05 | Solar Edge | SE5000H-US000BNC4 | Inverters | 5000 |  | 1 |  |  | 0.97 |  | Outdoor | side of home
Solar Registration Program | NJSRRE1542907626 | Clifton | 7013 | 6 | 6.62 | Residential | Yes | Behind the Meter | Trinity Solar | PSE&G | Accepted | 2019-11-04 | 2019-11-06 | 2020-11-06 | Hanwha | Q.PEAK DUO BLK-G5 315 | Solar Panels |  | 0.315 | 14 | 200 | 34 |  | Fixed | Roof
Solar Registration Program | NJSRRE1542907626 | Clifton | 7013 | 6 | 6.62 | Residential | Yes | Behind the Meter | Trinity Solar | PSE&G | Accepted | 2019-11-04 | 2019-11-06 | 2020-11-06 | Hanwha | Q.PEAK DUO BLK-G5 315 | Solar Panels |  | 0.315 | 4 | 290 | 34 |  | Fixed | Roof
Solar Registration Program | NJSRRE1542907626 | Clifton | 7013 | 6 | 6.62 | Residential | Yes | Behind the Meter | Trinity Solar | PSE&G | Accepted | 2019-11-04 | 2019-11-06 | 2020-11-06 | Hanwha | Q.PEAK DUO BLK-G5 315 | Solar Panels |  | 0.315 | 3 | 110 | 34 |  | Fixed | Roof
Solar Registration Program | NJSRRE1542907626 | Clifton | 7013 | 6 | 6.62 | Residential | Yes | Behind the Meter | Trinity Solar | PSE&G | Accepted | 2019-11-04 | 2019-11-06 | 2020-11-06 | Solar Edge | SE5000 | Inverters | 5000 |  | 1 |  |  | 0.97 |  | Outside | side of home
Solar Registration Program | NJSRRE1542967067 | Haledon | 7508 | 6 | 6.62 | Residential | No | Behind the Meter | Trinity Solar | PSE&G | Accepted | 2019-11-05 | 2019-11-07 | 2020-11-07 | Yingli | YL315D-30b | Solar Panels |  | 0.315 | 21 | 229 | 23 |  | Fixed | Roof
Solar Registration Program | NJSRRE1542967067 | Haledon | 7508 | 6 | 6.62 | Residential | No | Behind the Meter | Trinity Solar | PSE&G | Accepted | 2019-11-05 | 2019-11-07 | 2020-11-07 | Solar Edge | SE5000 | Inverters | 5000 |  | 1 |  |  | 0.97 |  | Outside | side of home
Solar Registration Program | NJSRRE1542967116 | Mullica Hill | 8062 | 15 | 6.62 | Residential | No | Behind the Meter | Trinity Solar | AC Electric | Accepted | 2019-11-05 | 2019-11-07 | 2020-11-07 | HANWHA | Q.PEAK DUO BLK-G5 315 | Solar Panels |  | 0.315 | 10 | 207 | 27 |  | Fixed | Roof
Solar Registration Program | NJSRRE1542967116 | Mullica Hill | 8062 | 15 | 6.62 | Residential | No | Behind the Meter | Trinity Solar | AC Electric | Accepted | 2019-11-05 | 2019-11-07 | 2020-11-07 | HANWHA | Q.PEAK DUO BLK-G5 315 | Solar Panels |  | 0.315 | 11 | 207 | 30 |  | Fixed | Roof
Solar Registration Program | NJSRRE1542967116 | Mullica Hill | 8062 | 15 | 6.62 | Residential | No | Behind the Meter | Trinity Solar | AC Electric | Accepted | 2019-11-05 | 2019-11-07 | 2020-11-07 | Solar Edge | SE5000H-US000BNC4 | Inverters | 5000 |  | 1 |  |  | 0.97 |  | Outdoor | side of home
Solar Registration Program | NJSRRE1542982231 | Monroe Township | 8094 | 15 | 6.62 | Residential | Yes | Behind the Meter | Pro Custom Solar dba Momentum Solar | AC Electric | Accepted | 2019-11-05 | 2019-11-07 | 2020-11-07 | HANWHA | Q.PEAK DUO BLK-G5 315 | Solar Panels |  | 0.315 | 21 | 184 | 30 |  | Fixed | Roof
Solar Registration Program | NJSRRE1542982231 | Monroe Township | 8094 | 15 | 6.62 | Residential | Yes | Behind the Meter | Pro Custom Solar dba Momentum Solar | AC Electric | Accepted | 2019-11-05 | 2019-11-07 | 2020-11-07 | Enphase Energy | IQ6-60-2-US | Inverters | 240 |  | 21 |  |  | 0.97 |  | Outdoor | Roof
Solar Registration Program | NJSRRE1543046540 | Manchester | 8759 | 18 | 6.62 | Residential | Yes | Behind the Meter | Trinity Solar | JCP&L | Accepted | 2019-11-07 | 2019-11-12 | 2020-11-12 | HANWHA | Q.PEAK DUO BLK-G5 315 | Solar Panels |  | 0.315 | 21 | 64 | 27 |  | Fixed | Roof
Solar Registration Program | NJSRRE1543046540 | Manchester | 8759 | 18 | 6.62 | Residential | Yes | Behind the Meter | Trinity Solar | JCP&L | Accepted | 2019-11-07 | 2019-11-12 | 2020-11-12 | Solar Edge | SE5000H-US000BNC4 | Inverters | 5000 |  | 1 |  |  | 0.97 |  | Outdoor | side of home
Solar Registration Program | NJSRRE1543056206 | Jersey City | 7305 | 8 | 6.62 | Residential | Yes | Behind the Meter | Vivint Solar Developer, LLC | PSE&G | Accepted | 2019-11-07 | 2019-11-12 | 2020-11-12 | HANWHA SOLAR | Q.PEAK BLK-G5 315 | Solar Panels |  | 0.315 | 21 | 148 | 32 |  | Fixed | Roof
Solar Registration Program | NJSRRE1543056206 | Jersey City | 7305 | 8 | 6.62 | Residential | Yes | Behind the Meter | Vivint Solar Developer, LLC | PSE&G | Accepted | 2019-11-07 | 2019-11-12 | 2020-11-12 | SOLAREDGE | SE7600H-US000BNC4 | Inverters | 7600 |  | 1 |  |  | 0.992 |  | Outdoor | Near the Utility Meter
Solar Registration Program | NJSRRE1543056626 | LODI | 7644 | 7 | 6.62 | Residential | Yes | Behind the Meter | Vivint Solar Developer, LLC | PSE&G | Accepted | 2019-11-07 | 2019-11-12 | 2020-11-12 | HANWHA SOLAR | Q.PEAK BLK-G5 315 | Solar Panels |  | 0.315 | 21 | 162 | 34 |  | Fixed | Roof
Solar Registration Program | NJSRRE1543056626 | LODI | 7644 | 7 | 6.62 | Residential | Yes | Behind the Meter | Vivint Solar Developer, LLC | PSE&G | Accepted | 2019-11-07 | 2019-11-12 | 2020-11-12 | SOLAREDGE | SE7600H-US000BNC4 | Inverters | 7600 |  | 1 |  |  | 0.992 |  | Outdoor | Near the Utility Meter
Solar Registration Program | NJSRRE1543063619 | Manahawkin | 8050 | 18 | 6.62 | Residential | Yes | Behind the Meter | Suntuity Solar LLC | AC Electric | Accepted | 2019-11-09 | 2019-11-13 | 2020-11-13 | Yingli Green Energy | YL315D-30b | Solar Panels |  | 0.315 | 16 | 225 | 30 |  | Fixed | Roof
Solar Registration Program | NJSRRE1543063619 | Manahawkin | 8050 | 18 | 6.62 | Residential | Yes | Behind the Meter | Suntuity Solar LLC | AC Electric | Accepted | 2019-11-09 | 2019-11-13 | 2020-11-13 | Yingli Green Energy | YL315D-30b | Solar Panels |  | 0.315 | 5 | 225 | 25 |  | Fixed | Roof
Solar Registration Program | NJSRRE1543063619 | Manahawkin | 8050 | 18 | 6.62 | Residential | Yes | Behind the Meter | Suntuity Solar LLC | AC Electric | Accepted | 2019-11-09 | 2019-11-13 | 2020-11-13 | Enphase Energy | IQ7-60-2-US | Inverters | 240 |  | 21 |  |  | 0.97 |  | Outdoor | Behind the PV Modules
Solar Registration Program | NJSRRE1543067383 | North Arlington | 7031 | 7 | 6.62 | Residential | Yes | Behind the Meter | Trinity Solar | PSE&G | Accepted | 2019-11-12 | 2019-11-14 | 2020-11-14 | Hanwha 315 | Q.PEAK DUO BLK-G5 315 | Solar Panels |  | 0.315 | 16 | 214 | 40 |  | Fixed | Roof
Solar Registration Program | NJSRRE1543067383 | North Arlington | 7031 | 7 | 6.62 | Residential | Yes | Behind the Meter | Trinity Solar | PSE&G | Accepted | 2019-11-12 | 2019-11-14 | 2020-11-14 | Hanwha 315 | Q.PEAK DUO BLK-G5 315 | Solar Panels |  | 0.315 | 5 | 34 | 5 |  | Fixed | Roof
Solar Registration Program | NJSRRE1543067383 | North Arlington | 7031 | 7 | 6.62 | Residential | Yes | Behind the Meter | Trinity Solar | PSE&G | Accepted | 2019-11-12 | 2019-11-14 | 2020-11-14 | Solar Edge | SE5000H-US | Inverters | 5000 |  | 1 |  |  | 0.97 |  | Outside | side of home
Solar Registration Program | NJSRRE1543067585 | North Arlington | 7031 | 7 | 6.62 | Residential | Yes | Behind the Meter | Trinity Solar | PSE&G | Accepted | 2019-11-12 | 2019-11-14 | 2020-11-14 | HANWHA | Q.PEAK DUO BLK-G5 315 | Solar Panels |  | 0.315 | 21 | 123 | 36 |  | Fixed | Roof
Solar Registration Program | NJSRRE1543067585 | North Arlington | 7031 | 7 | 6.62 | Residential | Yes | Behind the Meter | Trinity Solar | PSE&G | Accepted | 2019-11-12 | 2019-11-14 | 2020-11-14 | Solar Edge | SE5000H-US000BNC4 | Inverters | 5000 |  | 1 |  |  | 0.97 |  | Outdoor | side of home
Solar Registration Program | NJSRRE1543070611 | Berlin | 8009 | 14 | 6.62 | Residential | No | Behind the Meter | Trinity Solar | AC Electric | Accepted | 2019-11-12 | 2019-11-15 | 2020-11-15 | Hanwha 315 | Q.PEAK DUO BLK-G5 315 | Solar Panels |  | 0.315 | 21 | 260 | 27 |  | Fixed | Roof
Solar Registration Program | NJSRRE1543070611 | Berlin | 8009 | 14 | 6.62 | Residential | No | Behind the Meter | Trinity Solar | AC Electric | Accepted | 2019-11-12 | 2019-11-15 | 2020-11-15 | Solar Edge | SE5000H-US | Inverters | 5000 |  | 1 |  |  | 0.97 |  | Outside | front of home
Solar Registration Program | NJSRRE1543098053 | Brick | 8723 | 18 | 6.62 | Residential | Yes | Behind the Meter | Trinity Solar | JCP&L | Accepted | 2019-11-12 | 2019-11-15 | 2020-11-15 | HANWHA | Q.PEAK DUO BLK-G5 315 | Solar Panels |  | 0.315 | 17 | 199 | 30 |  | Fixed | Roof
Solar Registration Program | NJSRRE1543098053 | Brick | 8723 | 18 | 6.62 | Residential | Yes | Behind the Meter | Trinity Solar | JCP&L | Accepted | 2019-11-12 | 2019-11-15 | 2020-11-15 | HANWHA | Q.PEAK DUO BLK-G5 315 | Solar Panels |  | 0.315 | 4 | 199 | 30 |  | Fixed | Roof
Solar Registration Program | NJSRRE1543098053 | Brick | 8723 | 18 | 6.62 | Residential | Yes | Behind the Meter | Trinity Solar | JCP&L | Accepted | 2019-11-12 | 2019-11-15 | 2020-11-15 | Solar Edge | SE5000H-US000BNC4 | Inverters | 5000 |  | 1 |  |  | 0.97 |  | Outdoor | side of home
Solar Registration Program | NJSRRE1543151872 | Egg Harbor Township | 8234 | 19 | 6.62 | Residential | No | Behind the Meter | Trinity Solar | AC Electric | Accepted | 2019-11-13 | 2019-11-15 | 2020-11-15 | HANWHA | Q.PEAK DUO BLK-G5 315 | Solar Panels |  | 0.315 | 4 | 217 | 18 |  | Fixed | Roof
Solar Registration Program | NJSRRE1543151872 | Egg Harbor Township | 8234 | 19 | 6.62 | Residential | No | Behind the Meter | Trinity Solar | AC Electric | Accepted | 2019-11-13 | 2019-11-15 | 2020-11-15 | HANWHA | Q.PEAK DUO BLK-G5 315 | Solar Panels |  | 0.315 | 17 | 217 | 23 |  | Fixed | Roof
Solar Registration Program | NJSRRE1543151872 | Egg Harbor Township | 8234 | 19 | 6.62 | Residential | No | Behind the Meter | Trinity Solar | AC Electric | Accepted | 2019-11-13 | 2019-11-15 | 2020-11-15 | Solar Edge | SE5000H-US000BNC4 | Inverters | 5000 |  | 1 |  |  | 0.97 |  | Outdoor | side of home
Solar Registration Program | NJSRRE1543417841 | NORTH BRUNSWICK | 8902 | 11 | 6.62 | Residential | Yes | Behind the Meter | Vivint Solar Developer, LLC | PSE&G | Accepted | 2019-11-18 | 2019-11-20 | 2020-11-20 | Hanwha | Q.PEAK BLK-G5 315 | Solar Panels |  | 0.315 | 3 | 140 | 20 |  | Fixed | Roof
Solar Registration Program | NJSRRE1543417841 | NORTH BRUNSWICK | 8902 | 11 | 6.62 | Residential | Yes | Behind the Meter | Vivint Solar Developer, LLC | PSE&G | Accepted | 2019-11-18 | 2019-11-20 | 2020-11-20 | Hanwha | Q.PEAK BLK-G5 315 | Solar Panels |  | 0.315 | 18 | 140 | 8 |  | Fixed | Roof
Solar Registration Program | NJSRRE1543417841 | NORTH BRUNSWICK | 8902 | 11 | 6.62 | Residential | Yes | Behind the Meter | Vivint Solar Developer, LLC | PSE&G | Accepted | 2019-11-18 | 2019-11-20 | 2020-11-20 | Solar Edge | SE7600H-US000BNC4 | Inverters | 7600 |  | 1 |  |  | 0.992 |  | Outdoor | Near the utility meter
Solar Registration Program | NJSRRE1543425498 | Toms River | 8757 | 18 | 6.62 | Residential | Yes | Behind the Meter | Suntuity Solar LLC | JCP&L | Accepted | 2019-11-20 | 2019-11-25 | 2020-11-25 | Yingli Green Energy | YL315D-30b | Solar Panels |  | 0.315 | 17 | 167 | 23 |  | Fixed | Roof
Solar Registration Program | NJSRRE1543425498 | Toms River | 8757 | 18 | 6.62 | Residential | Yes | Behind the Meter | Suntuity Solar LLC | JCP&L | Accepted | 2019-11-20 | 2019-11-25 | 2020-11-25 | Yingli Green Energy | YL315D-30b | Solar Panels |  | 0.315 | 4 | 257 | 23 |  | Fixed | Roof
Solar Registration Program | NJSRRE1543425498 | Toms River | 8757 | 18 | 6.62 | Residential | Yes | Behind the Meter | Suntuity Solar LLC | JCP&L | Accepted | 2019-11-20 | 2019-11-25 | 2020-11-25 | Enphase Energy | IQ7-60-2-US | Inverters | 240 |  | 21 |  |  | 0.97 |  | Outdoor | Behind the PV Modules
Solar Registration Program | NJSRRE1543425640 | Bloomfield | 7003 | 9 | 6.62 | Residential | Yes | Behind the Meter | Trinity Solar | PSE&G | Accepted | 2019-11-20 | 2019-11-25 | 2020-11-25 | HANWHA | Q.PEAK DUO BLK-G5 315 | Solar Panels |  | 0.315 | 21 | 191 | 23 |  | Fixed | Roof
Solar Registration Program | NJSRRE1543425640 | Bloomfield | 7003 | 9 | 6.62 | Residential | Yes | Behind the Meter | Trinity Solar | PSE&G | Accepted | 2019-11-20 | 2019-11-25 | 2020-11-25 | Solar Edge | SE5000H-US000BNC4 | Inverters | 5000 |  | 1 |  |  | 0.97 |  | Outdoor | side of home
Solar Registration Program | NJSRRE1543433611 | Cherry Hill | 8002 | 14 | 6.62 | Residential | No | Behind the Meter | Suntuity Solar LLC | PSE&G | Accepted | 2019-11-21 | 2019-11-25 | 2020-11-25 | Yingli Green Energy | YL315D-30b | Solar Panels |  | 0.315 | 17 | 151 | 15 |  | Fixed | Roof
Solar Registration Program | NJSRRE1543433611 | Cherry Hill | 8002 | 14 | 6.62 | Residential | No | Behind the Meter | Suntuity Solar LLC | PSE&G | Accepted | 2019-11-21 | 2019-11-25 | 2020-11-25 | Yingli Green Energy | YL315D-30b | Solar Panels |  | 0.315 | 4 | 331 | 15 |  | Fixed | Roof
Solar Registration Program | NJSRRE1543433611 | Cherry Hill | 8002 | 14 | 6.62 | Residential | No | Behind the Meter | Suntuity Solar LLC | PSE&G | Accepted | 2019-11-21 | 2019-11-25 | 2020-11-25 | Enphase Energy | IQ7-60-2-US | Inverters | 240 |  | 21 |  |  | 0.97 |  | Outdoor | Behind the PV Modules
Solar Registration Program | NJSRRE1543433916 | PATERSON | 7502 | 6 | 6.62 | Residential | Yes | Behind the Meter | Pro Custom Solar dba Momentum Solar | PSE&G | Accepted | 2019-11-21 | 2019-11-25 | 2020-11-25 | Hanwha | Q.Peak DUO BLK-G5 315 | Solar Panels |  | 0.315 | 5 | 139 | 32 |  | Fixed | Roof
Solar Registration Program | NJSRRE1543433916 | PATERSON | 7502 | 6 | 6.62 | Residential | Yes | Behind the Meter | Pro Custom Solar dba Momentum Solar | PSE&G | Accepted | 2019-11-21 | 2019-11-25 | 2020-11-25 | Hanwha | Q.Peak DUO BLK-G5 315 | Solar Panels |  | 0.315 | 10 | 229 | 37 |  | Fixed | Roof
Solar Registration Program | NJSRRE1543433916 | PATERSON | 7502 | 6 | 6.62 | Residential | Yes | Behind the Meter | Pro Custom Solar dba Momentum Solar | PSE&G | Accepted | 2019-11-21 | 2019-11-25 | 2020-11-25 | Hanwha | Q.Peak DUO BLK-G5 315 | Solar Panels |  | 0.315 | 6 | 49 | 11 |  | Fixed | Roof
Solar Registration Program | NJSRRE1543433916 | PATERSON | 7502 | 6 | 6.62 | Residential | Yes | Behind the Meter | Pro Custom Solar dba Momentum Solar | PSE&G | Accepted | 2019-11-21 | 2019-11-25 | 2020-11-25 | Enphase Energy | IQ6-60-2-US | Inverters | 240 |  | 21 |  |  | 0.97 |  | Outdoor | Roof
Solar Registration Program | NJSRRE1543436441 | NEW MILFORD | 7646 | 7 | 6.62 | Residential | Yes | Behind the Meter | Vivint Solar Developer, LLC | PSE&G | Accepted | 2019-11-22 | 2019-11-26 | 2020-11-26 | HANWHA SOLAR | Q.PEAK BLK-G5 315 | Solar Panels |  | 0.315 | 15 | 183 | 21 |  | Fixed | Roof
Solar Registration Program | NJSRRE1543436441 | NEW MILFORD | 7646 | 7 | 6.62 | Residential | Yes | Behind the Meter | Vivint Solar Developer, LLC | PSE&G | Accepted | 2019-11-22 | 2019-11-26 | 2020-11-26 | HANWHA SOLAR | Q.PEAK BLK-G5 315 | Solar Panels |  | 0.315 | 6 | 1 | 21 |  | Fixed | Roof
Solar Registration Program | NJSRRE1543436441 | NEW MILFORD | 7646 | 7 | 6.62 | Residential | Yes | Behind the Meter | Vivint Solar Developer, LLC | PSE&G | Accepted | 2019-11-22 | 2019-11-26 | 2020-11-26 | SOLAREDGE | SE7600H-US | Inverters | 7600 |  | 1 |  |  | 0.992 |  | Outdoor | Near the Utility Meter
Solar Registration Program | NJSRRE1543438697 | Bergenfield | 7621 | 7 | 6.62 | Residential | Yes | Behind the Meter | Pro Custom Solar dba Momentum Solar | PSE&G | Accepted | 2019-11-23 | 2019-11-26 | 2020-11-26 | Hanwha | Q.Peak DUO BLK-G5 315 | Solar Panels |  | 0.315 | 12 | 178 | 17 |  | Fixed | Roof
Solar Registration Program | NJSRRE1543438697 | Bergenfield | 7621 | 7 | 6.62 | Residential | Yes | Behind the Meter | Pro Custom Solar dba Momentum Solar | PSE&G | Accepted | 2019-11-23 | 2019-11-26 | 2020-11-26 | Hanwha | Q.Peak DUO BLK-G5 315 | Solar Panels |  | 0.315 | 9 | 358 | 21 |  | Fixed | Roof
Solar Registration Program | NJSRRE1543438697 | Bergenfield | 7621 | 7 | 6.62 | Residential | Yes | Behind the Meter | Pro Custom Solar dba Momentum Solar | PSE&G | Accepted | 2019-11-23 | 2019-11-26 | 2020-11-26 | Enphase Energy | IQ6-60-2-US | Inverters | 240 |  | 21 |  |  | 0.97 |  | Outdoor | Roof
Solar Registration Program | NJSRRE1543441594 | Mount Royal | 8061 | 15 | 6.62 | Residential | Yes | Behind the Meter | Vivint Solar Developer, LLC | AC Electric | Accepted | 2019-11-25 | 2019-11-27 | 2020-11-27 | HANWHA SOLAR | Q.PEAK BLK-G5 315 | Solar Panels |  | 0.315 | 9 | 50 | 35 |  | Fixed | Roof
Solar Registration Program | NJSRRE1543441594 | Mount Royal | 8061 | 15 | 6.62 | Residential | Yes | Behind the Meter | Vivint Solar Developer, LLC | AC Electric | Accepted | 2019-11-25 | 2019-11-27 | 2020-11-27 | HANWHA SOLAR | Q.PEAK BLK-G5 315 | Solar Panels |  | 0.315 | 12 | 230 | 35 |  | Fixed | Roof
Solar Registration Program | NJSRRE1543441594 | Mount Royal | 8061 | 15 | 6.62 | Residential | Yes | Behind the Meter | Vivint Solar Developer, LLC | AC Electric | Accepted | 2019-11-25 | 2019-11-27 | 2020-11-27 | SOLAREDGE | SE7600H-US | Inverters | 7600 |  | 1 |  |  | 0.992 |  | Outdoor | Near the Utility Meter
Solar Registration Program | NJSRRE1543442939 | North Arlington | 7031 | 7 | 6.62 | Residential | Yes | Behind the Meter | Trinity Solar | PSE&G | Accepted | 2019-11-25 | 2019-11-27 | 2020-11-27 | HANWHA | Q.PEAK DUO BLK-G5 315 | Solar Panels |  | 0.315 | 5 | 34 | 25 |  | Fixed | Roof
Solar Registration Program | NJSRRE1543442939 | North Arlington | 7031 | 7 | 6.62 | Residential | Yes | Behind the Meter | Trinity Solar | PSE&G | Accepted | 2019-11-25 | 2019-11-27 | 2020-11-27 | HANWHA | Q.PEAK DUO BLK-G5 315 | Solar Panels |  | 0.315 | 3 | 214 | 25 |  | Fixed | Roof
Solar Registration Program | NJSRRE1543442939 | North Arlington | 7031 | 7 | 6.62 | Residential | Yes | Behind the Meter | Trinity Solar | PSE&G | Accepted | 2019-11-25 | 2019-11-27 | 2020-11-27 | HANWHA | Q.PEAK DUO BLK-G5 315 | Solar Panels |  | 0.315 | 3 | 124 | 40 |  | Fixed | Roof
Solar Registration Program | NJSRRE1543442939 | North Arlington | 7031 | 7 | 6.62 | Residential | Yes | Behind the Meter | Trinity Solar | PSE&G | Accepted | 2019-11-25 | 2019-11-27 | 2020-11-27 | HANWHA | Q.PEAK DUO BLK-G5 315 | Solar Panels |  | 0.315 | 4 | 214 | 25 |  | Fixed | Roof
Solar Registration Program | NJSRRE1543442939 | North Arlington | 7031 | 7 | 6.62 | Residential | Yes | Behind the Meter | Trinity Solar | PSE&G | Accepted | 2019-11-25 | 2019-11-27 | 2020-11-27 | HANWHA | Q.PEAK DUO BLK-G5 315 | Solar Panels |  | 0.315 | 3 | 34 | 25 |  | Fixed | Roof
Solar Registration Program | NJSRRE1543442939 | North Arlington | 7031 | 7 | 6.62 | Residential | Yes | Behind the Meter | Trinity Solar | PSE&G | Accepted | 2019-11-25 | 2019-11-27 | 2020-11-27 | HANWHA | Q.PEAK DUO BLK-G5 315 | Solar Panels |  | 0.315 | 3 | 124 | 40 |  | Fixed | Roof
Solar Registration Program | NJSRRE1543442939 | North Arlington | 7031 | 7 | 6.62 | Residential | Yes | Behind the Meter | Trinity Solar | PSE&G | Accepted | 2019-11-25 | 2019-11-27 | 2020-11-27 | SOLAR EDGE | SE6000H-US | Inverters | 6000 |  | 1 |  |  | 0.97 |  | Outside | SIDE OF HOME
Solar Registration Program | NJSRRE1543443516 | Cranbury | 8512 | 11 | 6.62 | Residential | No | Behind the Meter | Vivint Solar Developer, LLC | PSE&G | Accepted | 2019-12-18 | 2019-12-18 | 2020-12-18 | HANWHA SOLAR | Q.PEAK BLK-G5 315 | Solar Panels |  | 0.315 | 9 | 22 | 16 |  | Fixed | Roof
Solar Registration Program | NJSRRE1543443516 | Cranbury | 8512 | 11 | 6.62 | Residential | No | Behind the Meter | Vivint Solar Developer, LLC | PSE&G | Accepted | 2019-12-18 | 2019-12-18 | 2020-12-18 | HANWHA SOLAR | Q.PEAK BLK-G5 315 | Solar Panels |  | 0.315 | 12 | 202 | 39 |  | Fixed | Roof
Solar Registration Program | NJSRRE1543443516 | Cranbury | 8512 | 11 | 6.62 | Residential | No | Behind the Meter | Vivint Solar Developer, LLC | PSE&G | Accepted | 2019-12-18 | 2019-12-18 | 2020-12-18 | solar edge | SE7600H-US | Inverters | 7600 |  | 1 |  |  | 0.992 |  | Outdoor | near the utility meter
Solar Registration Program | NJSRRE1543443562 | Bridgewater | 8807 | 5 | 6.62 | Residential | No | Behind the Meter | Vivint Solar Developer, LLC | PSE&G | Accepted | 2019-12-13 | 2019-12-16 | 2020-12-16 | HANWHA SOLAR | Q.PEAK BLK-G5 315 | Solar Panels |  | 0.315 | 3 | 175 | 22 |  | Fixed | Roof
Solar Registration Program | NJSRRE1543443562 | Bridgewater | 8807 | 5 | 6.62 | Residential | No | Behind the Meter | Vivint Solar Developer, LLC | PSE&G | Accepted | 2019-12-13 | 2019-12-16 | 2020-12-16 | HANWHA SOLAR | Q.PEAK BLK-G5 315 | Solar Panels |  | 0.315 | 3 | 265 | 22 |  | Fixed | Roof
Solar Registration Program | NJSRRE1543443562 | Bridgewater | 8807 | 5 | 6.62 | Residential | No | Behind the Meter | Vivint Solar Developer, LLC | PSE&G | Accepted | 2019-12-13 | 2019-12-16 | 2020-12-16 | HANWHA SOLAR | Q.PEAK BLK-G5 315 | Solar Panels |  | 0.315 | 6 | 355 | 22 |  | Fixed | Roof
Solar Registration Program | NJSRRE1543443562 | Bridgewater | 8807 | 5 | 6.62 | Residential | No | Behind the Meter | Vivint Solar Developer, LLC | PSE&G | Accepted | 2019-12-13 | 2019-12-16 | 2020-12-16 | HANWHA SOLAR | Q.PEAK BLK-G5 315 | Solar Panels |  | 0.315 | 9 | 175 | 22 |  | Fixed | Roof
Solar Registration Program | NJSRRE1543443562 | Bridgewater | 8807 | 5 | 6.62 | Residential | No | Behind the Meter | Vivint Solar Developer, LLC | PSE&G | Accepted | 2019-12-13 | 2019-12-16 | 2020-12-16 | solar edge | SE7600H-US | Inverters | 7600 |  | 1 |  |  | 0.992 |  | Outdoor | near utility meter
Solar Registration Program | NJSRRE1543446490 | Rahway | 7065 | 10 | 6.62 | Residential | No | Behind the Meter | Vision Solar LLC | PSE&G | Accepted | 2019-11-26 | 2019-12-03 | 2020-12-03 | hanwa q cells | q.peak duo-g5 315 | Solar Panels |  | 0.315 | 2 | 264 | 14 |  | Fixed | Roof
Solar Registration Program | NJSRRE1543446490 | Rahway | 7065 | 10 | 6.62 | Residential | No | Behind the Meter | Vision Solar LLC | PSE&G | Accepted | 2019-11-26 | 2019-12-03 | 2020-12-03 | hanwa q cells | q.peak duo- g5 315 | Solar Panels |  | 0.315 | 4 | 264 | 40 |  | Fixed | Roof
Solar Registration Program | NJSRRE1543446490 | Rahway | 7065 | 10 | 6.62 | Residential | No | Behind the Meter | Vision Solar LLC | PSE&G | Accepted | 2019-11-26 | 2019-12-03 | 2020-12-03 | Hanwa q cells | q.peak duo- g5 315 | Solar Panels |  | 0.315 | 15 | 84 | 14 |  | Fixed | Roof
Solar Registration Program | NJSRRE1543446490 | Rahway | 7065 | 10 | 6.62 | Residential | No | Behind the Meter | Vision Solar LLC | PSE&G | Accepted | 2019-11-26 | 2019-12-03 | 2020-12-03 | Enphase | IQ7-60-2-US | Inverters | 0.25 |  | 21 |  |  | 0.96 |  | Other | behind panels
Solar Registration Program | NJSRRE1543447394 | Clifton | 7011 | 6 | 6.62 | Residential | Yes | Behind the Meter | Trinity Solar | PSE&G | Accepted | 2019-11-26 | 2019-12-03 | 2020-12-03 | HANWHA | Q.PEAK DUO BLK-G5 315 | Solar Panels |  | 0.315 | 21 | 168 | 30 |  | Fixed | Roof
Solar Registration Program | NJSRRE1543447394 | Clifton | 7011 | 6 | 6.62 | Residential | Yes | Behind the Meter | Trinity Solar | PSE&G | Accepted | 2019-11-26 | 2019-12-03 | 2020-12-03 | Solar Edge | SE6000H-US000BNC4 | Inverters | 6000 |  | 1 |  |  | 0.97 |  | Outdoor | side of home
Solar Registration Program | NJSRRE1543473797 | Brigantine | 8203 | 19 | 6.62 | Residential | No | Behind the Meter | Pro Custom Solar dba Momentum Solar | AC Electric | Accepted | 2019-12-03 | 2019-12-05 | 2020-12-05 | Hanwha | Q.Peak DUO BLK-G5 315 | Solar Panels |  | 0.315 | 21 | 187 | 30 |  | Fixed | Roof
Solar Registration Program | NJSRRE1543473797 | Brigantine | 8203 | 19 | 6.62 | Residential | No | Behind the Meter | Pro Custom Solar dba Momentum Solar | AC Electric | Accepted | 2019-12-03 | 2019-12-05 | 2020-12-05 | Enphase Energy | IQ6-60-2-US | Inverters | 240 |  | 21 |  |  | 0.97 |  | Outdoor | Roof
Solar Registration Program | NJSRRE1543478425 | Bloomfield | 7003 | 9 | 6.62 | Residential | No | Behind the Meter | Trinity Solar | PSE&G | Accepted | 2019-12-04 | 2019-12-09 | 2020-12-09 | HANWHA | Q.PEAK DUO BLK-G5 315 | Solar Panels |  | 0.315 | 3 | 174 | 23 |  | Fixed | Roof
Solar Registration Program | NJSRRE1543478425 | Bloomfield | 7003 | 9 | 6.62 | Residential | No | Behind the Meter | Trinity Solar | PSE&G | Accepted | 2019-12-04 | 2019-12-09 | 2020-12-09 | HANWHA | Q.PEAK DUO BLK-G5 315 | Solar Panels |  | 0.315 | 2 | 84 | 23 |  | Fixed | Roof
Solar Registration Program | NJSRRE1543478425 | Bloomfield | 7003 | 9 | 6.62 | Residential | No | Behind the Meter | Trinity Solar | PSE&G | Accepted | 2019-12-04 | 2019-12-09 | 2020-12-09 | HANWHA | Q.PEAK DUO BLK-G5 315 | Solar Panels |  | 0.315 | 2 | 264 | 23 |  | Fixed | Roof
Solar Registration Program | NJSRRE1543478425 | Bloomfield | 7003 | 9 | 6.62 | Residential | No | Behind the Meter | Trinity Solar | PSE&G | Accepted | 2019-12-04 | 2019-12-09 | 2020-12-09 | HANWHA | Q.PEAK DUO BLK-G5 315 | Solar Panels |  | 0.315 | 14 | 174 | 23 |  | Fixed | Roof
Solar Registration Program | NJSRRE1543478425 | Bloomfield | 7003 | 9 | 6.62 | Residential | No | Behind the Meter | Trinity Solar | PSE&G | Accepted | 2019-12-04 | 2019-12-09 | 2020-12-09 | Solar Edge | SE5000H-US000BNC4 | Inverters | 5000 |  | 1 |  |  | 0.97 |  | Outdoor | side of home
Solar Registration Program | NJSRRE1543482441 | Deptford | 8096 | 15 | 6.62 | Residential | Yes | Behind the Meter | Trinity Solar | PSE&G | Accepted | 2019-12-05 | 2019-12-09 | 2020-12-09 | Hanwha | Q.PEAK DUO BLK-G5 315 | Solar Panels |  | 0.315 | 17 | 106 | 23 |  | Fixed | Roof
Solar Registration Program | NJSRRE1543482441 | Deptford | 8096 | 15 | 6.62 | Residential | Yes | Behind the Meter | Trinity Solar | PSE&G | Accepted | 2019-12-05 | 2019-12-09 | 2020-12-09 | Hanwha | Q.PEAK DUO BLK-G5 315 | Solar Panels |  | 0.315 | 4 | 196 | 9 |  | Fixed | Roof
Solar Registration Program | NJSRRE1543482441 | Deptford | 8096 | 15 | 6.62 | Residential | Yes | Behind the Meter | Trinity Solar | PSE&G | Accepted | 2019-12-05 | 2019-12-09 | 2020-12-09 | Solar Edge | SE5000 | Inverters | 5000 |  | 1 |  |  | 0.97 |  | Outside | side of home
Solar Registration Program | NJSRRE1543488939 | CLIFTON | 7012 | 6 | 6.62 | Residential | Yes | Behind the Meter | Vivint Solar Developer, LLC | PSE&G | Accepted | 2019-12-07 | 2019-12-10 | 2020-12-10 | Hanwha Solar | Q.PEAK BLK-G5 315 | Solar Panels |  | 0.315 | 21 | 223 | 40 |  | Fixed | Roof
Solar Registration Program | NJSRRE1543488939 | CLIFTON | 7012 | 6 | 6.62 | Residential | Yes | Behind the Meter | Vivint Solar Developer, LLC | PSE&G | Accepted | 2019-12-07 | 2019-12-10 | 2020-12-10 | Solar Edge | SE7600H-US | Inverters | 7600 |  | 1 |  |  | 0.992 |  | Outdoor | near the utility meter
Solar Registration Program | NJSRRE1543501715 | Williamstown | 8094 | 15 | 6.62 | Residential | Yes | Behind the Meter | Trinity Solar | AC Electric | Accepted | 2019-12-09 | 2019-12-11 | 2020-12-11 | Hanwha | Q.PEAK DUO BLK-G5 315 | Solar Panels |  | 0.315 | 3 | 184 | 40 |  | Fixed | Roof
Solar Registration Program | NJSRRE1543501715 | Williamstown | 8094 | 15 | 6.62 | Residential | Yes | Behind the Meter | Trinity Solar | AC Electric | Accepted | 2019-12-09 | 2019-12-11 | 2020-12-11 | Hanwha | Q.PEAK DUO BLK-G5 315 | Solar Panels |  | 0.315 | 9 | 274 | 30 |  | Fixed | Roof
Solar Registration Program | NJSRRE1543501715 | Williamstown | 8094 | 15 | 6.62 | Residential | Yes | Behind the Meter | Trinity Solar | AC Electric | Accepted | 2019-12-09 | 2019-12-11 | 2020-12-11 | Hanwha | Q.PEAK DUO BLK-G5 315 | Solar Panels |  | 0.315 | 9 | 184 | 45 |  | Fixed | Roof
Solar Registration Program | NJSRRE1543501715 | Williamstown | 8094 | 15 | 6.62 | Residential | Yes | Behind the Meter | Trinity Solar | AC Electric | Accepted | 2019-12-09 | 2019-12-11 | 2020-12-11 | Solar Edge | SE5000 | Inverters | 5000 |  | 1 |  |  | 0.97 |  | Outside | side of home
Solar Registration Program | NJSRRE1543505673 | Mt.laurel | 8054 | 13 | 6.62 | Residential | No | Behind the Meter | Trinity Solar | PSE&G | Accepted | 2019-12-10 | 2019-12-12 | 2020-12-12 | HANWHA | Q.PEAK DUO BLK-G5 315 | Solar Panels |  | 0.315 | 21 | 144 | 34 |  | Fixed | Roof
Solar Registration Program | NJSRRE1543505673 | Mt.laurel | 8054 | 13 | 6.62 | Residential | No | Behind the Meter | Trinity Solar | PSE&G | Accepted | 2019-12-10 | 2019-12-12 | 2020-12-12 | SOLAR EDGE | SE5000H-US | Inverters | 5000 |  | 1 |  |  | 0.97 |  | Outside | SIDE
Solar Registration Program | NJSRRE1543506707 | Colonia | 7067 | 10 | 6.62 | Residential | Yes | Behind the Meter | Pro Custom Solar dba Momentum Solar | PSE&G | Accepted | 2019-12-10 | 2019-12-13 | 2020-12-13 | HANWHA | Q.PEAK DUO BLK-G5 315 | Solar Panels |  | 0.315 | 9 | 90 | 26 |  | Fixed | Roof
Solar Registration Program | NJSRRE1543506707 | Colonia | 7067 | 10 | 6.62 | Residential | Yes | Behind the Meter | Pro Custom Solar dba Momentum Solar | PSE&G | Accepted | 2019-12-10 | 2019-12-13 | 2020-12-13 | HANWHA | Q.PEAK DUO BLK-G5 315 | Solar Panels |  | 0.315 | 6 | 90 | 30 |  | Fixed | Roof
Solar Registration Program | NJSRRE1543506707 | Colonia | 7067 | 10 | 6.62 | Residential | Yes | Behind the Meter | Pro Custom Solar dba Momentum Solar | PSE&G | Accepted | 2019-12-10 | 2019-12-13 | 2020-12-13 | HANWHA | Q.PEAK DUO BLK-G5 315 | Solar Panels |  | 0.315 | 6 | 270 | 17 |  | Fixed | Roof
Solar Registration Program | NJSRRE1543506707 | Colonia | 7067 | 10 | 6.62 | Residential | Yes | Behind the Meter | Pro Custom Solar dba Momentum Solar | PSE&G | Accepted | 2019-12-10 | 2019-12-13 | 2020-12-13 | Enphase Energy | IQ6-60-2-US | Inverters | 240 |  | 21 |  |  | 0.97 |  | Outdoor | Roof
Solar Registration Program | NJSRRE1543513279 | Swedesboro | 8085 | 15 | 6.62 | Residential | Yes | Behind the Meter | Vivint Solar Developer, LLC | AC Electric | Accepted | 2019-12-11 | 2019-12-16 | 2020-12-16 | HANWHA SOLAR | Q.PEAK BLK-G5 315 | Solar Panels |  | 0.315 | 21 | 165 | 28 |  | Fixed | Roof
Solar Registration Program | NJSRRE1543513279 | Swedesboro | 8085 | 15 | 6.62 | Residential | Yes | Behind the Meter | Vivint Solar Developer, LLC | AC Electric | Accepted | 2019-12-11 | 2019-12-16 | 2020-12-16 | SOLAREDGE | SE7600H-US | Inverters | 7600 |  | 1 |  |  | 0.992 |  | Outdoor | Near the Utility Meter
Solar Registration Program | NJSRRE1543535935 | Union | 7083 | 10 | 6.62 | Residential | Yes | Behind the Meter | Suntuity Solar LLC | PSE&G | Accepted | 2019-12-13 | 2019-12-18 | 2020-12-18 | Yingli Green Energy | YL315D-30b | Solar Panels |  | 0.315 | 8 | 140 | 16 |  | Fixed | Roof
Solar Registration Program | NJSRRE1543535935 | Union | 7083 | 10 | 6.62 | Residential | Yes | Behind the Meter | Suntuity Solar LLC | PSE&G | Accepted | 2019-12-13 | 2019-12-18 | 2020-12-18 | Yingli Green Energy | YL315D-30b | Solar Panels |  | 0.315 | 10 | 229 | 19 |  | Fixed | Roof
Solar Registration Program | NJSRRE1543535935 | Union | 7083 | 10 | 6.62 | Residential | Yes | Behind the Meter | Suntuity Solar LLC | PSE&G | Accepted | 2019-12-13 | 2019-12-18 | 2020-12-18 | Yingli Green Energy | YL315D-30b | Solar Panels |  | 0.315 | 3 | 320 | 16 |  | Fixed | Roof
Solar Registration Program | NJSRRE1543535935 | Union | 7083 | 10 | 6.62 | Residential | Yes | Behind the Meter | Suntuity Solar LLC | PSE&G | Accepted | 2019-12-13 | 2019-12-18 | 2020-12-18 | Enphase Energy | IQ7-60-2-US | Inverters | 240 |  | 21 |  |  | 0.97 |  | Outdoor | Behind the PV Modules
Solar Registration Program | NJSRRE1543544138 | Lyndhurst | 7071 | 7 | 6.62 | Residential | Yes | Behind the Meter | Trinity Solar | PSE&G | Accepted | 2019-12-13 | 2019-12-26 | 2020-12-26 | HANWHA | Q.PEAK DUO BLK-G5 315 | Solar Panels |  | 0.315 | 17 | 217 | 34 |  | Fixed | Roof
Solar Registration Program | NJSRRE1543544138 | Lyndhurst | 7071 | 7 | 6.62 | Residential | Yes | Behind the Meter | Trinity Solar | PSE&G | Accepted | 2019-12-13 | 2019-12-26 | 2020-12-26 | HANWHA | Q.PEAK DUO BLK-G5 315 | Solar Panels |  | 0.315 | 4 | 217 | 18 |  | Fixed | Roof
Solar Registration Program | NJSRRE1543544138 | Lyndhurst | 7071 | 7 | 6.62 | Residential | Yes | Behind the Meter | Trinity Solar | PSE&G | Accepted | 2019-12-13 | 2019-12-26 | 2020-12-26 | Solar Edge | SE5000H-US000BNC4 | Inverters | 5000 |  | 1 |  |  | 0.97 |  | Outdoor | side of home
Solar Registration Program | NJSRRE1543552358 | Brick | 8724 | 18 | 6.62 | Residential | Yes | Behind the Meter | Trinity Solar | JCP&L | Accepted | 2019-12-16 | 2019-12-19 | 2020-12-19 | Hanwha 315 | Q.PEAK DUO BLK-G5 315 | Solar Panels |  | 0.315 | 10 | 176 | 9 |  | Fixed | Roof
Solar Registration Program | NJSRRE1543552358 | Brick | 8724 | 18 | 6.62 | Residential | Yes | Behind the Meter | Trinity Solar | JCP&L | Accepted | 2019-12-16 | 2019-12-19 | 2020-12-19 | Hanwha 315 | Q.PEAK DUO BLK-G5 315 | Solar Panels |  | 0.315 | 11 | 176 | 18 |  | Fixed | Roof
Solar Registration Program | NJSRRE1543552358 | Brick | 8724 | 18 | 6.62 | Residential | Yes | Behind the Meter | Trinity Solar | JCP&L | Accepted | 2019-12-16 | 2019-12-19 | 2020-12-19 | Solar Edge | SE5000H-US | Inverters | 5000 |  | 1 |  |  | 0.97 |  | Outside | side of home
Solar Registration Program | NJSRRE1543552512 | Metuchen | 8840 | 11 | 6.62 | Residential | No | Behind the Meter | Pro Custom Solar dba Momentum Solar | PSE&G | Accepted | 2019-12-16 | 2019-12-19 | 2020-12-19 | HANWHA | Q.PEAK DUO BLK-G5 315 | Solar Panels |  | 0.315 | 21 | 107 | 23 |  | Fixed | Roof
Solar Registration Program | NJSRRE1543552512 | Metuchen | 8840 | 11 | 6.62 | Residential | No | Behind the Meter | Pro Custom Solar dba Momentum Solar | PSE&G | Accepted | 2019-12-16 | 2019-12-19 | 2020-12-19 | Enphase Energy | IQ6-60-2-US | Inverters | 230 |  | 21 |  |  | 0.97 |  | Outdoor | Roof
Solar Registration Program | NJSRRE1543553211 | Paterson | 7514 | 6 | 6.62 | Residential | Yes | Behind the Meter | Trinity Solar | PSE&G | Accepted | 2019-12-16 | 2019-12-19 | 2020-12-19 | Hanwha | Q.PEAK DUO BLK-G5 315 | Solar Panels |  | 0.315 | 21 | 194 | 34 |  | Fixed | Roof
Solar Registration Program | NJSRRE1543553211 | Paterson | 7514 | 6 | 6.62 | Residential | Yes | Behind the Meter | Trinity Solar | PSE&G | Accepted | 2019-12-16 | 2019-12-19 | 2020-12-19 | Solar Edge | SE5000 | Inverters | 5000 |  | 1 |  |  | 0.97 |  | Outside | side of home
Solar Registration Program | NJSRRE1543565125 | UNION | 7083 | 10 | 6.62 | Residential | Yes | Behind the Meter | Vivint Solar Developer, LLC | PSE&G | Accepted | 2019-12-18 | 2019-12-23 | 2020-12-23 | HANWHA SOLAR | Q.PEAK BLK-G5 315 | Solar Panels |  | 0.315 | 9 | 194 | 25 |  | Fixed | Roof
Solar Registration Program | NJSRRE1543565125 | UNION | 7083 | 10 | 6.62 | Residential | Yes | Behind the Meter | Vivint Solar Developer, LLC | PSE&G | Accepted | 2019-12-18 | 2019-12-23 | 2020-12-23 | HANWHA SOLAR | Q.PEAK BLK-G5 315 | Solar Panels |  | 0.315 | 6 | 14 | 25 |  | Fixed | Roof
Solar Registration Program | NJSRRE1543565125 | UNION | 7083 | 10 | 6.62 | Residential | Yes | Behind the Meter | Vivint Solar Developer, LLC | PSE&G | Accepted | 2019-12-18 | 2019-12-23 | 2020-12-23 | HANWHA SOLAR | Q.PEAK BLK-G5 315 | Solar Panels |  | 0.315 | 3 | 14 | 34 |  | Fixed | Roof
Solar Registration Program | NJSRRE1543565125 | UNION | 7083 | 10 | 6.62 | Residential | Yes | Behind the Meter | Vivint Solar Developer, LLC | PSE&G | Accepted | 2019-12-18 | 2019-12-23 | 2020-12-23 | HANWHA SOLAR | Q.PEAK BLK-G5 315 | Solar Panels |  | 0.315 | 3 | 194 | 34 |  | Fixed | Roof
Solar Registration Program | NJSRRE1543565125 | UNION | 7083 | 10 | 6.62 | Residential | Yes | Behind the Meter | Vivint Solar Developer, LLC | PSE&G | Accepted | 2019-12-18 | 2019-12-23 | 2020-12-23 | SOLAREDGE | SE7600H-US | Inverters | 7600 |  | 1 |  |  | 0.992 |  | Outdoor | Near the Utility Meter
Solar Registration Program | NJSRRE1543566483 | Piscataway | 8854 | 11 | 6.62 | Residential | No | Behind the Meter | Pro Custom Solar dba Momentum Solar | PSE&G | Accepted | 2019-12-18 | 2019-12-23 | 2020-12-23 | HANWHA | Q.PEAK DUO BLK-G5 315 | Solar Panels |  | 0.315 | 10 | 151 | 18 |  | Fixed | Roof
Solar Registration Program | NJSRRE1543566483 | Piscataway | 8854 | 11 | 6.62 | Residential | No | Behind the Meter | Pro Custom Solar dba Momentum Solar | PSE&G | Accepted | 2019-12-18 | 2019-12-23 | 2020-12-23 | HANWHA | Q.PEAK DUO BLK-G5 315 | Solar Panels |  | 0.315 | 11 | 331 | 18 |  | Fixed | Roof
Solar Registration Program | NJSRRE1543566483 | Piscataway | 8854 | 11 | 6.62 | Residential | No | Behind the Meter | Pro Custom Solar dba Momentum Solar | PSE&G | Accepted | 2019-12-18 | 2019-12-23 | 2020-12-23 | Enphase Energy | IQ6-60-2-US | Inverters | 230 |  | 21 |  |  | 0.97 |  | Outdoor | Roof
Solar Registration Program | NJSRRE1543570879 | Blackwood | 8012 | 14 | 6.62 | Residential | Yes | Behind the Meter | Vision Solar LLC | PSE&G | Accepted | 2019-12-19 | 2019-12-26 | 2020-12-26 | hanwa qcells | q.peak duo-g5 315 | Solar Panels |  | 0.315 | 13 | 69 | 14 |  | Fixed | Roof
Solar Registration Program | NJSRRE1543570879 | Blackwood | 8012 | 14 | 6.62 | Residential | Yes | Behind the Meter | Vision Solar LLC | PSE&G | Accepted | 2019-12-19 | 2019-12-26 | 2020-12-26 | hanwa qcells | q.peak duo-g5 315 | Solar Panels |  | 0.315 | 5 | 69 | 45 |  | Fixed | Roof
Solar Registration Program | NJSRRE1543570879 | Blackwood | 8012 | 14 | 6.62 | Residential | Yes | Behind the Meter | Vision Solar LLC | PSE&G | Accepted | 2019-12-19 | 2019-12-26 | 2020-12-26 | hanwa qcells | q.peak duo-g5 315 | Solar Panels |  | 0.315 | 3 | 249 | 14 |  | Fixed | Roof
Solar Registration Program | NJSRRE1543570879 | Blackwood | 8012 | 14 | 6.62 | Residential | Yes | Behind the Meter | Vision Solar LLC | PSE&G | Accepted | 2019-12-19 | 2019-12-26 | 2020-12-26 | Enphase | iq7-60-2-us | Inverters | 0.25 |  | 21 |  |  | 0.96 |  | Other | behind panels
Solar Registration Program | NJSRRE1543571127 | Brigantine | 8203 | 19 | 6.62 | Residential | Yes | Behind the Meter | Pro Custom Solar dba Momentum Solar | AC Electric | Accepted | 2019-12-19 | 2019-12-26 | 2020-12-26 | Hanwha | Q.Peak DUO BLK-G5 315 | Solar Panels |  | 0.315 | 21 | 184 | 22 |  | Fixed | Roof
Solar Registration Program | NJSRRE1543571127 | Brigantine | 8203 | 19 | 6.62 | Residential | Yes | Behind the Meter | Pro Custom Solar dba Momentum Solar | AC Electric | Accepted | 2019-12-19 | 2019-12-26 | 2020-12-26 | Enphase Energy | IQ6-60-2-US | Inverters | 240 |  | 21 |  |  | 0.97 |  | Outdoor | Roof
Solar Registration Program | NJSRRE1543575983 | Keyport | 7735 | 17 | 6.62 | Residential | Yes | Behind the Meter | Trinity Solar | JCP&L | Accepted | 2019-12-20 | 2019-12-26 | 2020-12-26 | Hanwha | Q.PEAK DUO BLK-G5 315 | Solar Panels |  | 0.315 | 18 | 249 | 34 |  | Fixed | Roof
Solar Registration Program | NJSRRE1543575983 | Keyport | 7735 | 17 | 6.62 | Residential | Yes | Behind the Meter | Trinity Solar | JCP&L | Accepted | 2019-12-20 | 2019-12-26 | 2020-12-26 | Hanwha | Q.PEAK DUO BLK-G5 315 | Solar Panels |  | 0.315 | 3 | 249 | 18 |  | Fixed | Roof
Solar Registration Program | NJSRRE1543575983 | Keyport | 7735 | 17 | 6.62 | Residential | Yes | Behind the Meter | Trinity Solar | JCP&L | Accepted | 2019-12-20 | 2019-12-26 | 2020-12-26 | Solar Edge | SE5000 | Inverters | 5000 |  | 1 |  |  | 0.97 |  | Outside | side of home
Solar Registration Program | NJSRRE1543586444 | New Brunswick | 8901 | 11 | 6.62 | Residential | Yes | Behind the Meter | Vision Solar LLC | PSE&G | Accepted | 2019-12-20 | 2019-12-26 | 2020-12-26 | Hanwa Qcells | q.peak duo-g5 315 | Solar Panels |  | 0.315 | 11 | 129 | 34 |  | Fixed | Roof
Solar Registration Program | NJSRRE1543586444 | New Brunswick | 8901 | 11 | 6.62 | Residential | Yes | Behind the Meter | Vision Solar LLC | PSE&G | Accepted | 2019-12-20 | 2019-12-26 | 2020-12-26 | hanwa qcells | q.peak duo-g5 315 | Solar Panels |  | 0.315 | 10 | 309 | 34 |  | Fixed | Roof
Solar Registration Program | NJSRRE1543586444 | New Brunswick | 8901 | 11 | 6.62 | Residential | Yes | Behind the Meter | Vision Solar LLC | PSE&G | Accepted | 2019-12-20 | 2019-12-26 | 2020-12-26 | Enphase | iq7-60-2-us | Inverters | 0.25 |  | 21 |  |  | 0.96 |  | Other | behind panels
Solar Registration Program | NJSRRE1543657311 | Southampton | 8088 | 13 | 6.62 | Residential | Yes | Behind the Meter | Trinity Solar | PSE&G | Accepted | 2019-12-23 | 2019-12-27 | 2020-12-27 | Hanwha | Q.PEAK DUO BLK-G5 315 | Solar Panels |  | 0.315 | 21 | 180 | 18 |  | Fixed | Roof
Solar Registration Program | NJSRRE1543657311 | Southampton | 8088 | 13 | 6.62 | Residential | Yes | Behind the Meter | Trinity Solar | PSE&G | Accepted | 2019-12-23 | 2019-12-27 | 2020-12-27 | Solar Edge | SE5000 | Inverters | 5000 |  | 1 |  |  | 0.97 |  | Outside | side of home
Solar Registration Program | NJSRRE1543696451 | South Plainfield | 7080 | 11 | 6.62 | Residential | No | Behind the Meter | Trinity Solar | PSE&G | Accepted | 2019-12-24 | 2019-12-30 | 2020-12-30 | Hanwha 315 | Q.PEAK DUO BLK-G5 315 | Solar Panels |  | 0.315 | 21 | 246 | 22 |  | Fixed | Roof
Solar Registration Program | NJSRRE1543696451 | South Plainfield | 7080 | 11 | 6.62 | Residential | No | Behind the Meter | Trinity Solar | PSE&G | Accepted | 2019-12-24 | 2019-12-30 | 2020-12-30 | Solar Edge | SE5000H-US | Inverters | 5000 |  | 1 |  |  | 0.97 |  | Outdoor | garage
Solar Registration Program | NJSRRE1543821871 | Sicklerville | 8081 | 14 | 6.62 | Residential | Yes | Behind the Meter | Orbit Energy & Power, LLC | AC Electric | Accepted | 2019-12-26 | 2019-12-31 | 2020-12-31 | TRINA SOLAR | TSM-DD05A.08 (II) 315W | Solar Panels |  | 0.315 | 2 | 337 | 20 |  | Fixed | Roof
Solar Registration Program | NJSRRE1543821871 | Sicklerville | 8081 | 14 | 6.62 | Residential | Yes | Behind the Meter | Orbit Energy & Power, LLC | AC Electric | Accepted | 2019-12-26 | 2019-12-31 | 2020-12-31 | TRINA SOLAR | TRINA TSM-DD05A.08(II) 315W | Solar Panels |  | 0.315 | 19 | 157 | 20 |  | Fixed | Roof
Solar Registration Program | NJSRRE1543821871 | Sicklerville | 8081 | 14 | 6.62 | Residential | Yes | Behind the Meter | Orbit Energy & Power, LLC | AC Electric | Accepted | 2019-12-26 | 2019-12-31 | 2020-12-31 | ENPHASE | IQ7-60-2-US | Inverters | 0.24 |  | 21 |  |  | 0.99 |  | Outside | ROOF
Solar Registration Program | NJSRRE1542521945 | Matawan | 7747 | 17 | 6.65 | Residential | No | Behind the Meter | Green Sun Energy Services, LLC | JCP&L | Accepted | 2019-10-09 | 2019-10-11 | 2020-10-11 | LG | 350N1C-V5 | Solar Panels |  | 0.35 | 19 | 188 | 22 |  | Fixed | Roof | roof
Solar Registration Program | NJSRRE1542521945 | Matawan | 7747 | 17 | 6.65 | Residential | No | Behind the Meter | Green Sun Energy Services, LLC | JCP&L | Accepted | 2019-10-09 | 2019-10-11 | 2020-10-11 | SolarEdge | SE5000H-US | Inverters | 5000 |  | 1 |  |  | 0.99 |  | Outside | Next to Utility Meter
Solar Registration Program | NJSRRE1542521945 | Matawan | 7747 | 17 | 6.65 | Residential | No | Behind the Meter | Green Sun Energy Services, LLC | JCP&L | Accepted | 2019-10-09 | 2019-10-11 | 2020-10-11 | SolarEdge | SE5000H-US | Meters | 5000 |  | 1 |  |  |  | Yes
Solar Registration Program | NJSRRE1542560960 | Midland Park | 7432 | 7 | 6.65 | Residential | No | Behind the Meter | Green Sun Energy Services, LLC | PSE&G | Accepted | 2019-10-19 | 2019-10-22 | 2020-10-22 | LG | 350N1C-V5 | Solar Panels |  | 0.35 | 19 | 133 | 28 |  | Fixed | Roof
Solar Registration Program | NJSRRE1542560960 | Midland Park | 7432 | 7 | 6.65 | Residential | No | Behind the Meter | Green Sun Energy Services, LLC | PSE&G | Accepted | 2019-10-19 | 2019-10-22 | 2020-10-22 | SolarEdge | SE5000H-US | Meters | 5000 |  | 1 |  |  |  | Yes | Indoor
Solar Registration Program | NJSRRE1542560960 | Midland Park | 7432 | 7 | 6.65 | Residential | No | Behind the Meter | Green Sun Energy Services, LLC | PSE&G | Accepted | 2019-10-19 | 2019-10-22 | 2020-10-22 | SolarEdge | SE5000H-US | Inverters | 5000 |  | 1 |  |  | 0.99 |  | Indoor | Indoors (Next To Service Panel In Basement)
Solar Registration Program | NJSRRE1542560964 | Scotch Plains | 7076 | 10 | 6.66 | Residential | No | Behind the Meter | Sundial Solar Innovations | PSE&G | Accepted | 2019-10-19 | 2019-10-22 | 2020-10-22 | LG | LG370q1c-a5 | Solar Panels |  | 0.37 | 18 | 195 | 25 |  | Fixed | Roof
Solar Registration Program | NJSRRE1542560964 | Scotch Plains | 7076 | 10 | 6.66 | Residential | No | Behind the Meter | Sundial Solar Innovations | PSE&G | Accepted | 2019-10-19 | 2019-10-22 | 2020-10-22 | Enphase | iq7+ | Inverters | 290 |  | 18 |  |  | 0.97 |  | Outside | roof
Solar Registration Program | NJSRRE1543502146 | South Amboy | 8879 | 11 | 6.66 | Residential | No | Behind the Meter | Sundial Solar Innovations | JCP&L | Accepted | 2019-12-09 | 2019-12-12 | 2020-12-12 | LG | LG370qic-a5 | Solar Panels |  | 0.37 | 18 | 150 | 25 |  | Fixed | Roof
Solar Registration Program | NJSRRE1543502146 | South Amboy | 8879 | 11 | 6.66 | Residential | No | Behind the Meter | Sundial Solar Innovations | JCP&L | Accepted | 2019-12-09 | 2019-12-12 | 2020-12-12 | Enphase | IQ7+ | Inverters | 290 |  | 18 |  |  | 0.97 |  | Outdoor | roof
Solar Registration Program | NJSRRE1540251042 | Hasbrouck Heights | 7604 | 7 | 6.67 | Residential | Yes | Behind the Meter | Sunrun Installation Services, Inc. | PSE&G | Accepted | 2019-01-16 | 2019-01-21 | 2020-01-21 | REC Solar | REC290TP2 BLK | Solar Panels |  | 0.29 | 16 | 127 | 37 |  | Fixed | Roof
Solar Registration Program | NJSRRE1540251042 | Hasbrouck Heights | 7604 | 7 | 6.67 | Residential | Yes | Behind the Meter | Sunrun Installation Services, Inc. | PSE&G | Accepted | 2019-01-16 | 2019-01-21 | 2020-01-21 | REC Solar | REC290TP2 BLK | Solar Panels |  | 0.29 | 7 | 216 | 38 |  | Fixed | Roof
Solar Registration Program | NJSRRE1540251042 | Hasbrouck Heights | 7604 | 7 | 6.67 | Residential | Yes | Behind the Meter | Sunrun Installation Services, Inc. | PSE&G | Accepted | 2019-01-16 | 2019-01-21 | 2020-01-21 | SMA America | SB6.0-1SP-US-40 | Inverters | 6000 |  | 1 |  |  | 0.96 |  | Outdoor | Next To Meter
Solar Registration Program | NJSRRE1540258232 | Pennsauken | 8110 | 14 | 6.67 | Residential | Yes | Behind the Meter | Pro Custom Solar dba Momentum Solar | PSE&G | Accepted | 2019-01-18 | 2019-01-23 | 2020-01-23 | JINKO SOLAR | JKM290M-60 | Solar Panels |  | 0.29 | 16 | 237 | 20 |  | Fixed | Roof
Solar Registration Program | NJSRRE1540258232 | Pennsauken | 8110 | 14 | 6.67 | Residential | Yes | Behind the Meter | Pro Custom Solar dba Momentum Solar | PSE&G | Accepted | 2019-01-18 | 2019-01-23 | 2020-01-23 | JINKO | JKM290M-60 | Solar Panels |  | 0.29 | 7 | 57 | 20 |  | Fixed | Roof
Solar Registration Program | NJSRRE1540258232 | Pennsauken | 8110 | 14 | 6.67 | Residential | Yes | Behind the Meter | Pro Custom Solar dba Momentum Solar | PSE&G | Accepted | 2019-01-18 | 2019-01-23 | 2020-01-23 | ENPHASE | IQ7-60-2-US | Inverters | 250 |  | 23 |  |  | 0.97 |  | Outdoor | ROOF
Solar Registration Program | NJSRRE1540288014 | Lanoka Harbor | 8734 | 18 | 6.67 | Residential | Yes | Behind the Meter | Sunrun Installation Services, Inc. | JCP&L | Accepted | 2019-01-25 | 2019-01-29 | 2020-01-29 | REC Solar | REC290TP2 BLK | Solar Panels |  | 0.29 | 7 | 184 | 18 |  | Fixed | Roof
Solar Registration Program | NJSRRE1540288014 | Lanoka Harbor | 8734 | 18 | 6.67 | Residential | Yes | Behind the Meter | Sunrun Installation Services, Inc. | JCP&L | Accepted | 2019-01-25 | 2019-01-29 | 2020-01-29 | REC Solar | REC290TP2 BLK | Solar Panels |  | 0.29 | 16 | 4 | 18 |  | Fixed | Roof
Solar Registration Program | NJSRRE1540288014 | Lanoka Harbor | 8734 | 18 | 6.67 | Residential | Yes | Behind the Meter | Sunrun Installation Services, Inc. | JCP&L | Accepted | 2019-01-25 | 2019-01-29 | 2020-01-29 | SMA America | SB6.0-1SP-US-40 | Inverters | 6000 |  | 1 |  |  | 0.96 |  | Outdoor | Next To Meter
Solar Registration Program | NJSRRE1540288090 | Dumont Boro | 7628 | 7 | 6.67 | Residential | Yes | Behind the Meter | Sunrun Installation Services, Inc. | PSE&G | Accepted | 2019-01-25 | 2019-01-29 | 2020-01-29 | REC Solar | REC290TP2 BLK | Solar Panels |  | 0.29 | 23 | 93 | 18 |  | Fixed | Roof
Solar Registration Program | NJSRRE1540288090 | Dumont Boro | 7628 | 7 | 6.67 | Residential | Yes | Behind the Meter | Sunrun Installation Services, Inc. | PSE&G | Accepted | 2019-01-25 | 2019-01-29 | 2020-01-29 | SMA America | SB6.0-1SP-US-40 | Inverters | 6000 |  | 1 |  |  | 0.96 |  | Outdoor | Next To Meter
Solar Registration Program | NJSRRE1540378566 | Montague | 7827 | 1 | 6.67 | Residential | Yes | Behind the Meter | Sunrun Installation Services, Inc. | JCP&L | Accepted | 2019-02-19 | 2019-02-21 | 2020-02-21 | REC Solar | REC290TP2 BLK | Solar Panels |  | 0.29 | 23 | 143 | 27 |  | Fixed | Roof
Solar Registration Program | NJSRRE1540378566 | Montague | 7827 | 1 | 6.67 | Residential | Yes | Behind the Meter | Sunrun Installation Services, Inc. | JCP&L | Accepted | 2019-02-19 | 2019-02-21 | 2020-02-21 | SMA America | SB6.0-1SP-US-40 | Inverters | 6000 |  | 1 |  |  | 0.96 |  | Outdoor | Next To Meter
Solar Registration Program | NJSRRE1540381289 | Hillside | 7205 | 10 | 6.67 | Residential | No | Behind the Meter | Sunrun Installation Services, Inc. | PSE&G | Accepted | 2019-02-20 | 2019-02-25 | 2020-02-25 | REC Solar | REC290TP2 BLK | Solar Panels |  | 0.29 | 23 | 145 | 23 |  | Fixed | Roof
Solar Registration Program | NJSRRE1540381289 | Hillside | 7205 | 10 | 6.67 | Residential | No | Behind the Meter | Sunrun Installation Services, Inc. | PSE&G | Accepted | 2019-02-20 | 2019-02-25 | 2020-02-25 | SMA America | SB 6.0-1SP-US-40 | Inverters | 6000 |  | 1 |  |  | 0.96 |  | Outdoor | meter
Solar Registration Program | NJSRRE1540385654 | Randolph | 7869 | 3 | 6.67 | Residential | Yes | Behind the Meter | Sunrun Installation Services, Inc. | JCP&L | Accepted | 2019-02-21 | 2019-02-25 | 2020-02-25 | REC Solar | REC290TP2 BLK | Solar Panels |  | 0.29 | 23 | 134 | 23 |  | Fixed | Roof
Solar Registration Program | NJSRRE1540385654 | Randolph | 7869 | 3 | 6.67 | Residential | Yes | Behind the Meter | Sunrun Installation Services, Inc. | JCP&L | Accepted | 2019-02-21 | 2019-02-25 | 2020-02-25 | SMA America | SB 6.0-1SP-US-40 | Inverters | 6000 |  | 1 |  |  | 0.96 |  | Outdoor | meter
Solar Registration Program | NJSRRE1540408002 | Hillside Twp | 7205 | 10 | 6.67 | Residential | Yes | Behind the Meter | Sunrun Installation Services, Inc. | PSE&G | Accepted | 2019-02-28 | 2019-03-01 | 2020-03-01 | REC Solar | REC290TP2 BLK | Solar Panels |  | 0.29 | 17 | 271 | 34 |  | Fixed | Roof
Solar Registration Program | NJSRRE1540408002 | Hillside Twp | 7205 | 10 | 6.67 | Residential | Yes | Behind the Meter | Sunrun Installation Services, Inc. | PSE&G | Accepted | 2019-02-28 | 2019-03-01 | 2020-03-01 | REC Solar | REC290TP2 BLK | Solar Panels |  | 0.29 | 6 | 91 | 34 |  | Fixed | Roof
Solar Registration Program | NJSRRE1540408002 | Hillside Twp | 7205 | 10 | 6.67 | Residential | Yes | Behind the Meter | Sunrun Installation Services, Inc. | PSE&G | Accepted | 2019-02-28 | 2019-03-01 | 2020-03-01 | SolarEdge Technologies | SE6000H-USRGM | Inverters | 6000 |  | 1 |  |  | 0.96 |  | Outdoor | Next To Meter
Solar Registration Program | NJSRRE1540829841 | South Plainfield Boro | 7080 | 11 | 6.67 | Residential | No | Behind the Meter | Sunrun Installation Services, Inc. | PSE&G | Accepted | 2019-04-08 | 2019-04-09 | 2020-04-09 | REC Solar | REC290TP2 BLK | Solar Panels |  | 0.29 | 23 | 125 | 18 |  | Fixed | Roof
Solar Registration Program | NJSRRE1540829841 | South Plainfield Boro | 7080 | 11 | 6.67 | Residential | No | Behind the Meter | Sunrun Installation Services, Inc. | PSE&G | Accepted | 2019-04-08 | 2019-04-09 | 2020-04-09 | SMA America | SB6.0-1SP-US-40 | Inverters | 6000 |  | 1 |  |  | 0.96 |  | Outdoor | Next To Meter
Solar Registration Program | NJSRRE1540870612 | Freehold | 7728 | 17 | 6.67 | Residential | Yes | Behind the Meter | Sunrun Installation Services, Inc. | JCP&L | Accepted | 2019-04-22 | 2019-04-23 | 2020-04-23 | REC Solar | REC290TP2 BLK | Solar Panels |  | 0.29 | 9 | 125 | 37 |  | Fixed | Roof
Solar Registration Program | NJSRRE1540870612 | Freehold | 7728 | 17 | 6.67 | Residential | Yes | Behind the Meter | Sunrun Installation Services, Inc. | JCP&L | Accepted | 2019-04-22 | 2019-04-23 | 2020-04-23 | REC Solar | REC290TP2 BLK | Solar Panels |  | 0.29 | 3 | 34 | 37 |  | Fixed | Roof
Solar Registration Program | NJSRRE1540870612 | Freehold | 7728 | 17 | 6.67 | Residential | Yes | Behind the Meter | Sunrun Installation Services, Inc. | JCP&L | Accepted | 2019-04-22 | 2019-04-23 | 2020-04-23 | REC Solar | REC290TP2 BLK | Solar Panels |  | 0.29 | 11 | 305 | 37 |  | Fixed | Roof
Solar Registration Program | NJSRRE1540870612 | Freehold | 7728 | 17 | 6.67 | Residential | Yes | Behind the Meter | Sunrun Installation Services, Inc. | JCP&L | Accepted | 2019-04-22 | 2019-04-23 | 2020-04-23 | SolarEdge Technologies | SE6000H-USRGM | Inverters | 6000 |  | 1 |  |  | 0.96 |  | Outdoor | Next To Meter
Solar Registration Program | NJSRRE1540894792 | Wayne | 7470 | 6 | 6.67 | Residential | Yes | Behind the Meter | Sunrun Installation Services, Inc. | JCP&L | Accepted | 2019-04-25 | 2019-04-26 | 2020-04-26 | REC Solar | REC290TP2 BLK | Solar Panels |  | 0.29 | 23 | 183 | 23 |  | Fixed | Roof
Solar Registration Program | NJSRRE1540894792 | Wayne | 7470 | 6 | 6.67 | Residential | Yes | Behind the Meter | Sunrun Installation Services, Inc. | JCP&L | Accepted | 2019-04-25 | 2019-04-26 | 2020-04-26 | SMA America | SB6.0-1SP-US-40 | Inverters | 6000 |  | 1 |  |  | 0.96 |  | Outdoor | Next To Meter
Solar Registration Program | NJSRRE1540895561 | Collingswood Boro | 8108 | 14 | 6.67 | Residential | Yes | Behind the Meter | Sunrun Installation Services, Inc. | PSE&G | Accepted | 2019-04-25 | 2019-04-29 | 2020-04-29 | REC Solar | REC290TP2 BLK | Solar Panels |  | 0.29 | 4 | 199 | 41 |  | Fixed | Roof
Solar Registration Program | NJSRRE1540895561 | Collingswood Boro | 8108 | 14 | 6.67 | Residential | Yes | Behind the Meter | Sunrun Installation Services, Inc. | PSE&G | Accepted | 2019-04-25 | 2019-04-29 | 2020-04-29 | REC Solar | REC290TP2 BLK | Solar Panels |  | 0.29 | 4 | 111 | 23 |  | Fixed | Roof
Solar Registration Program | NJSRRE1540895561 | Collingswood Boro | 8108 | 14 | 6.67 | Residential | Yes | Behind the Meter | Sunrun Installation Services, Inc. | PSE&G | Accepted | 2019-04-25 | 2019-04-29 | 2020-04-29 | REC Solar | REC290TP2 BLK | Solar Panels |  | 0.29 | 9 | 199 | 23 |  | Fixed | Roof
Solar Registration Program | NJSRRE1540895561 | Collingswood Boro | 8108 | 14 | 6.67 | Residential | Yes | Behind the Meter | Sunrun Installation Services, Inc. | PSE&G | Accepted | 2019-04-25 | 2019-04-29 | 2020-04-29 | REC Solar | REC290TP2 BLK | Solar Panels |  | 0.29 | 3 | 292 | 23 |  | Fixed | Roof
Solar Registration Program | NJSRRE1540895561 | Collingswood Boro | 8108 | 14 | 6.67 | Residential | Yes | Behind the Meter | Sunrun Installation Services, Inc. | PSE&G | Accepted | 2019-04-25 | 2019-04-29 | 2020-04-29 | REC Solar | REC290TP2 BLK | Solar Panels |  | 0.29 | 3 | 18 | 23 |  | Fixed | Roof
Solar Registration Program | NJSRRE1540895561 | Collingswood Boro | 8108 | 14 | 6.67 | Residential | Yes | Behind the Meter | Sunrun Installation Services, Inc. | PSE&G | Accepted | 2019-04-25 | 2019-04-29 | 2020-04-29 | SolarEdge Technologies | SE6000H-USRGM | Inverters | 6000 |  | 1 |  |  | 0.96 |  | Outdoor | Next To Meter
Solar Registration Program | NJSRRE1540912998 | South Orange Village Twp | 7079 | 9 | 6.67 | Residential | Yes | Behind the Meter | Sunrun Installation Services, Inc. | PSE&G | Accepted | 2019-05-01 | 2019-05-03 | 2020-05-03 | REC Solar | REC290TP2 BLK | Solar Panels |  | 0.29 | 23 | 125 | 40 |  | Fixed | Roof
Solar Registration Program | NJSRRE1540912998 | South Orange Village Twp | 7079 | 9 | 6.67 | Residential | Yes | Behind the Meter | Sunrun Installation Services, Inc. | PSE&G | Accepted | 2019-05-01 | 2019-05-03 | 2020-05-03 | SMA America | SB6.0-1SP-US-40 | Inverters | 6000 |  | 1 |  |  | 0.96 |  | Outdoor | Next To Meter
Solar Registration Program | NJSRRE1540970973 | Bridgewater Twp | 8807 | 5 | 6.67 | Residential | No | Behind the Meter | Sunrun Installation Services, Inc. | PSE&G | Accepted | 2019-05-08 | 2019-05-13 | 2020-05-13 | REC Solar | REC290TP2 BLK | Solar Panels |  | 0.29 | 23 | 188 | 20 |  | Fixed | Roof
Solar Registration Program | NJSRRE1540970973 | Bridgewater Twp | 8807 | 5 | 6.67 | Residential | No | Behind the Meter | Sunrun Installation Services, Inc. | PSE&G | Accepted | 2019-05-08 | 2019-05-13 | 2020-05-13 | SMA America | SB6.0-1SP-US-40 | Inverters | 6000 |  | 1 |  |  | 0.96 |  | Outdoor | Next To Meter
Solar Registration Program | NJSRRE1541028738 | Sea Bright | 7760 | 17 | 6.67 | Residential | Yes | Behind the Meter | Sunrun Installation Services, Inc. | JCP&L | Accepted | 2019-05-21 | 2019-05-24 | 2020-05-24 | REC Solar | REC290TP2 BLK | Solar Panels |  | 0.29 | 2 | 88 | 40 |  | Fixed | Roof
Solar Registration Program | NJSRRE1541028738 | Sea Bright | 7760 | 17 | 6.67 | Residential | Yes | Behind the Meter | Sunrun Installation Services, Inc. | JCP&L | Accepted | 2019-05-21 | 2019-05-24 | 2020-05-24 | REC Solar | REC290TP2 BLK | Solar Panels |  | 0.29 | 4 | 268 | 40 |  | Fixed | Roof
Solar Registration Program | NJSRRE1541028738 | Sea Bright | 7760 | 17 | 6.67 | Residential | Yes | Behind the Meter | Sunrun Installation Services, Inc. | JCP&L | Accepted | 2019-05-21 | 2019-05-24 | 2020-05-24 | REC Solar | REC290TP2 BLK | Solar Panels |  | 0.29 | 9 | 177 | 40 |  | Fixed | Roof
Solar Registration Program | NJSRRE1541028738 | Sea Bright | 7760 | 17 | 6.67 | Residential | Yes | Behind the Meter | Sunrun Installation Services, Inc. | JCP&L | Accepted | 2019-05-21 | 2019-05-24 | 2020-05-24 | REC Solar | REC290TP2 BLK | Solar Panels |  | 0.29 | 8 | 357 | 40 |  | Fixed | Roof
Solar Registration Program | NJSRRE1541028738 | Sea Bright | 7760 | 17 | 6.67 | Residential | Yes | Behind the Meter | Sunrun Installation Services, Inc. | JCP&L | Accepted | 2019-05-21 | 2019-05-24 | 2020-05-24 | SolarEdge Technologies | SE6000H-USRGM | Inverters | 6000 |  | 1 |  |  | 0.96 |  | Outdoor | Next To Meter
Solar Registration Program | NJSRRE1541413425 | Carteret | 7008 | 11 | 6.67 | Residential | Yes | Behind the Meter | Sunrun Installation Services, Inc. | PSE&G | Accepted | 2019-06-15 | 2019-06-19 | 2020-06-19 | REC Solar | REC290TP2 BLK | Solar Panels |  | 0.29 | 23 | 113 | 23 |  | Fixed | Roof
Solar Registration Program | NJSRRE1541413425 | Carteret | 7008 | 11 | 6.67 | Residential | Yes | Behind the Meter | Sunrun Installation Services, Inc. | PSE&G | Accepted | 2019-06-15 | 2019-06-19 | 2020-06-19 | Ningbo Ginlong Technologies | Solis-1P6K-4G-US | Inverters | 6000 |  | 1 |  |  | 0.96 |  | Outdoor | Next To Meter
Solar Registration Program | NJSRRE1541507021 | Pleasantville | 8232 | 19 | 6.67 | Residential | Yes | Behind the Meter | Sunrun Installation Services, Inc. | AC Electric | Accepted | 2019-06-28 | 2019-07-03 | 2020-07-03 | REC Solar | REC290TP2 BLK | Solar Panels |  | 0.29 | 7 | 208 | 34 |  | Fixed | Roof
Solar Registration Program | NJSRRE1541507021 | Pleasantville | 8232 | 19 | 6.67 | Residential | Yes | Behind the Meter | Sunrun Installation Services, Inc. | AC Electric | Accepted | 2019-06-28 | 2019-07-03 | 2020-07-03 | REC Solar | REC290TP2 BLK | Solar Panels |  | 0.29 | 10 | 119 | 33 |  | Fixed | Roof
Solar Registration Program | NJSRRE1541507021 | Pleasantville | 8232 | 19 | 6.67 | Residential | Yes | Behind the Meter | Sunrun Installation Services, Inc. | AC Electric | Accepted | 2019-06-28 | 2019-07-03 | 2020-07-03 | REC Solar | REC290TP2 BLK | Solar Panels |  | 0.29 | 3 | 28 | 34 |  | Fixed | Roof
Solar Registration Program | NJSRRE1541507021 | Pleasantville | 8232 | 19 | 6.67 | Residential | Yes | Behind the Meter | Sunrun Installation Services, Inc. | AC Electric | Accepted | 2019-06-28 | 2019-07-03 | 2020-07-03 | REC Solar | REC290TP2 BLK | Solar Panels |  | 0.29 | 3 | 208 | 9 |  | Fixed | Roof
Solar Registration Program | NJSRRE1541507021 | Pleasantville | 8232 | 19 | 6.67 | Residential | Yes | Behind the Meter | Sunrun Installation Services, Inc. | AC Electric | Accepted | 2019-06-28 | 2019-07-03 | 2020-07-03 | SolarEdge Technologies | SE6000H-USRGM | Inverters | 6000 |  | 1 |  |  | 0.96 |  | Outdoor | Next To Meter
Solar Registration Program | NJSRRE1541732441 | Salem | 8079 | 16 | 6.67 | Residential | Yes | Behind the Meter | Sunrun Installation Services, Inc. | AC Electric | Accepted | 2019-08-02 | 2019-08-07 | 2020-08-07 | REC Solar | REC290TP2 BLK | Solar Panels |  | 0.29 | 8 | 45 | 40 |  | Fixed | Roof
Solar Registration Program | NJSRRE1541732441 | Salem | 8079 | 16 | 6.67 | Residential | Yes | Behind the Meter | Sunrun Installation Services, Inc. | AC Electric | Accepted | 2019-08-02 | 2019-08-07 | 2020-08-07 | REC Solar | REC290TP2 BLK | Solar Panels |  | 0.29 | 15 | 225 | 9 |  | Fixed | Roof
Solar Registration Program | NJSRRE1541732441 | Salem | 8079 | 16 | 6.67 | Residential | Yes | Behind the Meter | Sunrun Installation Services, Inc. | AC Electric | Accepted | 2019-08-02 | 2019-08-07 | 2020-08-07 | Ningbo Ginlong Technologies | Solis-1P6K-4G-US | Inverters | 6000 |  | 1 |  |  | 0.96 |  | Outdoor | Next To Meter
Solar Registration Program | NJSRRE1541814645 | West Windsor Township | 8550 | 12 | 6.67 | Residential | No | Behind the Meter | Sunrun Installation Services, Inc. | JCP&L | Accepted | 2019-08-11 | 2019-08-23 | 2020-08-23 | REC Solar | REC290TP2 BLK | Solar Panels |  | 0.29 | 18 | 98 | 30 |  | Fixed | Roof
Solar Registration Program | NJSRRE1541814645 | West Windsor Township | 8550 | 12 | 6.67 | Residential | No | Behind the Meter | Sunrun Installation Services, Inc. | JCP&L | Accepted | 2019-08-11 | 2019-08-23 | 2020-08-23 | REC Solar | REC290TP2 BLK | Solar Panels |  | 0.29 | 5 | 188 | 29 |  | Fixed | Roof
Solar Registration Program | NJSRRE1541814645 | West Windsor Township | 8550 | 12 | 6.67 | Residential | No | Behind the Meter | Sunrun Installation Services, Inc. | JCP&L | Accepted | 2019-08-11 | 2019-08-23 | 2020-08-23 | Ningbo Ginlong Technologies | Solis-1P6K-4G-US | Inverters | 6000 |  | 1 |  |  | 0.96 |  | Outdoor | Next To Meter
Solar Registration Program | NJSRRE1541862994 | Lake Hiawatha | 7034 | 3 | 6.67 | Residential | Yes | Behind the Meter | Sunrun Installation Services, Inc. | JCP&L | Accepted | 2019-08-20 | 2019-08-26 | 2020-08-26 | REC Solar | REC290TP2 BLK | Solar Panels |  | 0.29 | 19 | 95 | 18 |  | Fixed | Roof
Solar Registration Program | NJSRRE1541862994 | Lake Hiawatha | 7034 | 3 | 6.67 | Residential | Yes | Behind the Meter | Sunrun Installation Services, Inc. | JCP&L | Accepted | 2019-08-20 | 2019-08-26 | 2020-08-26 | REC Solar | REC290TP2 BLK | Solar Panels |  | 0.29 | 4 | 95 | 23 |  | Fixed | Roof
Solar Registration Program | NJSRRE1541862994 | Lake Hiawatha | 7034 | 3 | 6.67 | Residential | Yes | Behind the Meter | Sunrun Installation Services, Inc. | JCP&L | Accepted | 2019-08-20 | 2019-08-26 | 2020-08-26 | SolarEdge Technologies | SE6000H-USRGM | Inverters | 6000 |  | 1 |  |  | 0.96 |  | Outdoor | Next To Meter
Solar Registration Program | NJSRRE1541862994 | Lake Hiawatha | 7034 | 3 | 6.67 | Residential | Yes | Behind the Meter | Sunrun Installation Services, Inc. | JCP&L | Accepted | 2019-08-20 | 2019-08-26 | 2020-08-26 | SolarEdge Technologies | SE6000H-USRGM | Inverters | 6000 |  | 1 |  |  | 0.96 |  | Outdoor | Next To Meter
Solar Registration Program | NJSRRE1541877915 | North Plainfield | 7063 | 10 | 6.67 | Residential | Yes | Behind the Meter | Sunrun Installation Services, Inc. | PSE&G | Accepted | 2019-08-22 | 2019-08-27 | 2020-08-27 | REC Solar | REC290TP2 BLK | Solar Panels |  | 0.29 | 10 | 145 | 18 |  | Fixed | Roof
Solar Registration Program | NJSRRE1541877915 | North Plainfield | 7063 | 10 | 6.67 | Residential | Yes | Behind the Meter | Sunrun Installation Services, Inc. | PSE&G | Accepted | 2019-08-22 | 2019-08-27 | 2020-08-27 | REC Solar | REC290TP2 BLK | Solar Panels |  | 0.29 | 5 | 55 | 43 |  | Fixed | Roof
Solar Registration Program | NJSRRE1541877915 | North Plainfield | 7063 | 10 | 6.67 | Residential | Yes | Behind the Meter | Sunrun Installation Services, Inc. | PSE&G | Accepted | 2019-08-22 | 2019-08-27 | 2020-08-27 | REC Solar | REC290TP2 BLK | Solar Panels |  | 0.29 | 5 | 235 | 43 |  | Fixed | Roof
Solar Registration Program | NJSRRE1541877915 | North Plainfield | 7063 | 10 | 6.67 | Residential | Yes | Behind the Meter | Sunrun Installation Services, Inc. | PSE&G | Accepted | 2019-08-22 | 2019-08-27 | 2020-08-27 | REC Solar | REC290TP2 BLK | Solar Panels |  | 0.29 | 3 | 325 | 40 |  | Fixed | Roof
Solar Registration Program | NJSRRE1541877915 | North Plainfield | 7063 | 10 | 6.67 | Residential | Yes | Behind the Meter | Sunrun Installation Services, Inc. | PSE&G | Accepted | 2019-08-22 | 2019-08-27 | 2020-08-27 | SolarEdge Technologies | SE6000H-USRGM | Inverters | 6000 |  | 1 |  |  | 0.96 |  | Outdoor | Next To Meter
Solar Registration Program | NJSRRE1541880798 | Newark City | 7112 | 9 | 6.67 | Residential | No | Behind the Meter | Sunrun Installation Services, Inc. | PSE&G | Accepted | 2019-08-23 | 2019-08-27 | 2020-08-27 | REC Solar | REC290TP2 BLK | Solar Panels |  | 0.29 | 23 | 220 | 27 |  | Fixed | Roof
Solar Registration Program | NJSRRE1541880798 | Newark City | 7112 | 9 | 6.67 | Residential | No | Behind the Meter | Sunrun Installation Services, Inc. | PSE&G | Accepted | 2019-08-23 | 2019-08-27 | 2020-08-27 | Ningbo Ginlong Technologies | Solis-1P5K-4G-US | Inverters | 5000 |  | 1 |  |  | 0.96 |  | Outdoor | Next To Meter
Solar Registration Program | NJSRRE1541987185 | Ocean City | 8226 | 21 | 6.67 | Residential | Yes | Behind the Meter | Sunrun Installation Services, Inc. | AC Electric | Accepted | 2019-08-30 | 2019-09-04 | 2020-09-04 | REC Solar | REC290TP2 BLK | Solar Panels |  | 0.29 | 12 | 96 | 34 |  | Fixed | Roof
Solar Registration Program | NJSRRE1541987185 | Ocean City | 8226 | 21 | 6.67 | Residential | Yes | Behind the Meter | Sunrun Installation Services, Inc. | AC Electric | Accepted | 2019-08-30 | 2019-09-04 | 2020-09-04 | REC Solar | REC290TP2 BLK | Solar Panels |  | 0.29 | 11 | 276 | 34 |  | Fixed | Roof
Solar Registration Program | NJSRRE1541987185 | Ocean City | 8226 | 21 | 6.67 | Residential | Yes | Behind the Meter | Sunrun Installation Services, Inc. | AC Electric | Accepted | 2019-08-30 | 2019-09-04 | 2020-09-04 | Ningbo Ginlong Technologies | Solis-1P5K-4G-US | Inverters | 5000 |  | 1 |  |  | 0.96 |  | Outdoor | Next To Meter
Solar Registration Program | NJSRRE1542242622 | Somerville | 8876 | 5 | 6.67 | Residential | Yes | Behind the Meter | Sunrun Installation Services, Inc. | PSE&G | Accepted | 2019-09-05 | 2019-09-09 | 2020-09-09 | REC Solar | REC290TP2 BLK | Solar Panels |  | 0.29 | 16 | 97 | 34 |  | Fixed | Roof
Solar Registration Program | NJSRRE1542242622 | Somerville | 8876 | 5 | 6.67 | Residential | Yes | Behind the Meter | Sunrun Installation Services, Inc. | PSE&G | Accepted | 2019-09-05 | 2019-09-09 | 2020-09-09 | REC Solar | REC290TP2 BLK | Solar Panels |  | 0.29 | 7 | 277 | 34 |  | Fixed | Roof
Solar Registration Program | NJSRRE1542242622 | Somerville | 8876 | 5 | 6.67 | Residential | Yes | Behind the Meter | Sunrun Installation Services, Inc. | PSE&G | Accepted | 2019-09-05 | 2019-09-09 | 2020-09-09 | SolarEdge Technologies | SE6000H-USRGM | Inverters | 6000 |  | 1 |  |  | 0.96 |  | Outdoor | Next To Meter
Solar Registration Program | NJSRRE1542412312 | Hopewell Twp Mer | 8525 | 12 | 6.67 | Residential | No | Behind the Meter | Sunrun Installation Services, Inc. | PSE&G | Accepted | 2019-09-17 | 2019-09-19 | 2020-09-19 | REC Solar | REC290TP2 BLK | Solar Panels |  | 0.29 | 16 | 237 | 34 |  | Fixed | Roof
Solar Registration Program | NJSRRE1542412312 | Hopewell Twp Mer | 8525 | 12 | 6.67 | Residential | No | Behind the Meter | Sunrun Installation Services, Inc. | PSE&G | Accepted | 2019-09-17 | 2019-09-19 | 2020-09-19 | REC Solar | REC290TP2 BLK | Solar Panels |  | 0.29 | 7 | 240 | 9 |  | Fixed | Roof
Solar Registration Program | NJSRRE1542412312 | Hopewell Twp Mer | 8525 | 12 | 6.67 | Residential | No | Behind the Meter | Sunrun Installation Services, Inc. | PSE&G | Accepted | 2019-09-17 | 2019-09-19 | 2020-09-19 | SolarEdge Technologies | SE7600A-USS2RGM | Inverters | 7600 |  | 1 |  |  | 0.96 |  | Outdoor | Next To Meter
Solar Registration Program | NJSRRE1542412312 | Hopewell Twp Mer | 8525 | 12 | 6.67 | Residential | No | Behind the Meter | Sunrun Installation Services, Inc. | PSE&G | Accepted | 2019-09-17 | 2019-09-19 | 2020-09-19 | LG Chem | RESU 10H SEG | Electric Storage Battery |  |  | 1 |  |  |  | Lithium Ion |  | outside
Solar Registration Program | NJSRRE1542444944 | Williamstown | 8094 | 15 | 6.67 | Residential | Yes | Behind the Meter | Sunrun Installation Services, Inc. | AC Electric | Accepted | 2019-09-26 | 2019-09-30 | 2020-09-30 | REC Solar | REC290TP2 BLK | Solar Panels |  | 0.29 | 9 | 135 | 34 |  | Fixed | Roof
Solar Registration Program | NJSRRE1542444944 | Williamstown | 8094 | 15 | 6.67 | Residential | Yes | Behind the Meter | Sunrun Installation Services, Inc. | AC Electric | Accepted | 2019-09-26 | 2019-09-30 | 2020-09-30 | REC Solar | REC290TP2 BLK | Solar Panels |  | 0.29 | 14 | 226 | 27 |  | Fixed | Roof
Solar Registration Program | NJSRRE1542444944 | Williamstown | 8094 | 15 | 6.67 | Residential | Yes | Behind the Meter | Sunrun Installation Services, Inc. | AC Electric | Accepted | 2019-09-26 | 2019-09-30 | 2020-09-30 | Ningbo Ginlong Technologies | Solis-1P6K-4G-US | Inverters | 6000 |  | 1 |  |  | 0.96 |  | Outdoor | Next To Meter
Solar Registration Program | NJSRRE1542460986 | Toms River | 8757 | 18 | 6.67 | Residential | Yes | Behind the Meter | Sunrun Installation Services, Inc. | JCP&L | Accepted | 2019-09-30 | 2019-10-02 | 2020-10-02 | REC Solar | REC290TP2 BLK | Solar Panels |  | 0.29 | 17 | 240 | 18 |  | Fixed | Roof
Solar Registration Program | NJSRRE1542460986 | Toms River | 8757 | 18 | 6.67 | Residential | Yes | Behind the Meter | Sunrun Installation Services, Inc. | JCP&L | Accepted | 2019-09-30 | 2019-10-02 | 2020-10-02 | REC Solar | REC290TP2 BLK | Solar Panels |  | 0.29 | 6 | 149 | 27 |  | Fixed | Roof
Solar Registration Program | NJSRRE1542460986 | Toms River | 8757 | 18 | 6.67 | Residential | Yes | Behind the Meter | Sunrun Installation Services, Inc. | JCP&L | Accepted | 2019-09-30 | 2019-10-02 | 2020-10-02 | Ningbo Ginlong Technologies | Solis-1P6K-4G-US | Inverters | 6000 |  | 1 |  |  | 0.96 |  | Outdoor | Next To Meter
Solar Registration Program | NJSRRE1542481272 | Manahawkin | 8050 | 18 | 6.67 | Residential | Yes | Behind the Meter | Sunrun Installation Services, Inc. | AC Electric | Accepted | 2019-10-01 | 2019-10-03 | 2020-10-03 | REC Solar | REC290TP2 BLK | Solar Panels |  | 0.29 | 4 | 173 | 34 |  | Fixed | Roof
Solar Registration Program | NJSRRE1542481272 | Manahawkin | 8050 | 18 | 6.67 | Residential | Yes | Behind the Meter | Sunrun Installation Services, Inc. | AC Electric | Accepted | 2019-10-01 | 2019-10-03 | 2020-10-03 | REC Solar | REC290TP2 BLK | Solar Panels |  | 0.29 | 19 | 353 | 34 |  | Fixed | Roof
Solar Registration Program | NJSRRE1542481272 | Manahawkin | 8050 | 18 | 6.67 | Residential | Yes | Behind the Meter | Sunrun Installation Services, Inc. | AC Electric | Accepted | 2019-10-01 | 2019-10-03 | 2020-10-03 | SolarEdge Technologies | SE6000H-USRGM | Inverters | 6000 |  | 1 |  |  | 0.96 |  | Outdoor | Next To Meter
Solar Registration Program | NJSRRE1542481278 | Piscataway | 8854 | 11 | 6.67 | Residential | Yes | Behind the Meter | Sunrun Installation Services, Inc. | PSE&G | Accepted | 2019-10-01 | 2019-10-03 | 2020-10-03 | REC Solar | REC290TP2 BLK | Solar Panels |  | 0.29 | 23 | 128 | 23 |  | Fixed | Roof
Solar Registration Program | NJSRRE1542481278 | Piscataway | 8854 | 11 | 6.67 | Residential | Yes | Behind the Meter | Sunrun Installation Services, Inc. | PSE&G | Accepted | 2019-10-01 | 2019-10-03 | 2020-10-03 | Ningbo Ginlong Technologies | Solis-1P5K-4G-US | Inverters | 5000 |  | 1 |  |  | 0.96 |  | Outdoor | Next To Meter
Solar Registration Program | NJSRRE1542497288 | Maywood | 7607 | 7 | 6.67 | Residential | No | Behind the Meter | Sunrun Installation Services, Inc. | PSE&G | Accepted | 2019-10-02 | 2019-10-04 | 2020-10-04 | REC Solar | REC290TP2 BLK | Solar Panels |  | 0.29 | 23 | 217 | 40 |  | Fixed | Roof
Solar Registration Program | NJSRRE1542497288 | Maywood | 7607 | 7 | 6.67 | Residential | No | Behind the Meter | Sunrun Installation Services, Inc. | PSE&G | Accepted | 2019-10-02 | 2019-10-04 | 2020-10-04 | Ningbo Ginlong Technologies | Solis-1P5K-4G-US | Inverters | 5000 |  | 1 |  |  | 0.96 |  | Outdoor | Next To Meter
Solar Registration Program | NJSRRE1542515896 | Englewood City | 7631 | 7 | 6.67 | Residential | Yes | Behind the Meter | Sunrun Installation Services, Inc. | PSE&G | Accepted | 2019-10-08 | 2019-10-11 | 2020-10-11 | REC Solar | REC290TP2 BLK | Solar Panels |  | 0.29 | 23 | 212 | 40 |  | Fixed | Roof
Solar Registration Program | NJSRRE1542515896 | Englewood City | 7631 | 7 | 6.67 | Residential | Yes | Behind the Meter | Sunrun Installation Services, Inc. | PSE&G | Accepted | 2019-10-08 | 2019-10-11 | 2020-10-11 | Delta Electronics | M6-TL-US | Inverters | 5760 |  | 1 |  |  | 0.96 |  | Outdoor | Next To Meter
Solar Registration Program | NJSRRE1542554111 | Union Twp Uni | 7083 | 10 | 6.67 | Residential | No | Behind the Meter | Sunrun Installation Services, Inc. | PSE&G | Accepted | 2019-10-17 | 2019-10-21 | 2020-10-21 | REC Solar | REC290TP2 BLK | Solar Panels |  | 0.29 | 12 | 129 | 34 |  | Fixed | Roof
Solar Registration Program | NJSRRE1542554111 | Union Twp Uni | 7083 | 10 | 6.67 | Residential | No | Behind the Meter | Sunrun Installation Services, Inc. | PSE&G | Accepted | 2019-10-17 | 2019-10-21 | 2020-10-21 | REC Solar | REC290TP2 BLK | Solar Panels |  | 0.29 | 11 | 309 | 34 |  | Fixed | Roof
Solar Registration Program | NJSRRE1542554111 | Union Twp Uni | 7083 | 10 | 6.67 | Residential | No | Behind the Meter | Sunrun Installation Services, Inc. | PSE&G | Accepted | 2019-10-17 | 2019-10-21 | 2020-10-21 | Ningbo Ginlong Technologies | Solis-1P5K-4G-US | Inverters | 5000 |  | 1 |  |  | 0.96 |  | Outdoor | Next To Meter
Solar Registration Program | NJSRRE1542554454 | Parsippany | 7054 | 3 | 6.67 | Residential | Yes | Behind the Meter | Sunrun Installation Services, Inc. | JCP&L | Accepted | 2019-10-17 | 2019-10-21 | 2020-10-21 | REC Solar | REC290TP2 BLK | Solar Panels |  | 0.29 | 23 | 6 | 20 |  | Fixed | Roof
Solar Registration Program | NJSRRE1542554454 | Parsippany | 7054 | 3 | 6.67 | Residential | Yes | Behind the Meter | Sunrun Installation Services, Inc. | JCP&L | Accepted | 2019-10-17 | 2019-10-21 | 2020-10-21 | Delta Electronics | M6-TL-US | Inverters | 6000 |  | 1 |  |  | 0.99 |  | Outside | Next to meter
Solar Registration Program | NJSRRE1542684984 | West Tuckerton | 8087 | 18 | 6.67 | Residential | No | Behind the Meter | Sunrun Installation Services, Inc. | AC Electric | Accepted | 2019-10-28 | 2019-10-30 | 2020-10-30 | REC Solar | REC290TP2 BLK | Solar Panels |  | 0.29 | 23 | 143 | 23 |  | Fixed | Roof
Solar Registration Program | NJSRRE1542684984 | West Tuckerton | 8087 | 18 | 6.67 | Residential | No | Behind the Meter | Sunrun Installation Services, Inc. | AC Electric | Accepted | 2019-10-28 | 2019-10-30 | 2020-10-30 | Delta Electronics | M6-TL-US | Inverters | 5760 |  | 1 |  |  | 0.96 |  | Outdoor | Next To Meter
Solar Registration Program | NJSRRE1542840087 | Flanders | 7836 | 3 | 6.67 | Residential | No | Behind the Meter | Sunrun Installation Services, Inc. | JCP&L | Accepted | 2019-10-31 | 2019-11-04 | 2020-11-04 | REC Solar | REC290TP2 BLK | Solar Panels |  | 0.29 | 23 | 124 | 9 |  | Fixed | Roof
Solar Registration Program | NJSRRE1542840087 | Flanders | 7836 | 3 | 6.67 | Residential | No | Behind the Meter | Sunrun Installation Services, Inc. | JCP&L | Accepted | 2019-10-31 | 2019-11-04 | 2020-11-04 | Delta Electronics | M6-TL-US | Inverters | 5760 |  | 1 |  |  | 0.96 |  | Outdoor | Next To Meter
Solar Registration Program | NJSRRE1543046400 | Bayville | 8721 | 18 | 6.67 | Residential | No | Behind the Meter | Sunrun Installation Services, Inc. | JCP&L | Accepted | 2019-11-07 | 2019-11-11 | 2020-11-11 | REC Solar | REC290TP2 BLK | Solar Panels |  | 0.29 | 23 | 111 | 22 |  | Fixed | Roof
Solar Registration Program | NJSRRE1543046400 | Bayville | 8721 | 18 | 6.67 | Residential | No | Behind the Meter | Sunrun Installation Services, Inc. | JCP&L | Accepted | 2019-11-07 | 2019-11-11 | 2020-11-11 | Delta Electronics | M6-TL-US | Inverters | 5760 |  | 1 |  |  | 0.96 |  | Outdoor | Next To Meter
Solar Registration Program | NJSRRE1543066241 | Marlboro Township | 7746 | 17 | 6.67 | Residential | No | Behind the Meter | Sunrun Installation Services, Inc. | JCP&L | Accepted | 2019-11-11 | 2019-11-14 | 2020-11-14 | REC Solar | REC290TP2 BLK | Solar Panels |  | 0.29 | 23 | 230 | 26 |  | Fixed | Roof
Solar Registration Program | NJSRRE1543066241 | Marlboro Township | 7746 | 17 | 6.67 | Residential | No | Behind the Meter | Sunrun Installation Services, Inc. | JCP&L | Accepted | 2019-11-11 | 2019-11-14 | 2020-11-14 | Delta Electronics | M6-TL-US | Inverters | 5760 |  | 1 |  |  | 0.96 |  | Outdoor | Next To Meter
Solar Registration Program | NJSRRE1543422201 | Southampton Township | 8088 | 13 | 6.67 | Residential | Yes | Behind the Meter | Sunrun Installation Services, Inc. | PSE&G | Accepted | 2019-11-19 | 2019-11-22 | 2020-11-22 | REC Solar | REC290TP2 BLK | Solar Panels |  | 0.29 | 23 | 145 | 23 |  | Fixed | Roof
Solar Registration Program | NJSRRE1543422201 | Southampton Township | 8088 | 13 | 6.67 | Residential | Yes | Behind the Meter | Sunrun Installation Services, Inc. | PSE&G | Accepted | 2019-11-19 | 2019-11-22 | 2020-11-22 | SolarEdge Technologies | SE7600A-USS2RGM | Inverters | 7600 |  | 1 |  |  | 0.96 |  | Outdoor | Next To Meter
Solar Registration Program | NJSRRE1543422201 | Southampton Township | 8088 | 13 | 6.67 | Residential | Yes | Behind the Meter | Sunrun Installation Services, Inc. | PSE&G | Accepted | 2019-11-19 | 2019-11-22 | 2020-11-22 | LG Chem | RESU 10H SEG | Electric Storage Battery |  |  | 1 |  |  |  | Lithium Ion |  | outside
Solar Registration Program | NJSRRE1543436653 | Basking Ridge | 7920 | 5 | 6.67 | Residential | Yes | Behind the Meter | Sunrun Installation Services, Inc. | JCP&L | Accepted | 2019-11-22 | 2019-11-26 | 2020-11-26 | REC Solar | REC290TP2 BLK | Solar Panels |  | 0.29 | 23 | 205 | 34 |  | Fixed | Roof
Solar Registration Program | NJSRRE1543436653 | Basking Ridge | 7920 | 5 | 6.67 | Residential | Yes | Behind the Meter | Sunrun Installation Services, Inc. | JCP&L | Accepted | 2019-11-22 | 2019-11-26 | 2020-11-26 | Delta Electronics | M6-TL-US | Inverters | 5760 |  | 1 |  |  | 0.96 |  | Outdoor | Next To Meter
Solar Registration Program | NJSRRE1543443548 | Cedar Grove | 7009 | 9 | 6.67 | Residential | Yes | Behind the Meter | Sunrun Installation Services, Inc. | PSE&G | Accepted | 2019-11-25 | 2019-12-02 | 2020-12-02 | REC Solar | REC290TP2 BLK | Solar Panels |  | 0.29 | 23 | 205 | 10 |  | Fixed | Roof
Solar Registration Program | NJSRRE1543443548 | Cedar Grove | 7009 | 9 | 6.67 | Residential | Yes | Behind the Meter | Sunrun Installation Services, Inc. | PSE&G | Accepted | 2019-11-25 | 2019-12-02 | 2020-12-02 | Delta Electronics | M6-TL-US | Inverters | 5760 |  | 1 |  |  | 0.96 |  | Outdoor | Next To Meter
Solar Registration Program | NJSRRE1543498260 | Plainfield | 7063 | 10 | 6.67 | Residential | Yes | Behind the Meter | Sunrun Installation Services, Inc. | PSE&G | Accepted | 2019-12-06 | 2019-12-10 | 2020-12-10 | REC Solar | REC290TP2 BLK | Solar Panels |  | 0.29 | 23 | 228 | 18 |  | Fixed | Roof
Solar Registration Program | NJSRRE1543498260 | Plainfield | 7063 | 10 | 6.67 | Residential | Yes | Behind the Meter | Sunrun Installation Services, Inc. | PSE&G | Accepted | 2019-12-06 | 2019-12-10 | 2020-12-10 | SolarEdge Technologies | SE7600A-USS2RGM | Inverters | 7600 |  | 1 |  |  | 0.96 |  | Outdoor | Next To Meter
Solar Registration Program | NJSRRE1543498260 | Plainfield | 7063 | 10 | 6.67 | Residential | Yes | Behind the Meter | Sunrun Installation Services, Inc. | PSE&G | Accepted | 2019-12-06 | 2019-12-10 | 2020-12-10 | LG Chem | RESU 10H SEG | Electric Storage Battery |  |  | 1 |  |  |  | Lithium Ion |  | outside
Solar Registration Program | NJSRRE1543502406 | Fanwood | 7023 | 10 | 6.67 | Residential | Yes | Behind the Meter | Complete Solar | PSE&G | Accepted | 2019-12-18 | 2019-12-18 | 2020-12-18 | LONGI SOLAR | LR6-60HPB-305M | Solar Panels |  | 0.29 | 23 | 242.5 | 30 |  | Fixed | Roof
Solar Registration Program | NJSRRE1543502406 | Fanwood | 7023 | 10 | 6.67 | Residential | Yes | Behind the Meter | Complete Solar | PSE&G | Accepted | 2019-12-18 | 2019-12-18 | 2020-12-18 | SolarEdge Technologies SE6000H- US RGM | SE6000H- US RGM | Inverters | 6000 |  | 1 |  |  | 0.97 |  | Outdoor | by MSP
Solar Registration Program | NJSRRE1543509815 | Ogdensburg | 7439 | 1 | 6.67 | Residential | Yes | Behind the Meter | Sunrun Installation Services, Inc. | JCP&L | Accepted | 2019-12-11 | 2019-12-16 | 2020-12-16 | REC Solar | REC290TP2 BLK | Solar Panels |  | 0.29 | 5 | 115 | 27 |  | Fixed | Roof
Solar Registration Program | NJSRRE1543509815 | Ogdensburg | 7439 | 1 | 6.67 | Residential | Yes | Behind the Meter | Sunrun Installation Services, Inc. | JCP&L | Accepted | 2019-12-11 | 2019-12-16 | 2020-12-16 | REC Solar | REC290TP2 BLK | Solar Panels |  | 0.29 | 18 | 205 | 26 |  | Fixed | Roof
Solar Registration Program | NJSRRE1543509815 | Ogdensburg | 7439 | 1 | 6.67 | Residential | Yes | Behind the Meter | Sunrun Installation Services, Inc. | JCP&L | Accepted | 2019-12-11 | 2019-12-16 | 2020-12-16 | Delta Electronics | M6-TL-US | Inverters | 5760 |  | 1 |  |  | 0.96 |  | Outdoor | Next To Meter
Solar Registration Program | NJSRRE1541606953 | SECAUCUS | 7094 | 8 | 6.7 | Residential | Yes | Behind the Meter | Pro Custom Solar dba Momentum Solar | PSE&G | Accepted | 2019-07-03 | 2019-07-08 | 2020-07-08 | LG ELECTRONICS | LG 335N1C-A5 | Solar Panels |  | 0.335 | 8 | 218 | 28 |  | Fixed | Roof
Solar Registration Program | NJSRRE1541606953 | SECAUCUS | 7094 | 8 | 6.7 | Residential | Yes | Behind the Meter | Pro Custom Solar dba Momentum Solar | PSE&G | Accepted | 2019-07-03 | 2019-07-08 | 2020-07-08 | LG ELECTRONICS | LG 335N1C-A5 | Solar Panels |  | 0.335 | 12 | 128 | 40 |  | Fixed | Roof
Solar Registration Program | NJSRRE1541606953 | SECAUCUS | 7094 | 8 | 6.7 | Residential | Yes | Behind the Meter | Pro Custom Solar dba Momentum Solar | PSE&G | Accepted | 2019-07-03 | 2019-07-08 | 2020-07-08 | ENPHASE | IQ7-60-2-US | Inverters | 250 |  | 1 |  |  | 0.97 |  | Outdoor | Roof
Solar Registration Program | NJSRRE1541621634 | EAST BRUNSWICK | 8816 | 11 | 6.7 | Residential | Yes | Behind the Meter | Pro Custom Solar dba Momentum Solar | PSE&G | Accepted | 2019-07-08 | 2019-07-10 | 2020-07-10 | LG ELECTRONICS | LG 335N1C-A5 | Solar Panels |  | 0.335 | 10 | 23 | 17 |  | Fixed | Roof
Solar Registration Program | NJSRRE1541621634 | EAST BRUNSWICK | 8816 | 11 | 6.7 | Residential | Yes | Behind the Meter | Pro Custom Solar dba Momentum Solar | PSE&G | Accepted | 2019-07-08 | 2019-07-10 | 2020-07-10 | LG ELECTRONICS | LG 335N1C-A5 | Solar Panels |  | 0.335 | 10 | 203 | 17 |  | Fixed | Roof
Solar Registration Program | NJSRRE1541621634 | EAST BRUNSWICK | 8816 | 11 | 6.7 | Residential | Yes | Behind the Meter | Pro Custom Solar dba Momentum Solar | PSE&G | Accepted | 2019-07-08 | 2019-07-10 | 2020-07-10 | ENPHASE | IQ7-60-2-US | Inverters | 250 |  | 20 |  |  | 0.97 |  | Outdoor | Roof
Solar Registration Program | NJSRRE1541644571 | EAST BRUNSWICK | 8816 | 11 | 6.7 | Residential | Yes | Behind the Meter | Pro Custom Solar dba Momentum Solar | PSE&G | Accepted | 2019-07-15 | 2019-07-17 | 2020-07-17 | LG ELECTRONICS | LG 335N1C-A5 | Solar Panels |  | 0.335 | 4 | 257 | 25 |  | Fixed | Roof
Solar Registration Program | NJSRRE1541644571 | EAST BRUNSWICK | 8816 | 11 | 6.7 | Residential | Yes | Behind the Meter | Pro Custom Solar dba Momentum Solar | PSE&G | Accepted | 2019-07-15 | 2019-07-17 | 2020-07-17 | LG ELECTRONICS | LG 335N1C-A5 | Solar Panels |  | 0.335 | 16 | 77 | 25 |  | Fixed | Roof
Solar Registration Program | NJSRRE1541692857 | HACKENSACK | 7601 | 7 | 6.7 | Residential | Yes | Behind the Meter | Pro Custom Solar dba Momentum Solar | PSE&G | Accepted | 2019-07-22 | 2019-07-24 | 2020-07-24 | LG ELECTRONICS | LG 335N1C-A5 | Solar Panels |  | 0.335 | 11 | 275 | 37 |  | Fixed | Roof
Solar Registration Program | NJSRRE1541692857 | HACKENSACK | 7601 | 7 | 6.7 | Residential | Yes | Behind the Meter | Pro Custom Solar dba Momentum Solar | PSE&G | Accepted | 2019-07-22 | 2019-07-24 | 2020-07-24 | LG ELECTRONICS | LG 335N1C-A5 | Solar Panels |  | 0.335 | 7 | 95 | 37 |  | Fixed | Roof
Solar Registration Program | NJSRRE1541692857 | HACKENSACK | 7601 | 7 | 6.7 | Residential | Yes | Behind the Meter | Pro Custom Solar dba Momentum Solar | PSE&G | Accepted | 2019-07-22 | 2019-07-24 | 2020-07-24 | LG ELECTRONICS | LG 335N1C-A5 | Solar Panels |  | 0.335 | 2 | 185 | 30 |  | Fixed | Roof
Solar Registration Program | NJSRRE1541692857 | HACKENSACK | 7601 | 7 | 6.7 | Residential | Yes | Behind the Meter | Pro Custom Solar dba Momentum Solar | PSE&G | Accepted | 2019-07-22 | 2019-07-24 | 2020-07-24 | ENPHASE ENERGY | IQ7-60-2-US | Inverters | 250 |  | 20 |  |  | 0.97 |  | Outdoor | Roof
Solar Registration Program | NJSRRE1541851347 | Lake Hiawatha | 7034 | 3 | 6.7 | Residential | Yes | Behind the Meter | Pro Custom Solar dba Momentum Solar | JCP&L | Accepted | 2019-08-16 | 2019-08-23 | 2020-08-23 | LG ELECTRONICS | LG 335N1C-V5 | Solar Panels |  | 0.335 | 8 | 187 | 33 |  | Fixed | Roof
Solar Registration Program | NJSRRE1541851347 | Lake Hiawatha | 7034 | 3 | 6.7 | Residential | Yes | Behind the Meter | Pro Custom Solar dba Momentum Solar | JCP&L | Accepted | 2019-08-16 | 2019-08-23 | 2020-08-23 | LG ELECTRONICS | LG 335N1C-V5 | Solar Panels |  | 0.335 | 8 | 276 | 24 |  | Fixed | Roof
Solar Registration Program | NJSRRE1541851347 | Lake Hiawatha | 7034 | 3 | 6.7 | Residential | Yes | Behind the Meter | Pro Custom Solar dba Momentum Solar | JCP&L | Accepted | 2019-08-16 | 2019-08-23 | 2020-08-23 | LG ELECTRONICS | LG 335N1C-V5 | Solar Panels |  | 0.335 | 4 | 95 | 29 |  | Fixed | Roof
Solar Registration Program | NJSRRE1541851347 | Lake Hiawatha | 7034 | 3 | 6.7 | Residential | Yes | Behind the Meter | Pro Custom Solar dba Momentum Solar | JCP&L | Accepted | 2019-08-16 | 2019-08-23 | 2020-08-23 | Enphase Energy | IQ7-60-2-US | Inverters | 250 |  | 20 |  |  | 0.97 |  | Outdoor | Roof
Solar Registration Program | NJSRRE1541862465 | Cherry Hill | 8003 | 14 | 6.7 | Residential | No | Behind the Meter | Public Service Solar | PSE&G | Accepted | 2019-08-20 | 2019-08-26 | 2020-08-26 | LG | LG335N1C-A5 | Solar Panels |  | 0.335 | 20 | 183 | 27 |  | Fixed | Roof
Solar Registration Program | NJSRRE1541862465 | Cherry Hill | 8003 | 14 | 6.7 | Residential | No | Behind the Meter | Public Service Solar | PSE&G | Accepted | 2019-08-20 | 2019-08-26 | 2020-08-26 | SolarEdge | SE6000H-US | Inverters | 25 |  | 1 |  |  | 0.98 |  | Outside | Outside
Solar Registration Program | NJSRRE1541864889 | Atco | 8004 | 14 | 6.7 | Residential | Yes | Behind the Meter | Pro Custom Solar dba Momentum Solar | AC Electric | Accepted | 2019-08-21 | 2019-08-26 | 2020-08-26 | LG ELECTRONICS | LG 335N1C-V5 | Solar Panels |  | 0.335 | 16 | 222 | 7 |  | Fixed | Roof
Solar Registration Program | NJSRRE1541864889 | Atco | 8004 | 14 | 6.7 | Residential | Yes | Behind the Meter | Pro Custom Solar dba Momentum Solar | AC Electric | Accepted | 2019-08-21 | 2019-08-26 | 2020-08-26 | LG ELECTRONICS | LG 335N1C-V5 | Solar Panels |  | 0.335 | 4 | 42 | 27 |  | Fixed | Roof
Solar Registration Program | NJSRRE1541864889 | Atco | 8004 | 14 | 6.7 | Residential | Yes | Behind the Meter | Pro Custom Solar dba Momentum Solar | AC Electric | Accepted | 2019-08-21 | 2019-08-26 | 2020-08-26 | Enphase Energy | IQ7-60-2-US | Inverters | 250 |  | 20 |  |  | 0.97 |  | Outdoor | Roof
Solar Registration Program | NJSRRE1541873824 | Swedesboro | 8085 | 15 | 6.7 | Residential | No | Behind the Meter | Castle Energy, LLC | AC Electric | Accepted | 2019-08-22 | 2019-08-27 | 2020-08-27 | LG Electronics | LG335N1C-V5 | Solar Panels |  | 0.335 | 20 | 161 | 39 |  | Fixed | Roof
Solar Registration Program | NJSRRE1541873824 | Swedesboro | 8085 | 15 | 6.7 | Residential | No | Behind the Meter | Castle Energy, LLC | AC Electric | Accepted | 2019-08-22 | 2019-08-27 | 2020-08-27 | Enhphase Energy | IQ7PLUS-72-2-US | Inverters | 290 |  | 20 |  |  | 0.967 |  | Outside | on the rooftop under each solar panel
Solar Registration Program | NJSRRE1541873832 | Cape May | 8204 | 21 | 6.7 | Residential | Yes | Behind the Meter | Pro Custom Solar dba Momentum Solar | AC Electric | Accepted | 2019-08-22 | 2019-08-27 | 2020-08-27 | LG ELECTRONICS | LG 335N1C-V5 | Solar Panels |  | 0.335 | 8 | 197 | 35 |  | Fixed | Roof
Solar Registration Program | NJSRRE1541873832 | Cape May | 8204 | 21 | 6.7 | Residential | Yes | Behind the Meter | Pro Custom Solar dba Momentum Solar | AC Electric | Accepted | 2019-08-22 | 2019-08-27 | 2020-08-27 | LG ELECTRONICS | LG 335N1C-V5 | Solar Panels |  | 0.335 | 4 | 17 | 25 |  | Fixed | Roof
Solar Registration Program | NJSRRE1541873832 | Cape May | 8204 | 21 | 6.7 | Residential | Yes | Behind the Meter | Pro Custom Solar dba Momentum Solar | AC Electric | Accepted | 2019-08-22 | 2019-08-27 | 2020-08-27 | LG ELECTRONICS | LG 335N1C-V5 | Solar Panels |  | 0.335 | 8 | 197 | 24 |  | Fixed | Roof
Solar Registration Program | NJSRRE1541873832 | Cape May | 8204 | 21 | 6.7 | Residential | Yes | Behind the Meter | Pro Custom Solar dba Momentum Solar | AC Electric | Accepted | 2019-08-22 | 2019-08-27 | 2020-08-27 | Enphase Energy | IQ7-60-2-US | Inverters | 250 |  | 20 |  |  | 0.97 |  | Outdoor | Roof
Solar Registration Program | NJSRRE1541897519 | NEWARK | 7114 | 9 | 6.7 | Residential | Yes | Behind the Meter | Pro Custom Solar dba Momentum Solar | PSE&G | Accepted | 2019-08-29 | 2019-09-03 | 2020-09-03 | LG ELECTRONICS | LG 335N1C-V5 | Solar Panels |  | 0.335 | 10 | 211 | 17 |  | Fixed | Roof
Solar Registration Program | NJSRRE1541897519 | NEWARK | 7114 | 9 | 6.7 | Residential | Yes | Behind the Meter | Pro Custom Solar dba Momentum Solar | PSE&G | Accepted | 2019-08-29 | 2019-09-03 | 2020-09-03 | LG ELECTRONICS | LG 335N1C-V5 | Solar Panels |  | 0.335 | 10 | 31 | 16 |  | Fixed | Roof
Solar Registration Program | NJSRRE1541897519 | NEWARK | 7114 | 9 | 6.7 | Residential | Yes | Behind the Meter | Pro Custom Solar dba Momentum Solar | PSE&G | Accepted | 2019-08-29 | 2019-09-03 | 2020-09-03 | Enphase Energy | IQ7-60-2-US | Inverters | 250 |  | 20 |  |  | 0.97 |  | Outdoor | Roof
Solar Registration Program | NJSRRE1541918436 | Plainfield | 7063 | 10 | 6.7 | Residential | Yes | Behind the Meter | Pro Custom Solar dba Momentum Solar | PSE&G | Accepted | 2019-08-29 | 2019-09-03 | 2020-09-03 | LG ELECTRONICS | LG 335N1C-V5 | Solar Panels |  | 0.335 | 20 | 127 | 35 |  | Fixed | Roof
Solar Registration Program | NJSRRE1541918436 | Plainfield | 7063 | 10 | 6.7 | Residential | Yes | Behind the Meter | Pro Custom Solar dba Momentum Solar | PSE&G | Accepted | 2019-08-29 | 2019-09-03 | 2020-09-03 | Enphase Energy | IQ7-60-2-US | Inverters | 250 |  | 20 |  |  | 0.97 |  | Outdoor | Roof
Solar Registration Program | NJSRRE1542034204 | NEWARK | 7107 | 9 | 6.7 | Residential | No | Behind the Meter | Infinity Solar Systems | PSE&G | Accepted | 2019-09-03 | 2019-09-05 | 2020-09-05 | LG | LG-335-N1C-A5 | Solar Panels |  | 0.335 | 20 | 200 | 45 |  | Fixed | Roof
Solar Registration Program | NJSRRE1542034204 | NEWARK | 7107 | 9 | 6.7 | Residential | No | Behind the Meter | Infinity Solar Systems | PSE&G | Accepted | 2019-09-03 | 2019-09-05 | 2020-09-05 | ENPHASE | IQ7-60-X-US | Inverters | 240 |  | 20 |  |  | 0.97 |  | Other | MICROINVERTERS
Solar Registration Program | NJSRRE1542372579 | Franklin Township | 8823 | 5 | 6.7 | Residential | No | Behind the Meter | Pro Custom Solar dba Momentum Solar | PSE&G | Accepted | 2019-09-09 | 2019-09-11 | 2020-09-11 | LG ELECTRONICS | LG 335N1C-V5 | Solar Panels |  | 0.335 | 20 | 150 | 32 |  | Fixed | Roof
Solar Registration Program | NJSRRE1542372579 | Franklin Township | 8823 | 5 | 6.7 | Residential | No | Behind the Meter | Pro Custom Solar dba Momentum Solar | PSE&G | Accepted | 2019-09-09 | 2019-09-11 | 2020-09-11 | Enphase Energy | IQ7-60-2-US | Inverters | 250 |  | 20 |  |  | 0.97 |  | Outdoor | Roof
Solar Registration Program | NJSRRE1542416783 | Egg Harbor Township | 8234 | 19 | 6.7 | Residential | Yes | Behind the Meter | Pro Custom Solar dba Momentum Solar | AC Electric | Accepted | 2019-09-18 | 2019-09-20 | 2020-09-20 | LG ELECTRONICS | LG 335N1C-V5 | Solar Panels |  | 0.335 | 20 | 195 | 26 |  | Fixed | Roof
Solar Registration Program | NJSRRE1542416783 | Egg Harbor Township | 8234 | 19 | 6.7 | Residential | Yes | Behind the Meter | Pro Custom Solar dba Momentum Solar | AC Electric | Accepted | 2019-09-18 | 2019-09-20 | 2020-09-20 | Enphase Energy | IQ7-60-2-US | Inverters | 250 |  | 20 |  |  | 0.97 |  | Outdoor | Roof
Solar Registration Program | NJSRRE1542460997 | Hawthorne | 7506 | 6 | 6.7 | Residential | Yes | Behind the Meter | Pro Custom Solar dba Momentum Solar | PSE&G | Accepted | 2019-09-30 | 2019-10-02 | 2020-10-02 | LG ELECTRONICS | LG 335N1C-V5 | Solar Panels |  | 0.335 | 8 | 67 | 26 |  | Fixed | Roof
Solar Registration Program | NJSRRE1542460997 | Hawthorne | 7506 | 6 | 6.7 | Residential | Yes | Behind the Meter | Pro Custom Solar dba Momentum Solar | PSE&G | Accepted | 2019-09-30 | 2019-10-02 | 2020-10-02 | LG ELECTRONICS | LG 335N1C-V5 | Solar Panels |  | 0.335 | 3 | 335 | 24 |  | Fixed | Roof
Solar Registration Program | NJSRRE1542460997 | Hawthorne | 7506 | 6 | 6.7 | Residential | Yes | Behind the Meter | Pro Custom Solar dba Momentum Solar | PSE&G | Accepted | 2019-09-30 | 2019-10-02 | 2020-10-02 | LG ELECTRONICS | LG 335N1C-V5 | Solar Panels |  | 0.335 | 7 | 67 | 26 |  | Fixed | Roof
Solar Registration Program | NJSRRE1542460997 | Hawthorne | 7506 | 6 | 6.7 | Residential | Yes | Behind the Meter | Pro Custom Solar dba Momentum Solar | PSE&G | Accepted | 2019-09-30 | 2019-10-02 | 2020-10-02 | LG ELECTRONICS | LG 335N1C-V5 | Solar Panels |  | 0.335 | 2 | 156 | 24 |  | Fixed | Roof
Solar Registration Program | NJSRRE1542460997 | Hawthorne | 7506 | 6 | 6.7 | Residential | Yes | Behind the Meter | Pro Custom Solar dba Momentum Solar | PSE&G | Accepted | 2019-09-30 | 2019-10-02 | 2020-10-02 | Enphase Energy | IQ7-60-2-US | Inverters | 250 |  | 20 |  |  | 0.97 |  | Outdoor | Roof
Solar Registration Program | NJSRRE1542501522 | Bergenfield | 7621 | 7 | 6.7 | Residential | No | Behind the Meter | Pro Custom Solar dba Momentum Solar | PSE&G | Accepted | 2019-10-03 | 2019-10-08 | 2020-10-08 | LG ELECTRONICS | LG 335N1C-V5 | Solar Panels |  | 0.335 | 11 | 176 | 26 |  | Fixed | Roof
Solar Registration Program | NJSRRE1542501522 | Bergenfield | 7621 | 7 | 6.7 | Residential | No | Behind the Meter | Pro Custom Solar dba Momentum Solar | PSE&G | Accepted | 2019-10-03 | 2019-10-08 | 2020-10-08 | LG ELECTRONICS | LG 335N1C-V5 | Solar Panels |  | 0.335 | 2 | 266 | 28 |  | Fixed | Roof
Solar Registration Program | NJSRRE1542501522 | Bergenfield | 7621 | 7 | 6.7 | Residential | No | Behind the Meter | Pro Custom Solar dba Momentum Solar | PSE&G | Accepted | 2019-10-03 | 2019-10-08 | 2020-10-08 | LG ELECTRONICS | LG 335N1C-V5 | Solar Panels |  | 0.335 | 7 | 86 | 28 |  | Fixed | Roof
Solar Registration Program | NJSRRE1542553637 | Secaucus | 7094 | 8 | 6.7 | Residential | Yes | Behind the Meter | Pro Custom Solar dba Momentum Solar | PSE&G | Accepted | 2019-10-17 | 2019-10-21 | 2020-10-21 | LG ELECTRONICS | LG 335N1C-V5 | Solar Panels |  | 0.335 | 20 | 127 | 25 |  | Fixed | Roof
Solar Registration Program | NJSRRE1542553637 | Secaucus | 7094 | 8 | 6.7 | Residential | Yes | Behind the Meter | Pro Custom Solar dba Momentum Solar | PSE&G | Accepted | 2019-10-17 | 2019-10-21 | 2020-10-21 | Enphase Energy | IQ7-60-2-US | Inverters | 250 |  | 20 |  |  | 0.97 |  | Outdoor | Roof
Solar Registration Program | NJSRRE1542589622 | North Brunswick Township | 8902 | 11 | 6.7 | Residential | No | Behind the Meter | SunnyMac LLC | PSE&G | Accepted | 2019-10-25 | 2019-10-29 | 2020-10-29 | SunPower | SPR-X21-335 | Solar Panels |  | 0.335 | 20 | 186 | 37 |  | Fixed | Roof
Solar Registration Program | NJSRRE1542589622 | North Brunswick Township | 8902 | 11 | 6.7 | Residential | No | Behind the Meter | SunnyMac LLC | PSE&G | Accepted | 2019-10-25 | 2019-10-29 | 2020-10-29 | Enphase | IQ7XS-96-ACM-US | Inverters | 0.315 |  | 20 |  |  | 0.99 |  | Outdoor | roof
Solar Registration Program | NJSRRE1542642853 | Ocean City | 8226 | 21 | 6.7 | Residential | No | Behind the Meter | Public Service Solar | AC Electric | Accepted | 2019-10-25 | 2019-10-29 | 2020-10-29 | LG | LG335N1K-V5 | Solar Panels |  | 0.335 | 20 | 136 | 26 |  | Fixed | Roof
Solar Registration Program | NJSRRE1542642853 | Ocean City | 8226 | 21 | 6.7 | Residential | No | Behind the Meter | Public Service Solar | AC Electric | Accepted | 2019-10-25 | 2019-10-29 | 2020-10-29 | Enphase | IQ7+ | Inverters | 0.29 |  | 20 |  |  | 0.96 |  | Outside | Under panels
Solar Registration Program | NJSRRE1542850408 | Trenton | 8620 | 12 | 6.7 | Residential | Yes | Behind the Meter | Pro Custom Solar dba Momentum Solar | PSE&G | Accepted | 2019-10-31 | 2019-11-04 | 2020-11-04 | LG ELECTRONICS | LG 335N1C-V5 | Solar Panels |  | 0.335 | 20 | 111 | 18 |  | Fixed | Roof
Solar Registration Program | NJSRRE1542850408 | Trenton | 8620 | 12 | 6.7 | Residential | Yes | Behind the Meter | Pro Custom Solar dba Momentum Solar | PSE&G | Accepted | 2019-10-31 | 2019-11-04 | 2020-11-04 | Enphase Energy | IQ7-60-2-US | Inverters | 250 |  | 20 |  |  | 0.97 |  | Outdoor | Roof
Solar Registration Program | NJSRRE1542911450 | Morganville | 7751 | 17 | 6.7 | Residential | No | Behind the Meter | Morgan Associates and Consulting LLC | JCP&L | Accepted | 2019-11-05 | 2019-11-06 | 2020-11-06 | LG | LG335 | Solar Panels |  | 0.335 | 20 | 192 | 14 |  | Fixed | Roof
Solar Registration Program | NJSRRE1542911450 | Morganville | 7751 | 17 | 6.7 | Residential | No | Behind the Meter | Morgan Associates and Consulting LLC | JCP&L | Accepted | 2019-11-05 | 2019-11-06 | 2020-11-06 | Enphase | Iq6 | Inverters | 0.3 |  | 20 |  |  | 0.98 |  | Outdoor | On roof
Solar Registration Program | NJSRRE1542911452 | morganville | 7751 | 17 | 6.7 | Residential | No | Behind the Meter | Morgan Associates and Consulting LLC | JCP&L | Accepted | 2019-11-05 | 2019-11-06 | 2020-11-06 | LG | LG 335 | Solar Panels |  | 0.335 | 20 | 168 | 14 |  | Fixed | Roof
Solar Registration Program | NJSRRE1542911452 | morganville | 7751 | 17 | 6.7 | Residential | No | Behind the Meter | Morgan Associates and Consulting LLC | JCP&L | Accepted | 2019-11-05 | 2019-11-06 | 2020-11-06 | Enphase | iq6 | Inverters | 0.3 |  | 20 |  |  | 0.98 |  | Outdoor | Roof
Solar Registration Program | NJSRRE1543552385 | Woodbury | 8096 | 15 | 6.7 | Residential | No | Behind the Meter | Public Service Solar | PSE&G | Accepted | 2019-12-16 | 2019-12-19 | 2020-12-19 | LG | 335N1K-V5 | Solar Panels |  | 0.335 | 20 | 195 | 27 |  | Fixed | Roof
Solar Registration Program | NJSRRE1543552385 | Woodbury | 8096 | 15 | 6.7 | Residential | No | Behind the Meter | Public Service Solar | PSE&G | Accepted | 2019-12-16 | 2019-12-19 | 2020-12-19 | Enphase | IQ7+ | Inverters | 0.29 |  | 20 |  |  | 0.96 |  | Outside | Under panels
Solar Registration Program | NJSRRE1539318030 | Newark | 7108 | 9 | 6.71 | Residential | Yes | Behind the Meter | Suntuity Solar LLC | PSE&G | Accepted | 2018-09-03 | 2018-09-06 | 2020-03-06 | Hanwha Solar | Q-cells 305 mono | Solar Panels |  | 0.305 | 8 | 289 | 20 |  | Fixed | Roof
Solar Registration Program | NJSRRE1539318030 | Newark | 7108 | 9 | 6.71 | Residential | Yes | Behind the Meter | Suntuity Solar LLC | PSE&G | Accepted | 2018-09-03 | 2018-09-06 | 2020-03-06 | Hanwha Solar | Q-cells 305 mono | Solar Panels |  | 0.305 | 8 | 109 | 20 |  | Fixed | Roof
Solar Registration Program | NJSRRE1539318030 | Newark | 7108 | 9 | 6.71 | Residential | Yes | Behind the Meter | Suntuity Solar LLC | PSE&G | Accepted | 2018-09-03 | 2018-09-06 | 2020-03-06 | Hanwha Solar | Q-cells 305 mono | Solar Panels |  | 0.305 | 6 | 109 | 5 |  | Fixed | Roof
Solar Registration Program | NJSRRE1539318030 | Newark | 7108 | 9 | 6.71 | Residential | Yes | Behind the Meter | Suntuity Solar LLC | PSE&G | Accepted | 2018-09-03 | 2018-09-06 | 2020-03-06 | Enphase Energy | IQ7-60-2-US | Inverters | 240 |  | 22 |  |  | 0.97 |  | Outdoor | Behind the PV Modules
Solar Registration Program | NJSRRE1541041208 | Belleville | 7109 | 9 | 6.71 | Residential | No | Behind the Meter | Whitman Construction, LLC | PSE&G | Accepted | 2019-05-24 | 2019-05-29 | 2020-05-29 | Trina Solar | TSM-305DD05A | Solar Panels |  | 0.305 | 9 | 103 | 20 |  | Fixed | Roof
Solar Registration Program | NJSRRE1541041208 | Belleville | 7109 | 9 | 6.71 | Residential | No | Behind the Meter | Whitman Construction, LLC | PSE&G | Accepted | 2019-05-24 | 2019-05-29 | 2020-05-29 | Trina Solar | TSM-305DD05A | Solar Panels |  | 0.305 | 9 | 103 | 35 |  | Fixed | Roof
Solar Registration Program | NJSRRE1541041208 | Belleville | 7109 | 9 | 6.71 | Residential | No | Behind the Meter | Whitman Construction, LLC | PSE&G | Accepted | 2019-05-24 | 2019-05-29 | 2020-05-29 | Trina Solar | TSM-305DD05A | Solar Panels |  | 0.305 | 4 | 283 | 20 |  | Fixed | Roof
Solar Registration Program | NJSRRE1541041208 | Belleville | 7109 | 9 | 6.71 | Residential | No | Behind the Meter | Whitman Construction, LLC | PSE&G | Accepted | 2019-05-24 | 2019-05-29 | 2020-05-29 | Solar Edge | SE5000H-US | Inverters | 0.24 |  | 1 |  |  | 0.992 |  | Outside | roof
Solar Registration Program | NJSRRE1541041208 | Belleville | 7109 | 9 | 6.71 | Residential | No | Behind the Meter | Whitman Construction, LLC | PSE&G | Accepted | 2019-05-24 | 2019-05-29 | 2020-05-29 | Solar Edge | SE5000H-Us | Meters |  |  | 1 |  |  |  | Yes | Outdoor
Solar Registration Program | NJSRRE1541131788 | JERSEY CITY | 7305 | 8 | 6.71 | Residential | No | Behind the Meter | Infinity Solar Systems | PSE&G | Accepted | 2019-06-11 | 2019-06-14 | 2020-06-14 | TRINA | TSM-305DD05A.05 | Solar Panels |  | 0.305 | 22 | 130 | 45 |  | Fixed | Roof
Solar Registration Program | NJSRRE1541131788 | JERSEY CITY | 7305 | 8 | 6.71 | Residential | No | Behind the Meter | Infinity Solar Systems | PSE&G | Accepted | 2019-06-11 | 2019-06-14 | 2020-06-14 | ENPHASE | IQ7-60-X-US | Inverters | 240 |  | 22 |  |  | 0.97 |  | Other | MICROINVERTERS
Solar Registration Program | NJSRRE1541135088 | Newark | 7104 | 9 | 6.71 | Residential | No | Behind the Meter | Whitman Construction, LLC | PSE&G | Accepted | 2019-06-12 | 2019-06-14 | 2020-06-14 | Trina Solar | TSM-305DD05A | Solar Panels |  | 0.305 | 9 | 202 | 42 |  | Fixed | Roof
Solar Registration Program | NJSRRE1541135088 | Newark | 7104 | 9 | 6.71 | Residential | No | Behind the Meter | Whitman Construction, LLC | PSE&G | Accepted | 2019-06-12 | 2019-06-14 | 2020-06-14 | Trina Solar | TSM-305DD05A | Solar Panels |  | 0.305 | 13 | 202 | 23 |  | Fixed | Roof
Solar Registration Program | NJSRRE1541135088 | Newark | 7104 | 9 | 6.71 | Residential | No | Behind the Meter | Whitman Construction, LLC | PSE&G | Accepted | 2019-06-12 | 2019-06-14 | 2020-06-14 | Solar Edge | SE5000H-US | Inverters | 0.24 |  | 1 |  |  | 0.992 |  | Outside | next to utility meter
Solar Registration Program | NJSRRE1541841333 | Elizabeth | 7201 | 10 | 6.71 | Residential | No | Behind the Meter | Whitman Construction, LLC | PSE&G | Accepted | 2019-08-15 | 2019-08-23 | 2020-08-23 | Trina Solar | TSM-305DD05A | Solar Panels |  | 0.305 | 22 | 110 | 35 |  | Fixed | Roof
Solar Registration Program | NJSRRE1541841333 | Elizabeth | 7201 | 10 | 6.71 | Residential | No | Behind the Meter | Whitman Construction, LLC | PSE&G | Accepted | 2019-08-15 | 2019-08-23 | 2020-08-23 | Enphase Energy | IQ7-60-2-US | Inverters | 0.24 |  | 22 |  |  | 0.976 |  | Outside | roof
Solar Registration Program | NJSRRE1542425019 | Rahway | 7065 | 10 | 6.71 | Residential | No | Behind the Meter | Whitman Construction, LLC | PSE&G | Final As-Built Received | 2019-09-26 | 2019-09-27 | 2020-09-27 | Trina Solar | TSM-305DD05A | Solar Panels |  | 0.305 | 7 | 130 | 20 |  | Fixed | Roof
Solar Registration Program | NJSRRE1542425019 | Rahway | 7065 | 10 | 6.71 | Residential | No | Behind the Meter | Whitman Construction, LLC | PSE&G | Final As-Built Received | 2019-09-26 | 2019-09-27 | 2020-09-27 | Trina Solar | TSM-305DD05A | Solar Panels |  | 0.305 | 4 | 310 | 20 |  | Fixed | Roof
Solar Registration Program | NJSRRE1542425019 | Rahway | 7065 | 10 | 6.71 | Residential | No | Behind the Meter | Whitman Construction, LLC | PSE&G | Final As-Built Received | 2019-09-26 | 2019-09-27 | 2020-09-27 | Trina Solar | TSM-305DD05A | Solar Panels |  | 0.305 | 11 | 220 | 20 |  | Fixed | Roof
Solar Registration Program | NJSRRE1542425019 | Rahway | 7065 | 10 | 6.71 | Residential | No | Behind the Meter | Whitman Construction, LLC | PSE&G | Final As-Built Received | 2019-09-26 | 2019-09-27 | 2020-09-27 | Enphase Energy | IQ7-60-2-US | Inverters | 0.24 |  | 22 |  |  | 0.976 |  | Outside | roof
Solar Registration Program | NJSRRE1542425019 | Rahway | 7065 | 10 | 6.71 | Residential | No | Behind the Meter | Whitman Construction, LLC | PSE&G | Final As-Built Received | 2019-09-26 | 2019-09-27 | 2020-09-27 | Enphase Energy | ENV-S-AM1-120 | Meters |  |  | 1 |  |  |  | Yes | Outdoor
Solar Registration Program | NJSRRE1542540176 | PEQUANNOCK | 7440 | 3 | 6.71 | Residential | No | Behind the Meter | Infinity Solar Systems | JCP&L | Accepted | 2019-10-14 | 2019-10-16 | 2020-10-16 | TRINA | TSM-305DD05A.05 | Solar Panels |  | 0.305 | 22 | 208 | 20 |  | Fixed | Roof
Solar Registration Program | NJSRRE1542540176 | PEQUANNOCK | 7440 | 3 | 6.71 | Residential | No | Behind the Meter | Infinity Solar Systems | JCP&L | Accepted | 2019-10-14 | 2019-10-16 | 2020-10-16 | ENPHASE | IQ7-60-X-US | Inverters | 240 |  | 22 |  |  | 0.97 |  | Other | MICROINVERTERS
Solar Registration Program | NJSRRE1540307006 | Fair Lawn | 7410 | 7 | 6.72 | Residential | Yes | Behind the Meter | Bright Planet Solar | PSE&G | Accepted | 2019-02-01 | 2019-02-04 | 2020-02-04 | Trina Solar | TSM-DD05A.05(II) | Solar Panels |  | 0.28 | 21 | 292 | 20 |  | Fixed | Roof
Solar Registration Program | NJSRRE1540307006 | Fair Lawn | 7410 | 7 | 6.72 | Residential | Yes | Behind the Meter | Bright Planet Solar | PSE&G | Accepted | 2019-02-01 | 2019-02-04 | 2020-02-04 | Trina Solar | TSM-DD05A.05(II) | Solar Panels |  | 0.28 | 3 | 199 | 30 |  | Fixed | Roof
Solar Registration Program | NJSRRE1540307006 | Fair Lawn | 7410 | 7 | 6.72 | Residential | Yes | Behind the Meter | Bright Planet Solar | PSE&G | Accepted | 2019-02-01 | 2019-02-04 | 2020-02-04 | Solar Edge | SE6000H-USRGM | Inverters | 6000 |  | 1 |  |  | 0.98 |  | Outside | Next to meter
Solar Registration Program | NJSRRE1540401353 | Sayreville | 8872 | 11 | 6.72 | Residential | Yes | Behind the Meter | Pro Custom Solar dba Momentum Solar | JCP&L | Accepted | 2019-02-27 | 2019-02-28 | 2020-02-28 | TRINA SOLAR | TSM280-DD05A.05(II) | Solar Panels |  | 0.28 | 8 | 82 | 35 |  | Fixed | Roof
Solar Registration Program | NJSRRE1540401353 | Sayreville | 8872 | 11 | 6.72 | Residential | Yes | Behind the Meter | Pro Custom Solar dba Momentum Solar | JCP&L | Accepted | 2019-02-27 | 2019-02-28 | 2020-02-28 | TRINA SOLAR | TSM280-DD05A.05(II) | Solar Panels |  | 0.28 | 8 | 262 | 35 |  | Fixed | Roof
Solar Registration Program | NJSRRE1540401353 | Sayreville | 8872 | 11 | 6.72 | Residential | Yes | Behind the Meter | Pro Custom Solar dba Momentum Solar | JCP&L | Accepted | 2019-02-27 | 2019-02-28 | 2020-02-28 | TRINA SOLAR | TSM280-DD05A.05(II) | Solar Panels |  | 0.28 | 8 | 263 | 6 |  | Fixed | Roof
Solar Registration Program | NJSRRE1540401353 | Sayreville | 8872 | 11 | 6.72 | Residential | Yes | Behind the Meter | Pro Custom Solar dba Momentum Solar | JCP&L | Accepted | 2019-02-27 | 2019-02-28 | 2020-02-28 | ENPHASE | IQ6-60-2-US | Inverters | 240 |  | 24 |  |  | 0.97 |  | Outdoor | ROOF
Solar Registration Program | NJSRRE1541132445 | Willingboro | 8046 | 13 | 6.72 | Residential | No | Behind the Meter | Vision Solar LLC | PSE&G | Accepted | 2019-06-11 | 2019-06-14 | 2020-06-14 | sunpower | spr-e19-320-e-ac | Solar Panels |  | 0.32 | 21 | 176 | 22 |  | Fixed | Roof
Solar Registration Program | NJSRRE1541132445 | Willingboro | 8046 | 13 | 6.72 | Residential | No | Behind the Meter | Vision Solar LLC | PSE&G | Accepted | 2019-06-11 | 2019-06-14 | 2020-06-14 | sunpower | spr-e19-320-e-ac | Inverters | 0.32 |  | 21 |  |  | 0.96 |  | Outdoor | behind panels
Solar Registration Program | NJSRRE1541516245 | BAYONNE | 7002 | 8 | 6.72 | Residential | Yes | Behind the Meter | Pro Custom Solar dba Momentum Solar | PSE&G | Accepted | 2019-07-01 | 2019-07-05 | 2020-07-05 | HANWHA | Q.PEAK DUO-G5 320 | Solar Panels |  | 0.32 | 21 | 33 | 5 |  | Fixed | Roof
Solar Registration Program | NJSRRE1541516245 | BAYONNE | 7002 | 8 | 6.72 | Residential | Yes | Behind the Meter | Pro Custom Solar dba Momentum Solar | PSE&G | Accepted | 2019-07-01 | 2019-07-05 | 2020-07-05 | ENPHASE | IQ7-60-2-US | Inverters | 250 |  | 21 |  |  | 0.97 |  | Outdoor | Roof
Solar Registration Program | NJSRRE1541620705 | BOGOTA | 7063 | 10 | 6.72 | Residential | Yes | Behind the Meter | Pro Custom Solar dba Momentum Solar | PSE&G | Accepted | 2019-07-08 | 2019-07-10 | 2020-07-10 | RECOM | RCM-280-6MB | Solar Panels |  | 0.28 | 10 | 197 | 33 |  | Fixed | Roof
Solar Registration Program | NJSRRE1541620705 | BOGOTA | 7063 | 10 | 6.72 | Residential | Yes | Behind the Meter | Pro Custom Solar dba Momentum Solar | PSE&G | Accepted | 2019-07-08 | 2019-07-10 | 2020-07-10 | RECOM | RCM-280-6MB | Solar Panels |  | 0.28 | 14 | 17 | 33 |  | Fixed | Roof
Solar Registration Program | NJSRRE1541620705 | BOGOTA | 7063 | 10 | 6.72 | Residential | Yes | Behind the Meter | Pro Custom Solar dba Momentum Solar | PSE&G | Accepted | 2019-07-08 | 2019-07-10 | 2020-07-10 | ENPHASE | IQ6-60-2-US | Inverters | 240 |  | 24 |  |  | 0.97 |  | Outdoor | Roof
Solar Registration Program | NJSRRE1541652921 | Pleasantville | 8232 | 19 | 6.72 | Residential | Yes | Behind the Meter | Castle Energy, LLC | AC Electric | Accepted | 2019-07-15 | 2019-07-17 | 2020-07-17 | LG Electronics | LG320E1K-A5 | Solar Panels |  | 0.32 | 21 | 207 | 21 |  | Fixed | Roof
Solar Registration Program | NJSRRE1541652921 | Pleasantville | 8232 | 19 | 6.72 | Residential | Yes | Behind the Meter | Castle Energy, LLC | AC Electric | Accepted | 2019-07-15 | 2019-07-17 | 2020-07-17 | Enphase Energy | IQ7-60-2-US | Inverters | 240 |  | 21 |  |  | 0.976 |  | Outdoor | Rooftop under each solar panel
Solar Registration Program | NJSRRE1542687435 | Asbury | 8802 | 4 | 6.72 | Farm | No | Behind the Meter | Eznergy | JCP&L | Accepted | 2019-10-29 | 2019-10-31 | 2020-10-31 | Trina | TSM395 | Solar Panels |  | 0.395 | 17 | 142 | 30 |  | Fixed | Roof
Solar Registration Program | NJSRRE1542687435 | Asbury | 8802 | 4 | 6.72 | Farm | No | Behind the Meter | Eznergy | JCP&L | Accepted | 2019-10-29 | 2019-10-31 | 2020-10-31 | Solar Edge | SE14.4KUS | Inverters | 14400 |  | 1 |  |  | 0.98 |  | Outdoor | Side of building near meter
Solar Registration Program | NJSRRE1543067565 | Marlton | 8053 | 13 | 6.72 | Residential | No | Behind the Meter | Green Power Energy | PSE&G | Accepted | 2019-11-12 | 2019-11-14 | 2020-11-14 | Hanwha | Q.PEAK DUO BLK-G5 320 | Solar Panels |  | 0.32 | 21 | 250 | 23 |  | Fixed | Roof
Solar Registration Program | NJSRRE1543067565 | Marlton | 8053 | 13 | 6.72 | Residential | No | Behind the Meter | Green Power Energy | PSE&G | Accepted | 2019-11-12 | 2019-11-14 | 2020-11-14 | SolarEdge | SE6000H-US | Inverters | 6000 |  | 1 |  |  | 0.97 |  | Outside | Next to meter
Solar Registration Program | NJSRRE1543553113 | Burlington TWP | 8016 | 13 | 6.72 | Residential | Yes | Behind the Meter | 1st Light Energy Inc | PSE&G | Accepted | 2019-12-16 | 2019-12-20 | 2020-12-20 | Axitec | AC-320MH/120SB | Solar Panels |  | 0.32 | 8 | 197 | 14 |  | Fixed | Roof
Solar Registration Program | NJSRRE1543553113 | Burlington TWP | 8016 | 13 | 6.72 | Residential | Yes | Behind the Meter | 1st Light Energy Inc | PSE&G | Accepted | 2019-12-16 | 2019-12-20 | 2020-12-20 | Axitec | AC-320MH/120SB | Solar Panels |  | 0.32 | 13 | 197 | 14 |  | Fixed | Roof
Solar Registration Program | NJSRRE1543553113 | Burlington TWP | 8016 | 13 | 6.72 | Residential | Yes | Behind the Meter | 1st Light Energy Inc | PSE&G | Accepted | 2019-12-16 | 2019-12-20 | 2020-12-20 | SMA | SB 5.0-US (240V) | Inverters | 5000 |  | 1 |  |  | 0.97 |  | Outside | within 10 feet of meter
Solar Registration Program | NJSRRE1542412204 | NEPTUNE | 7753 | 17 | 6.76 | Residential | Yes | Behind the Meter | Vivint Solar Developer, LLC | JCP&L | Accepted | 2019-09-17 | 2019-09-19 | 2020-09-19 | Trina Solar | TSM-260 PD05.08 | Solar Panels |  | 0.26 | 26 | 172 | 34 |  | Fixed | Roof
Solar Registration Program | NJSRRE1542412204 | NEPTUNE | 7753 | 17 | 6.76 | Residential | Yes | Behind the Meter | Vivint Solar Developer, LLC | JCP&L | Accepted | 2019-09-17 | 2019-09-19 | 2020-09-19 | ENPHASE | M215-60-2LL-S22-IG MICRO-INVERTER | Inverters | 215 |  | 26 |  |  | 0.96 |  | Other | Underneath each module
Solar Registration Program | NJSRRE1540764968 | Sicklerville | 8081 | 14 | 6.82 | Residential | Yes | Behind the Meter | Suntuity Solar LLC | AC Electric | Accepted | 2019-04-02 | 2019-04-02 | 2020-04-02 | Yingli Green Energy | YL310D-30b | Solar Panels |  | 0.31 | 12 | 174 | 33 |  | Fixed | Roof
Solar Registration Program | NJSRRE1540764968 | Sicklerville | 8081 | 14 | 6.82 | Residential | Yes | Behind the Meter | Suntuity Solar LLC | AC Electric | Accepted | 2019-04-02 | 2019-04-02 | 2020-04-02 | Yingli Green Energy | YL310D-30b | Solar Panels |  | 0.31 | 6 | 354 | 33 |  | Fixed | Roof
Solar Registration Program | NJSRRE1540764968 | Sicklerville | 8081 | 14 | 6.82 | Residential | Yes | Behind the Meter | Suntuity Solar LLC | AC Electric | Accepted | 2019-04-02 | 2019-04-02 | 2020-04-02 | Yingli Green Energy | YL310D-30b | Solar Panels |  | 0.31 | 2 | 84 | 39 |  | Fixed | Roof
Solar Registration Program | NJSRRE1540764968 | Sicklerville | 8081 | 14 | 6.82 | Residential | Yes | Behind the Meter | Suntuity Solar LLC | AC Electric | Accepted | 2019-04-02 | 2019-04-02 | 2020-04-02 | Yingli Green Energy | YL310D-30b | Solar Panels |  | 0.31 | 2 | 264 | 39 |  | Fixed | Roof
Solar Registration Program | NJSRRE1540764968 | Sicklerville | 8081 | 14 | 6.82 | Residential | Yes | Behind the Meter | Suntuity Solar LLC | AC Electric | Accepted | 2019-04-02 | 2019-04-02 | 2020-04-02 | Enphase Energy | IQ7-60-2-US | Inverters | 240 |  | 22 |  |  | 0.97 |  | Outside | Behind the PV modules
Solar Registration Program | NJSRRE1540957614 | Toms River | 8757 | 18 | 6.82 | Residential | Yes | Behind the Meter | Suntuity Solar LLC | JCP&L | Accepted | 2019-05-03 | 2019-05-08 | 2020-05-08 | Yingli Green Energy | YL310D-30b | Solar Panels |  | 0.31 | 22 | 287 | 18 |  | Fixed | Roof
Solar Registration Program | NJSRRE1540957614 | Toms River | 8757 | 18 | 6.82 | Residential | Yes | Behind the Meter | Suntuity Solar LLC | JCP&L | Accepted | 2019-05-03 | 2019-05-08 | 2020-05-08 | Enphase Energy | IQ7-60-2-US | Inverters | 240 |  | 22 |  |  | 0.97 |  | Outdoor | Behind the PV Modules
Solar Registration Program | NJSRRE1540979923 | Villas | 8251 | 21 | 6.82 | Residential | Yes | Behind the Meter | Suntuity Solar LLC | AC Electric | Accepted | 2019-05-10 | 2019-05-14 | 2020-05-14 | Yingli Green Energy | YL310D-30b | Solar Panels |  | 0.31 | 10 | 113 | 24 |  | Fixed | Roof
Solar Registration Program | NJSRRE1540979923 | Villas | 8251 | 21 | 6.82 | Residential | Yes | Behind the Meter | Suntuity Solar LLC | AC Electric | Accepted | 2019-05-10 | 2019-05-14 | 2020-05-14 | Yingli Green Energy | YL310D-30b | Solar Panels |  | 0.31 | 4 | 293 | 10 |  | Fixed | Roof
Solar Registration Program | NJSRRE1540979923 | Villas | 8251 | 21 | 6.82 | Residential | Yes | Behind the Meter | Suntuity Solar LLC | AC Electric | Accepted | 2019-05-10 | 2019-05-14 | 2020-05-14 | Yingli Green Energy | YL310D-30b | Solar Panels |  | 0.31 | 8 | 293 | 12 |  | Fixed | Roof
Solar Registration Program | NJSRRE1540979923 | Villas | 8251 | 21 | 6.82 | Residential | Yes | Behind the Meter | Suntuity Solar LLC | AC Electric | Accepted | 2019-05-10 | 2019-05-14 | 2020-05-14 | Enphase Energy | IQ7-60-2-US | Inverters | 240 |  | 22 |  |  | 0.97 |  | Outdoor | Behind the PV Modules
Solar Registration Program | NJSRRE1541494716 | North Bergen | 7047 | 8 | 6.82 | Residential | Yes | Behind the Meter | Suntuity Solar LLC | PSE&G | Accepted | 2019-06-26 | 2019-06-28 | 2020-06-28 | Yingli Green Energy | YL310D-30b | Solar Panels |  | 0.31 | 22 | 122 | 23 |  | Fixed | Roof
Solar Registration Program | NJSRRE1541494716 | North Bergen | 7047 | 8 | 6.82 | Residential | Yes | Behind the Meter | Suntuity Solar LLC | PSE&G | Accepted | 2019-06-26 | 2019-06-28 | 2020-06-28 | Enphase Energy | IQ7-60-2-US | Inverters | 240 |  | 22 |  |  | 0.97 |  | Outdoor | Behind the PV Modules
Solar Registration Program | NJSRRE1541631383 | Pilesgrove | 8098 | 16 | 6.82 | Residential | Yes | Behind the Meter | Suntuity Solar LLC | AC Electric | Accepted | 2019-07-11 | 2019-07-15 | 2020-07-15 | Yingli Green Energy | YL310D-30b | Solar Panels |  | 0.31 | 22 | 200 | 37 |  | Fixed | Roof
Solar Registration Program | NJSRRE1541631383 | Pilesgrove | 8098 | 16 | 6.82 | Residential | Yes | Behind the Meter | Suntuity Solar LLC | AC Electric | Accepted | 2019-07-11 | 2019-07-15 | 2020-07-15 | Enphase Energy | IQ7-60-2-US | Inverters | 240 |  | 22 |  |  | 0.97 |  | Outdoor | Behind the PV Modules
Solar Registration Program | NJSRRE1541637144 | Union | 7083 | 10 | 6.82 | Residential | Yes | Behind the Meter | Suntuity Solar LLC | PSE&G | Accepted | 2019-07-12 | 2019-07-16 | 2020-07-16 | Yingli Green Energy | YL310D-30b | Solar Panels |  | 0.31 | 15 | 146 | 33 |  | Fixed | Roof
Solar Registration Program | NJSRRE1541637144 | Union | 7083 | 10 | 6.82 | Residential | Yes | Behind the Meter | Suntuity Solar LLC | PSE&G | Accepted | 2019-07-12 | 2019-07-16 | 2020-07-16 | Yingli Green Energy | YL310D-30b | Solar Panels |  | 0.31 | 7 | 236 | 13 |  | Fixed | Roof
Solar Registration Program | NJSRRE1541637144 | Union | 7083 | 10 | 6.82 | Residential | Yes | Behind the Meter | Suntuity Solar LLC | PSE&G | Accepted | 2019-07-12 | 2019-07-16 | 2020-07-16 | Enphase Energy | IQ7-60-2-US | Inverters | 240 |  | 22 |  |  | 0.97 |  | Outdoor | Behind the PV Modules
Solar Registration Program | NJSRRE1541672121 | Lindenwold | 8021 | 14 | 6.82 | Residential | Yes | Behind the Meter | Suntuity Solar LLC | AC Electric | Accepted | 2019-07-16 | 2019-07-17 | 2020-07-17 | Yingli Green Energy | YL310D-30b | Solar Panels |  | 0.31 | 14 | 203 | 10 |  | Fixed | Roof
Solar Registration Program | NJSRRE1541672121 | Lindenwold | 8021 | 14 | 6.82 | Residential | Yes | Behind the Meter | Suntuity Solar LLC | AC Electric | Accepted | 2019-07-16 | 2019-07-17 | 2020-07-17 | Yingli Green Energy | YL310D-30b | Solar Panels |  | 0.31 | 8 | 23 | 5 |  | Fixed | Roof
Solar Registration Program | NJSRRE1541672121 | Lindenwold | 8021 | 14 | 6.82 | Residential | Yes | Behind the Meter | Suntuity Solar LLC | AC Electric | Accepted | 2019-07-16 | 2019-07-17 | 2020-07-17 | Enphase Energy | IQ7-60-2-US | Inverters | 240 |  | 22 |  |  | 0.97 |  | Outdoor | Behind the PV Modules
Solar Registration Program | NJSRRE1541787794 | Perth Amboy | 8861 | 11 | 6.82 | Residential | Yes | Behind the Meter | Suntuity Solar LLC | PSE&G | Accepted | 2019-08-05 | 2019-09-03 | 2020-09-03 | Yingli Green Energy | YL310D-30b | Solar Panels |  | 0.31 | 7 | 114 | 33 |  | Fixed | Roof
Solar Registration Program | NJSRRE1541787794 | Perth Amboy | 8861 | 11 | 6.82 | Residential | Yes | Behind the Meter | Suntuity Solar LLC | PSE&G | Accepted | 2019-08-05 | 2019-09-03 | 2020-09-03 | Yingli Green Energy | YL310D-30b | Solar Panels |  | 0.31 | 8 | 204 | 22 |  | Fixed | Roof
Solar Registration Program | NJSRRE1541787794 | Perth Amboy | 8861 | 11 | 6.82 | Residential | Yes | Behind the Meter | Suntuity Solar LLC | PSE&G | Accepted | 2019-08-05 | 2019-09-03 | 2020-09-03 | Yingli Green Energy | YL310D-30b | Solar Panels |  | 0.31 | 7 | 204 | 15 |  | Fixed | Roof
Solar Registration Program | NJSRRE1541787794 | Perth Amboy | 8861 | 11 | 6.82 | Residential | Yes | Behind the Meter | Suntuity Solar LLC | PSE&G | Accepted | 2019-08-05 | 2019-09-03 | 2020-09-03 | Enphase Energy | IQ7-60-2-US | Inverters | 240 |  | 22 |  |  | 0.97 |  | Outdoor | Behind the PV Modules
Solar Registration Program | NJSRRE1541804153 | Runnemede | 8078 | 14 | 6.82 | Residential | Yes | Behind the Meter | Suntuity Solar LLC | PSE&G | Accepted | 2019-08-08 | 2019-08-23 | 2020-08-23 | Yingli Solar | YL310D-30b | Solar Panels |  | 0.31 | 22 | 263 | 28 |  | Fixed | Roof
Solar Registration Program | NJSRRE1541804153 | Runnemede | 8078 | 14 | 6.82 | Residential | Yes | Behind the Meter | Suntuity Solar LLC | PSE&G | Accepted | 2019-08-08 | 2019-08-23 | 2020-08-23 | Enphase Energy | IQ7-60-2-US | Inverters | 240 |  | 22 |  |  | 0.97 |  | Outdoor | Behind the PV modules
Solar Registration Program | NJSRRE1541855093 | Piscataway | 8854 | 11 | 6.82 | Residential | No | Behind the Meter | Suntuity Solar LLC | PSE&G | Accepted | 2019-08-17 | 2019-08-23 | 2020-08-23 | Yingli Green Energy | YL310D-30b | Solar Panels |  | 0.31 | 22 | 202 | 20 |  | Fixed | Roof
Solar Registration Program | NJSRRE1541855093 | Piscataway | 8854 | 11 | 6.82 | Residential | No | Behind the Meter | Suntuity Solar LLC | PSE&G | Accepted | 2019-08-17 | 2019-08-23 | 2020-08-23 | Enphase Energy | IQ7-60-2-US | Inverters | 240 |  | 22 |  |  | 0.97 |  | Outdoor | Behind the PV Modules
Solar Registration Program | NJSRRE1541855096 | Monroe | 8831 | 11 | 6.82 | Residential | No | Behind the Meter | Suntuity Solar LLC | JCP&L | Accepted | 2019-08-17 | 2019-08-23 | 2020-08-23 | Yingli Green Energy | YL310D-30b | Solar Panels |  | 0.31 | 14 | 161 | 34 |  | Fixed | Roof
Solar Registration Program | NJSRRE1541855096 | Monroe | 8831 | 11 | 6.82 | Residential | No | Behind the Meter | Suntuity Solar LLC | JCP&L | Accepted | 2019-08-17 | 2019-08-23 | 2020-08-23 | Yingli Green Energy | YL310D-30b | Solar Panels |  | 0.31 | 8 | 161 | 34 |  | Fixed | Roof
Solar Registration Program | NJSRRE1541855096 | Monroe | 8831 | 11 | 6.82 | Residential | No | Behind the Meter | Suntuity Solar LLC | JCP&L | Accepted | 2019-08-17 | 2019-08-23 | 2020-08-23 | Enphase Energy | IQ7-60-2-US | Inverters | 240 |  | 22 |  |  | 0.97 |  | Outdoor | Behind the PV Modules
Solar Registration Program | NJSRRE1541964215 | Bridgewater | 8807 | 5 | 6.82 | Residential | Yes | Behind the Meter | Solar Energy World | PSE&G | Final As-Built Received | 2019-08-30 | 2019-09-04 | 2020-09-04 | LONGi Green Energy Technology | LR6-60PE-310M | Solar Panels |  | 0.31 | 22 | 188 | 22 |  | Fixed | Roof
Solar Registration Program | NJSRRE1541964215 | Bridgewater | 8807 | 5 | 6.82 | Residential | Yes | Behind the Meter | Solar Energy World | PSE&G | Final As-Built Received | 2019-08-30 | 2019-09-04 | 2020-09-04 | Solar Edge | SE6000H-USRGM | Inverters | 6000 |  | 1 |  |  | 0.983 |  | Outside | near meter
Solar Registration Program | NJSRRE1541971425 | North Cape May | 8204 | 21 | 6.82 | Residential | No | Behind the Meter | Solar Energy World | AC Electric | Accepted | 2019-08-30 | 2019-09-04 | 2020-09-04 | LONGi Green Energy Technology | LR6-60PE-310M | Solar Panels |  | 0.31 | 22 | 227 | 18 |  | Fixed | Roof
Solar Registration Program | NJSRRE1541971425 | North Cape May | 8204 | 21 | 6.82 | Residential | No | Behind the Meter | Solar Energy World | AC Electric | Accepted | 2019-08-30 | 2019-09-04 | 2020-09-04 | Solar Edge | SE6000H-USRGM | Inverters | 6000 |  | 1 |  |  | 0.983 |  | Outside | near meter
Solar Registration Program | NJSRRE1541987039 | Avalon | 8202 | 21 | 6.82 | Residential | No | Behind the Meter | All Season Solar | AC Electric | Accepted | 2019-08-30 | 2019-09-04 | 2020-09-04 | Certainteed | CT310MXX-03 310w | Solar Panels |  | 0.31 | 22 | 170 | 34 |  | Fixed | Roof
Solar Registration Program | NJSRRE1541987039 | Avalon | 8202 | 21 | 6.82 | Residential | No | Behind the Meter | All Season Solar | AC Electric | Accepted | 2019-08-30 | 2019-09-04 | 2020-09-04 | Enphase | IQ7-60-2-US | Inverters | 240 |  | 22 |  |  | 0.97 |  | Outdoor | under module
Solar Registration Program | NJSRRE1542345741 | Glendora | 8029 | 14 | 6.82 | Residential | No | Behind the Meter | Orbit Energy & Power, LLC | PSE&G | Accepted | 2019-09-06 | 2019-09-11 | 2020-09-11 | axitec | axitec 310 | Solar Panels |  | 0.31 | 4 | 114 | 25 |  | Fixed | Roof
Solar Registration Program | NJSRRE1542345741 | Glendora | 8029 | 14 | 6.82 | Residential | No | Behind the Meter | Orbit Energy & Power, LLC | PSE&G | Accepted | 2019-09-06 | 2019-09-11 | 2020-09-11 | axitec | axitec 310 | Solar Panels |  | 0.31 | 6 | 204 | 25 |  | Fixed | Roof
Solar Registration Program | NJSRRE1542345741 | Glendora | 8029 | 14 | 6.82 | Residential | No | Behind the Meter | Orbit Energy & Power, LLC | PSE&G | Accepted | 2019-09-06 | 2019-09-11 | 2020-09-11 | axitec | axitec 310 | Solar Panels |  | 0.31 | 6 | 114 | 20 |  | Fixed | Roof
Solar Registration Program | NJSRRE1542345741 | Glendora | 8029 | 14 | 6.82 | Residential | No | Behind the Meter | Orbit Energy & Power, LLC | PSE&G | Accepted | 2019-09-06 | 2019-09-11 | 2020-09-11 | axitec | axitec 310 | Solar Panels |  | 0.31 | 6 | 294 | 20 |  | Fixed | Roof
Solar Registration Program | NJSRRE1542345741 | Glendora | 8029 | 14 | 6.82 | Residential | No | Behind the Meter | Orbit Energy & Power, LLC | PSE&G | Accepted | 2019-09-06 | 2019-09-11 | 2020-09-11 | enphase | iq7 | Inverters | 240 |  | 22 |  |  | 0.986 |  | Outside | panel
Solar Registration Program | NJSRRE1542375362 | Bogota Boro | 7603 | 7 | 6.82 | Residential | No | Behind the Meter | Palmetto Solar LLC | PSE&G | Accepted | 2019-09-10 | 2019-09-12 | 2020-09-12 | Hanwha | 310W All Black Module | Solar Panels |  | 0.31 | 22 | 180 | 25 |  | Fixed | Roof
Solar Registration Program | NJSRRE1542375362 | Bogota Boro | 7603 | 7 | 6.82 | Residential | No | Behind the Meter | Palmetto Solar LLC | PSE&G | Accepted | 2019-09-10 | 2019-09-12 | 2020-09-12 | SolarEdge | SE6000H-US | Inverters | 6000 |  | 1 |  |  | 0.99 |  | Outside | side of the house
Solar Registration Program | NJSRRE1542389929 | Woodbridge | 7001 | 11 | 6.82 | Residential | No | Behind the Meter | Morgan Associates and Consulting LLC | PSE&G | Accepted | 2019-09-11 | 2019-09-26 | 2020-09-26 | Axitec | 310 | Solar Panels |  | 0.31 | 22 | 165 | 14 |  | Fixed | Roof
Solar Registration Program | NJSRRE1542389929 | Woodbridge | 7001 | 11 | 6.82 | Residential | No | Behind the Meter | Morgan Associates and Consulting LLC | PSE&G | Accepted | 2019-09-11 | 2019-09-26 | 2020-09-26 | SolarEdsge | 7.6KW | Inverters | 7000 |  | 1 |  |  | 0.99 |  | Outside | side of house
Solar Registration Program | NJSRRE1542389929 | Woodbridge | 7001 | 11 | 6.82 | Residential | No | Behind the Meter | Morgan Associates and Consulting LLC | PSE&G | Accepted | 2019-09-11 | 2019-09-26 | 2020-09-26 | Hiameter | cl200 | Meters |  |  | 1 |  |  |  | Yes
Solar Registration Program | NJSRRE1542397155 | Pomona | 8205 | 19 | 6.82 | Residential | Yes | Behind the Meter | All Season Solar | AC Electric | Accepted | 2019-09-13 | 2019-09-17 | 2020-09-17 | Trina | TSM DD05H II 310W AUG 2019 | Solar Panels |  | 0.31 | 5 | 280 | 23 |  | Fixed | Roof
Solar Registration Program | NJSRRE1542397155 | Pomona | 8205 | 19 | 6.82 | Residential | Yes | Behind the Meter | All Season Solar | AC Electric | Accepted | 2019-09-13 | 2019-09-17 | 2020-09-17 | Trina | TSM DD05H II 310W AUG 2019 | Solar Panels |  | 0.31 | 3 | 100 | 23 |  | Fixed | Roof
Solar Registration Program | NJSRRE1542397155 | Pomona | 8205 | 19 | 6.82 | Residential | Yes | Behind the Meter | All Season Solar | AC Electric | Accepted | 2019-09-13 | 2019-09-17 | 2020-09-17 | Trina | TSM DD05H II 310W AUG 2019 | Solar Panels |  | 0.31 | 9 | 100 | 23 |  | Fixed | Roof
Solar Registration Program | NJSRRE1542397155 | Pomona | 8205 | 19 | 6.82 | Residential | Yes | Behind the Meter | All Season Solar | AC Electric | Accepted | 2019-09-13 | 2019-09-17 | 2020-09-17 | Trina | TSM DD05H II 310W AUG 2019 | Solar Panels |  | 0.31 | 5 | 190 | 27 |  | Fixed | Roof
Solar Registration Program | NJSRRE1542397155 | Pomona | 8205 | 19 | 6.82 | Residential | Yes | Behind the Meter | All Season Solar | AC Electric | Accepted | 2019-09-13 | 2019-09-17 | 2020-09-17 | Enphase | IQ7 | Inverters | 240 |  | 22 |  |  | 0.97 |  | Outdoor | Under Module
Solar Registration Program | NJSRRE1542397349 | Milford | 8848 | 4 | 6.82 | Residential | Yes | Behind the Meter | Solar Energy World | JCP&L | Accepted | 2019-09-13 | 2019-09-17 | 2020-09-17 | LONGi Green Energy Technology | LR6-60PE-310M | Solar Panels |  | 0.31 | 22 | 149 | 30 |  | Fixed | Roof
Solar Registration Program | NJSRRE1542397349 | Milford | 8848 | 4 | 6.82 | Residential | Yes | Behind the Meter | Solar Energy World | JCP&L | Accepted | 2019-09-13 | 2019-09-17 | 2020-09-17 | Solar Edge | SE7600H-USRGM | Inverters | 7600 |  | 1 |  |  | 0.98 |  | Outside | near meter
Solar Registration Program | NJSRRE1542481273 | Pennsauken TWP | 8109 | 14 | 6.82 | Residential | No | Behind the Meter | 1st Light Energy Inc | PSE&G | Accepted | 2019-10-01 | 2019-10-03 | 2020-10-03 | Longi | LR6-60HPB-310M | Solar Panels |  | 0.31 | 11 | 35 | 23 |  | Fixed | Roof
Solar Registration Program | NJSRRE1542481273 | Pennsauken TWP | 8109 | 14 | 6.82 | Residential | No | Behind the Meter | 1st Light Energy Inc | PSE&G | Accepted | 2019-10-01 | 2019-10-03 | 2020-10-03 | SMA | LR6-60HPB-310M | Solar Panels |  | 0.31 | 11 | 215 | 45 |  | Fixed | Roof
Solar Registration Program | NJSRRE1542481273 | Pennsauken TWP | 8109 | 14 | 6.82 | Residential | No | Behind the Meter | 1st Light Energy Inc | PSE&G | Accepted | 2019-10-01 | 2019-10-03 | 2020-10-03 | SMA | SB 5.0-US (240V) | Inverters | 5000 |  | 1 |  |  | 0.98 |  | Outside | within 10 feet of meter
Solar Registration Program | NJSRRE1542497251 | Pedricktown | 8067 | 16 | 6.82 | Residential | Yes | Behind the Meter | 1st Light Energy Inc | AC Electric | Accepted | 2019-10-02 | 2019-10-04 | 2020-10-04 | Longi | LR6-60HPB-310M | Solar Panels |  | 0.31 | 7 | 43 | 34 |  | Fixed | Roof
Solar Registration Program | NJSRRE1542497251 | Pedricktown | 8067 | 16 | 6.82 | Residential | Yes | Behind the Meter | 1st Light Energy Inc | AC Electric | Accepted | 2019-10-02 | 2019-10-04 | 2020-10-04 | Longi | LR6-60HPB-310M | Solar Panels |  | 0.31 | 15 | 133 | 18 |  | Fixed | Roof
Solar Registration Program | NJSRRE1542497251 | Pedricktown | 8067 | 16 | 6.82 | Residential | Yes | Behind the Meter | 1st Light Energy Inc | AC Electric | Accepted | 2019-10-02 | 2019-10-04 | 2020-10-04 | SMA | SB 6.0-US (240V) | Inverters | 6000 |  | 1 |  |  | 0.98 |  | Outside | within 10 feet of meter
Solar Registration Program | NJSRRE1542498188 | Cold Spring | 8204 | 21 | 6.82 | Residential | No | Behind the Meter | All Season Solar | AC Electric | Final As-Built Received | 2019-10-02 | 2019-10-08 | 2020-10-08 | Certain Teed | CT310M11-01 | Solar Panels |  | 0.31 | 22 | 206 | 34 |  | Fixed | Roof
Solar Registration Program | NJSRRE1542498188 | Cold Spring | 8204 | 21 | 6.82 | Residential | No | Behind the Meter | All Season Solar | AC Electric | Final As-Built Received | 2019-10-02 | 2019-10-08 | 2020-10-08 | Enphase | IQ7 | Inverters | 240 |  | 22 |  |  | 0.97 |  | Outdoor | Under Module
Solar Registration Program | NJSRRE1542498188 | Cold Spring | 8204 | 21 | 6.82 | Residential | No | Behind the Meter | All Season Solar | AC Electric | Final As-Built Received | 2019-10-02 | 2019-10-08 | 2020-10-08 | Hialeah | CL200 | Meters |  |  | 1 |  |  |  | Yes | Outdoor
Solar Registration Program | NJSRRE1542503399 | Pennsauken | 8110 | 14 | 6.82 | Residential | Yes | Behind the Meter | Solar Energy World | PSE&G | Accepted | 2019-10-03 | 2019-10-08 | 2020-10-08 | LONGi Green Energy Technology | LR6-60PE-310M | Solar Panels |  | 0.31 | 22 | 148 | 22 |  | Fixed | Roof
Solar Registration Program | NJSRRE1542503399 | Pennsauken | 8110 | 14 | 6.82 | Residential | Yes | Behind the Meter | Solar Energy World | PSE&G | Accepted | 2019-10-03 | 2019-10-08 | 2020-10-08 | Enphase US | IQ7-60-x-US | Inverters | 310 |  | 22 |  |  | 0.98 |  | Outside | near meter
Solar Registration Program | NJSRRE1542503403 | Egg Harbor City | 8215 | 19 | 6.82 | Residential | Yes | Behind the Meter | Solar Energy World | AC Electric | Accepted | 2019-10-03 | 2019-10-08 | 2020-10-08 | LONGi Green Energy Technology | LR6-60PE-310M | Solar Panels |  | 0.31 | 22 | 133 | 30 |  | Fixed | Roof
Solar Registration Program | NJSRRE1542503403 | Egg Harbor City | 8215 | 19 | 6.82 | Residential | Yes | Behind the Meter | Solar Energy World | AC Electric | Accepted | 2019-10-03 | 2019-10-08 | 2020-10-08 | Solar Edge | SE6000H-USRGM | Inverters | 6000 |  | 1 |  |  | 0.97 |  | Outside | near meter
Solar Registration Program | NJSRRE1542556382 | Lambertville | 8530 | 4 | 6.82 | Residential | No | Behind the Meter | Power Home Remodeling Group | JCP&L | Accepted | 2019-10-18 | 2019-10-22 | 2020-10-22 | Mission | Mission 310w MSE310SQ8T | Solar Panels |  | 0.31 | 8 | 76 | 20 |  | Fixed | Roof
Solar Registration Program | NJSRRE1542556382 | Lambertville | 8530 | 4 | 6.82 | Residential | No | Behind the Meter | Power Home Remodeling Group | JCP&L | Accepted | 2019-10-18 | 2019-10-22 | 2020-10-22 | Mission | Mission 310w MSE310SQ8T | Solar Panels |  | 0.31 | 14 | 256 | 21 |  | Fixed | Roof
Solar Registration Program | NJSRRE1542556382 | Lambertville | 8530 | 4 | 6.82 | Residential | No | Behind the Meter | Power Home Remodeling Group | JCP&L | Accepted | 2019-10-18 | 2019-10-22 | 2020-10-22 | Solar Edge | SE5000H-US | Inverters | 5000 |  | 1 |  |  | 0.99 |  | Outdoor | Near Meter
Solar Registration Program | NJSRRE1542556382 | Lambertville | 8530 | 4 | 6.82 | Residential | No | Behind the Meter | Power Home Remodeling Group | JCP&L | Accepted | 2019-10-18 | 2019-10-22 | 2020-10-22 | Solar Edge | Revenue Grade Data Ansi C12.20 | Meters |  |  | 1 |  |  |  | Yes
Solar Registration Program | NJSRRE1542575084 | Lambertville | 8350 | 19 | 6.82 | Residential | No | Behind the Meter | Orbit Energy & Power, LLC | JCP&L | Accepted | 2019-10-22 | 2019-10-24 | 2020-10-24 | trina | tsm 310 | Solar Panels |  | 0.31 | 10 | 345 | 27 |  | Fixed | Roof
Solar Registration Program | NJSRRE1542575084 | Lambertville | 8350 | 19 | 6.82 | Residential | No | Behind the Meter | Orbit Energy & Power, LLC | JCP&L | Accepted | 2019-10-22 | 2019-10-24 | 2020-10-24 | trina | tsm 310 | Solar Panels |  | 0.31 | 7 | 75 | 27 |  | Fixed | Roof
Solar Registration Program | NJSRRE1542575084 | Lambertville | 8350 | 19 | 6.82 | Residential | No | Behind the Meter | Orbit Energy & Power, LLC | JCP&L | Accepted | 2019-10-22 | 2019-10-24 | 2020-10-24 | trina | tsm 310 | Solar Panels |  | 0.31 | 3 | 165 | 27 |  | Fixed | Roof
Solar Registration Program | NJSRRE1542575084 | Lambertville | 8350 | 19 | 6.82 | Residential | No | Behind the Meter | Orbit Energy & Power, LLC | JCP&L | Accepted | 2019-10-22 | 2019-10-24 | 2020-10-24 | trina | tsm 310 | Solar Panels |  | 0.31 | 2 | 165 | 1 |  | Fixed | Roof
Solar Registration Program | NJSRRE1542575084 | Lambertville | 8350 | 19 | 6.82 | Residential | No | Behind the Meter | Orbit Energy & Power, LLC | JCP&L | Accepted | 2019-10-22 | 2019-10-24 | 2020-10-24 | enphase | iq7 | Inverters | 240 |  | 22 |  |  | 0.986 |  | Outside | panel
Solar Registration Program | NJSRRE1542576006 | Longport | 8403 | 19 | 6.82 | Residential | Yes | Behind the Meter | Solar Energy World | AC Electric | Accepted | 2019-10-22 | 2019-10-24 | 2020-10-24 | LONGi Green Energy Technology | LR6-60PE-310M | Solar Panels |  | 0.31 | 22 | 134 | 34 |  | Fixed | Roof
Solar Registration Program | NJSRRE1542576006 | Longport | 8403 | 19 | 6.82 | Residential | Yes | Behind the Meter | Solar Energy World | AC Electric | Accepted | 2019-10-22 | 2019-10-24 | 2020-10-24 | Solar Edge | SE6000H-USRGM | Inverters | 6000 |  | 1 |  |  | 0.983 |  | Outside | near meter
Solar Registration Program | NJSRRE1542589607 | Barnegat | 8005 | 18 | 6.82 | Residential | Yes | Behind the Meter | All Season Solar | AC Electric | Accepted | 2019-10-25 | 2019-10-29 | 2020-10-29 | Trina | TSM DD05H.05II 310W AUG 2019 | Solar Panels |  | 0.31 | 22 | 138 | 33 |  | Fixed | Roof
Solar Registration Program | NJSRRE1542589607 | Barnegat | 8005 | 18 | 6.82 | Residential | Yes | Behind the Meter | All Season Solar | AC Electric | Accepted | 2019-10-25 | 2019-10-29 | 2020-10-29 | Enphase | IQ7 | Inverters | 240 |  | 22 |  |  | 0.97 |  | Outdoor | Under Module
Solar Registration Program | NJSRRE1542609634 | Waretown | 8758 | 18 | 6.82 | Residential | No | Behind the Meter | Reliable Power and Solar | JCP&L | Accepted | 2019-10-25 | 2019-10-29 | 2020-10-29 | Trina | tsmdd05 | Solar Panels |  | 0.31 | 22 | 132 | 32 |  | Fixed | Roof | roof
Solar Registration Program | NJSRRE1542609634 | Waretown | 8758 | 18 | 6.82 | Residential | No | Behind the Meter | Reliable Power and Solar | JCP&L | Accepted | 2019-10-25 | 2019-10-29 | 2020-10-29 | enphase | IQ7 | Inverters | 240 |  | 22 |  |  | 0.97 |  | Outdoor | roof
Solar Registration Program | NJSRRE1542683692 | Robbinsville | 8691 | 12 | 6.82 | Residential | No | Behind the Meter | Advanced Solar & Energy Solutions, LLC | PSE&G | Accepted | 2019-10-27 | 2019-10-29 | 2020-10-29 | Trina Solar | TSM-310 | Solar Panels |  | 0.31 | 22 | 200 | 19 |  | Fixed | Roof
Solar Registration Program | NJSRRE1542683692 | Robbinsville | 8691 | 12 | 6.82 | Residential | No | Behind the Meter | Advanced Solar & Energy Solutions, LLC | PSE&G | Accepted | 2019-10-27 | 2019-10-29 | 2020-10-29 | Solar Edge | SE6000-US | Inverters | 6000 |  | 1 |  |  | 0.97 |  | Outside | side of house next to meter
Solar Registration Program | NJSRRE1542687248 | Northfield | 8225 | 19 | 6.82 | Residential | Yes | Behind the Meter | Sun Up Zero Down | AC Electric | Final As-Built Received | 2019-10-29 | 2019-10-31 | 2020-10-31 | trina | TSM-310 DD05A.05 (II) | Solar Panels |  | 0.31 | 17 | 208 | 37 |  | Fixed | Roof
Solar Registration Program | NJSRRE1542687248 | Northfield | 8225 | 19 | 6.82 | Residential | Yes | Behind the Meter | Sun Up Zero Down | AC Electric | Final As-Built Received | 2019-10-29 | 2019-10-31 | 2020-10-31 | trina | TSM-310 DD05A.05 (II) | Solar Panels |  | 0.31 | 5 | 208 | 20 |  | Fixed | Roof
Solar Registration Program | NJSRRE1542687248 | Northfield | 8225 | 19 | 6.82 | Residential | Yes | Behind the Meter | Sun Up Zero Down | AC Electric | Final As-Built Received | 2019-10-29 | 2019-10-31 | 2020-10-31 | enphase | IQ7-60-2-US | Inverters | 310 |  | 22 |  |  | 0.976 |  | Other | outside wall
Solar Registration Program | NJSRRE1542909579 | Bridgeton | 8302 | 20 | 6.82 | Residential | No | Behind the Meter | All Season Solar | AC Electric | Accepted | 2019-11-04 | 2019-11-06 | 2020-11-06 | Certain Teed | CT310CH11-04 | Solar Panels |  | 0.31 | 10 | 175 | 20 |  | Fixed | Roof
Solar Registration Program | NJSRRE1542909579 | Bridgeton | 8302 | 20 | 6.82 | Residential | No | Behind the Meter | All Season Solar | AC Electric | Accepted | 2019-11-04 | 2019-11-06 | 2020-11-06 | Certain Teed | CT310CH11-04 | Solar Panels |  | 0.31 | 12 | 175 | 12 |  | Fixed | Roof
Solar Registration Program | NJSRRE1542909579 | Bridgeton | 8302 | 20 | 6.82 | Residential | No | Behind the Meter | All Season Solar | AC Electric | Accepted | 2019-11-04 | 2019-11-06 | 2020-11-06 | Enphase | IQ7 | Inverters | 240 |  | 22 |  |  | 0.97 |  | Outdoor | Under Module
Solar Registration Program | NJSRRE1543061248 | Cherry Hill | 8034 | 14 | 6.82 | Residential | Yes | Behind the Meter | Solar Energy World | PSE&G | Accepted | 2019-11-08 | 2019-11-13 | 2020-11-13 | LONGi Green Energy Technology | LR6-60PE-310M | Solar Panels |  | 0.31 | 22 | 139 | 22 |  | Fixed | Roof
Solar Registration Program | NJSRRE1543061248 | Cherry Hill | 8034 | 14 | 6.82 | Residential | Yes | Behind the Meter | Solar Energy World | PSE&G | Accepted | 2019-11-08 | 2019-11-13 | 2020-11-13 | Solar Edge | SE6000H-USRGM | Inverters | 6000 |  | 1 |  |  | 0.983 |  | Outside | near meter
Solar Registration Program | NJSRRE1543326257 | Cape May | 8219 | 21 | 6.82 | Residential | Yes | Behind the Meter | Acos Energy, LLC | AC Electric | Accepted | 2019-11-15 | 2019-11-19 | 2020-11-19 | Trina | TSM DD05H 05 II 310W | Solar Panels |  | 0.31 | 4 | 160 | 12 |  | Fixed | Roof
Solar Registration Program | NJSRRE1543326257 | Cape May | 8219 | 21 | 6.82 | Residential | Yes | Behind the Meter | Acos Energy, LLC | AC Electric | Accepted | 2019-11-15 | 2019-11-19 | 2020-11-19 | Trina | TSM DD05H 05 II 310W | Solar Panels |  | 0.31 | 18 | 160 | 37 |  | Fixed | Roof
Solar Registration Program | NJSRRE1543326257 | Cape May | 8219 | 21 | 6.82 | Residential | Yes | Behind the Meter | Acos Energy, LLC | AC Electric | Accepted | 2019-11-15 | 2019-11-19 | 2020-11-19 | Enphase | IQ7 | Inverters | 0.24 |  | 22 |  |  | 0.97 |  | Outside | roof
Solar Registration Program | NJSRRE1543329105 | Galloway | 8205 | 19 | 6.82 | Residential | Yes | Behind the Meter | Acos Energy, LLC | AC Electric | Accepted | 2019-11-15 | 2019-11-19 | 2020-11-19 | Trina | TSM DD05H 05 II 310W | Solar Panels |  | 0.31 | 6 | 200 | 30 |  | Fixed | Roof
Solar Registration Program | NJSRRE1543329105 | Galloway | 8205 | 19 | 6.82 | Residential | Yes | Behind the Meter | Acos Energy, LLC | AC Electric | Accepted | 2019-11-15 | 2019-11-19 | 2020-11-19 | Trina | TSM DD05H 05 II 310W | Solar Panels |  | 0.31 | 16 | 200 | 36 |  | Fixed | Roof
Solar Registration Program | NJSRRE1543329105 | Galloway | 8205 | 19 | 6.82 | Residential | Yes | Behind the Meter | Acos Energy, LLC | AC Electric | Accepted | 2019-11-15 | 2019-11-19 | 2020-11-19 | Enphase | IQ7 | Inverters | 0.24 |  | 22 |  |  | 0.97 |  | Outside | roof
Solar Registration Program | NJSRRE1543448128 | Logan | 8085 | 15 | 6.82 | Residential | Yes | Behind the Meter | Solar Energy World | AC Electric | Accepted | 2019-11-26 | 2019-12-03 | 2020-12-03 | LONGi Green Energy Technology | LR6-60PB-310M | Solar Panels |  | 0.31 | 22 | 105 | 26 |  | Fixed | Roof
Solar Registration Program | NJSRRE1543448128 | Logan | 8085 | 15 | 6.82 | Residential | Yes | Behind the Meter | Solar Energy World | AC Electric | Accepted | 2019-11-26 | 2019-12-03 | 2020-12-03 | Solar Edge | SE6000H-USRGM | Inverters | 6000 |  | 1 |  |  | 0.983 |  | Outdoor | near meter
Solar Registration Program | NJSRRE1543473748 | Sicklerville | 8081 | 14 | 6.82 | Residential | Yes | Behind the Meter | Orbit Energy & Power, LLC | AC Electric | Accepted | 2019-12-03 | 2019-12-05 | 2020-12-05 | Trina Solar | TSM-DD05A.05(II) 310 | Solar Panels |  | 0.31 | 4 | 28 | 27 |  | Fixed | Roof
Solar Registration Program | NJSRRE1543473748 | Sicklerville | 8081 | 14 | 6.82 | Residential | Yes | Behind the Meter | Orbit Energy & Power, LLC | AC Electric | Accepted | 2019-12-03 | 2019-12-05 | 2020-12-05 | Trina Solar | TSM-DD05A.05(II) 310 | Solar Panels |  | 0.31 | 18 | 208 | 27 |  | Fixed | Roof
Solar Registration Program | NJSRRE1543473748 | Sicklerville | 8081 | 14 | 6.82 | Residential | Yes | Behind the Meter | Orbit Energy & Power, LLC | AC Electric | Accepted | 2019-12-03 | 2019-12-05 | 2020-12-05 | ENPHASE | IQ7-60-2-US | Inverters | 0.24 |  | 22 |  |  | 0.99 |  | Outside | ROOF
Solar Registration Program | NJSRRE1543481229 | Pennsauken Twp | 8109 | 14 | 6.82 | Residential | No | Behind the Meter | Bright Planet Solar | PSE&G | Accepted | 2019-12-05 | 2019-12-17 | 2020-12-17 | LONGI | LR6-60PB-310M | Solar Panels |  | 0.31 | 19 | 234 | 27 |  | Fixed | Roof
Solar Registration Program | NJSRRE1543481229 | Pennsauken Twp | 8109 | 14 | 6.82 | Residential | No | Behind the Meter | Bright Planet Solar | PSE&G | Accepted | 2019-12-05 | 2019-12-17 | 2020-12-17 | LONGI | LR6-60PB-310M | Solar Panels |  | 0.31 | 3 | 54 | 27 |  | Fixed | Roof
Solar Registration Program | NJSRRE1543481229 | Pennsauken Twp | 8109 | 14 | 6.82 | Residential | No | Behind the Meter | Bright Planet Solar | PSE&G | Accepted | 2019-12-05 | 2019-12-17 | 2020-12-17 | SOLAR EDGE | SE5000H-USRGM | Inverters | 5000 |  | 1 |  |  | 0.98 |  | Other | NEXT TO METER
Solar Registration Program | NJSRRE1543672377 | Audubon Boro | 8106 | 14 | 6.82 | Residential | Yes | Behind the Meter | 1st Light Energy Inc | PSE&G | Accepted | 2019-12-23 | 2019-12-30 | 2020-12-30 | Longi | LR6-60HPB-310M | Solar Panels |  | 0.31 | 16 | 245 | 27 |  | Fixed | Roof
Solar Registration Program | NJSRRE1543672377 | Audubon Boro | 8106 | 14 | 6.82 | Residential | Yes | Behind the Meter | 1st Light Energy Inc | PSE&G | Accepted | 2019-12-23 | 2019-12-30 | 2020-12-30 | Longi | LR6-60HPB-310M | Solar Panels |  | 0.31 | 6 | 65 | 27 |  | Fixed | Roof
Solar Registration Program | NJSRRE1543672377 | Audubon Boro | 8106 | 14 | 6.82 | Residential | Yes | Behind the Meter | 1st Light Energy Inc | PSE&G | Accepted | 2019-12-23 | 2019-12-30 | 2020-12-30 | SMA | SB 6.0-1SP-US-41 (240V) | Inverters | 6000 |  | 1 |  |  | 0.97 |  | Outside | within 10 feet of meter
Solar Registration Program | NJSRRE1543672448 | Chesilhurst | 8089 | 14 | 6.82 | Residential | No | Behind the Meter | 1st Light Energy Inc | AC Electric | Accepted | 2019-12-23 | 2019-12-30 | 2020-12-30 | Longi | LR6-60HPB-310M | Solar Panels |  | 0.31 | 22 | 197 | 18 |  | Fixed | Roof
Solar Registration Program | NJSRRE1543672448 | Chesilhurst | 8089 | 14 | 6.82 | Residential | No | Behind the Meter | 1st Light Energy Inc | AC Electric | Accepted | 2019-12-23 | 2019-12-30 | 2020-12-30 | SMA | SB 6.0-1SP-US-41 (240V) | Inverters | 6000 |  | 1 |  |  | 0.97 |  | Outside | within 10 feet of meter
Solar Registration Program | NJSRRE1540295469 | South Brunswick Twp | 8824 | 11 | 6.83 | Residential | No | Behind the Meter | Tesla Energy Operations Inc | PSE&G | Accepted | 2019-01-29 | 2019-01-30 | 2020-01-30 | SC | SC325 | Solar Panels |  | 0.325 | 21 | 205 | 31 |  | Fixed | Roof
Solar Registration Program | NJSRRE1540295469 | South Brunswick Twp | 8824 | 11 | 6.83 | Residential | No | Behind the Meter | Tesla Energy Operations Inc | PSE&G | Accepted | 2019-01-29 | 2019-01-30 | 2020-01-30 | Delta | Solivia 5.2 TL | Inverters | 5200 |  | 1 |  |  | 0.975 |  | Outdoor | outdoor
Solar Registration Program | NJSRRE1540858111 | Edgewater Park | 8010 | 13 | 6.83 | Residential | No | Behind the Meter | Maier Solar Engineering dba Solar Me | PSE&G | Accepted | 2019-04-17 | 2019-04-18 | 2020-04-18 | Hanwha | Q.PEAK DUO-G5.1 325W | Solar Panels |  | 0.325 | 12 | 236 | 38 |  | Fixed | Roof
Solar Registration Program | NJSRRE1540858111 | Edgewater Park | 8010 | 13 | 6.83 | Residential | No | Behind the Meter | Maier Solar Engineering dba Solar Me | PSE&G | Accepted | 2019-04-17 | 2019-04-18 | 2020-04-18 | Hanwha | Q.PEAK DUO-G5.1 325W | Solar Panels |  | 0.325 | 9 | 146 | 28 |  | Fixed | Roof
Solar Registration Program | NJSRRE1540858111 | Edgewater Park | 8010 | 13 | 6.83 | Residential | No | Behind the Meter | Maier Solar Engineering dba Solar Me | PSE&G | Accepted | 2019-04-17 | 2019-04-18 | 2020-04-18 | Solar Edge | SE6000H-US | Inverters | 6000 |  | 1 |  |  | 0.97 |  | Outdoor | Next to meter
Solar Registration Program | NJSRRE1540988995 | Monroe Twp. | 8831 | 11 | 6.83 | Residential | No | Behind the Meter | Bahamian Solar Management Group LLC. | JCP&L | Accepted | 2019-05-14 | 2019-05-17 | 2020-05-17 | Panasonic | HIT VBHN325KAO3 | Solar Panels |  | 0.325 | 15 | 266 | 35 |  | Fixed | Roof | Rear
Solar Registration Program | NJSRRE1540988995 | Monroe Twp. | 8831 | 11 | 6.83 | Residential | No | Behind the Meter | Bahamian Solar Management Group LLC. | JCP&L | Accepted | 2019-05-14 | 2019-05-17 | 2020-05-17 | Panasonic | VBHN325KO3 | Solar Panels |  | 0.325 | 6 | 176 | 41 |  | Fixed | Roof | Southside
Solar Registration Program | NJSRRE1540988995 | Monroe Twp. | 8831 | 11 | 6.83 | Residential | No | Behind the Meter | Bahamian Solar Management Group LLC. | JCP&L | Accepted | 2019-05-14 | 2019-05-17 | 2020-05-17 | SolarEdge | SE3000H-US | Inverters | 6000 |  | 2 |  |  | 0.99 |  | Outside | Next To Meter
Solar Registration Program | NJSRRE1540988995 | Monroe Twp. | 8831 | 11 | 6.83 | Residential | No | Behind the Meter | Bahamian Solar Management Group LLC. | JCP&L | Accepted | 2019-05-14 | 2019-05-17 | 2020-05-17 | Hialeah | CL200 | Meters |  |  | 1 |  |  |  |  | Outdoor
Solar Registration Program | NJSRRE1542161799 | Teaneck | 7666 | 7 | 6.83 | Residential | No | Behind the Meter | Maier Solar Engineering dba Solar Me | PSE&G | Final As-Built Received | 2019-09-04 | 2019-09-06 | 2020-09-06 | Panasonic | VBHN325KA03 | Solar Panels |  | 0.325 | 6 | 200 | 30 |  | Fixed | Roof
Solar Registration Program | NJSRRE1542161799 | Teaneck | 7666 | 7 | 6.83 | Residential | No | Behind the Meter | Maier Solar Engineering dba Solar Me | PSE&G | Final As-Built Received | 2019-09-04 | 2019-09-06 | 2020-09-06 | Panasonic | VBHN325Ka03 | Solar Panels |  | 0.325 | 7 | 110 | 30 |  | Fixed | Roof
Solar Registration Program | NJSRRE1542161799 | Teaneck | 7666 | 7 | 6.83 | Residential | No | Behind the Meter | Maier Solar Engineering dba Solar Me | PSE&G | Final As-Built Received | 2019-09-04 | 2019-09-06 | 2020-09-06 | Panasonic | VBHN325Ka03 | Solar Panels |  | 0.325 | 8 | 290 | 30 |  | Fixed | Roof
Solar Registration Program | NJSRRE1542161799 | Teaneck | 7666 | 7 | 6.83 | Residential | No | Behind the Meter | Maier Solar Engineering dba Solar Me | PSE&G | Final As-Built Received | 2019-09-04 | 2019-09-06 | 2020-09-06 | Solar Edge | SE6000H-US | Inverters | 6000 |  | 1 |  |  | 0.97 |  | Outdoor | Next to meter
Solar Registration Program | NJSRRE1542228240 | South Brunswick Township | 8810 | 11 | 6.83 | Residential | No | Behind the Meter | Green Power Energy | PSE&G | Accepted | 2019-09-05 | 2019-09-09 | 2020-09-09 | Panasonic | VBHN325KA03 | Solar Panels |  | 0.325 | 21 | 235 | 32 |  | Fixed | Roof
Solar Registration Program | NJSRRE1542228240 | South Brunswick Township | 8810 | 11 | 6.83 | Residential | No | Behind the Meter | Green Power Energy | PSE&G | Accepted | 2019-09-05 | 2019-09-09 | 2020-09-09 | Solar Edge | SE6000H-US | Inverters | 6000 |  | 1 |  |  | 0.97 |  | Outside | next to meter
Solar Registration Program | NJSRRE1542422657 | Montgomery | 8558 | 5 | 6.83 | Residential | No | Behind the Meter | NJ Solar Power, LLC | PSE&G | Final As-Built Received | 2019-09-19 | 2019-09-25 | 2020-09-25 | Panasonic | VBHN325KA03 | Solar Panels |  | 0.325 | 15 | 179 | 35 |  | Fixed | Roof
Solar Registration Program | NJSRRE1542422657 | Montgomery | 8558 | 5 | 6.83 | Residential | No | Behind the Meter | NJ Solar Power, LLC | PSE&G | Final As-Built Received | 2019-09-19 | 2019-09-25 | 2020-09-25 | Panasonic | VBHN325KA03 | Solar Panels |  | 0.325 | 3 | 179 | 35 |  | Fixed | Roof
Solar Registration Program | NJSRRE1542422657 | Montgomery | 8558 | 5 | 6.83 | Residential | No | Behind the Meter | NJ Solar Power, LLC | PSE&G | Final As-Built Received | 2019-09-19 | 2019-09-25 | 2020-09-25 | Panasonic | VBHN325KA03 | Solar Panels |  | 0.325 | 3 | 179 | 35 |  | Fixed | Roof
Solar Registration Program | NJSRRE1542422657 | Montgomery | 8558 | 5 | 6.83 | Residential | No | Behind the Meter | NJ Solar Power, LLC | PSE&G | Final As-Built Received | 2019-09-19 | 2019-09-25 | 2020-09-25 | Solar Edge | SE7600H-US | Inverters | 7600 |  | 1 |  |  | 0.99 |  | Outdoor | Next to Meter
Solar Registration Program | NJSRRE1542512370 | Mahwah | 7430 | 7 | 6.83 | Residential | No | Behind the Meter | Green Power Energy | Orange Rockland Electric | Accepted | 2019-10-07 | 2019-10-09 | 2020-10-09 | Panasonic | VBHN325KA03 | Solar Panels |  | 0.325 | 21 | 95 | 25 |  | Fixed | Roof
Solar Registration Program | NJSRRE1542512370 | Mahwah | 7430 | 7 | 6.83 | Residential | No | Behind the Meter | Green Power Energy | Orange Rockland Electric | Accepted | 2019-10-07 | 2019-10-09 | 2020-10-09 | Solar Edge | SE6000H-US | Inverters | 6000 |  | 1 |  |  | 0.97 |  | Outside | next to meter
Solar Registration Program | NJSRRE1542581322 | Medford | 8055 | 13 | 6.83 | Residential | No | Behind the Meter | Maier Solar Engineering dba Solar Me | PSE&G | Accepted | 2019-10-24 | 2019-10-28 | 2020-10-28 | Panasonic | VBHN325KA03 | Solar Panels |  | 0.325 | 21 | 206 | 30 |  | Fixed | Roof
Solar Registration Program | NJSRRE1542581322 | Medford | 8055 | 13 | 6.83 | Residential | No | Behind the Meter | Maier Solar Engineering dba Solar Me | PSE&G | Accepted | 2019-10-24 | 2019-10-28 | 2020-10-28 | Solar Edge | SE7600A-US | Inverters | 7600 |  | 1 |  |  | 0.97 |  | Outdoor | Next to meter
Solar Registration Program | NJSRRE1543417359 | TUCKERTON | 8087 | 18 | 6.83 | Residential | No | Behind the Meter | Sunny Corp | AC Electric | Accepted | 2019-11-18 | 2019-11-20 | 2020-11-20 | PANASONIC | VBHN325KA03 | Solar Panels |  | 0.325 | 17 | 208 | 38 |  | Fixed | Roof
Solar Registration Program | NJSRRE1543417359 | TUCKERTON | 8087 | 18 | 6.83 | Residential | No | Behind the Meter | Sunny Corp | AC Electric | Accepted | 2019-11-18 | 2019-11-20 | 2020-11-20 | PANASONIC | VBHN325KA03 | Solar Panels |  | 0.325 | 4 | 208 | 16 |  | Fixed | Roof
Solar Registration Program | NJSRRE1543417359 | TUCKERTON | 8087 | 18 | 6.83 | Residential | No | Behind the Meter | Sunny Corp | AC Electric | Accepted | 2019-11-18 | 2019-11-20 | 2020-11-20 | ENPHASE | IQ7X-96-2-INT | Inverters | 1.37 |  | 21 |  |  | 0.1 |  | Outdoor | ROOF
Solar Registration Program | NJSRRE1543532677 | MULLICA HILL | 8062 | 15 | 6.83 | Residential | No | Behind the Meter | Sunny Corp | AC Electric | Accepted | 2019-12-12 | 2019-12-17 | 2020-12-17 | PANASONIC | VBHN325KA93 | Solar Panels |  | 0.325 | 21 | 234 | 33 |  | Fixed | Roof
Solar Registration Program | NJSRRE1543532677 | MULLICA HILL | 8062 | 15 | 6.83 | Residential | No | Behind the Meter | Sunny Corp | AC Electric | Accepted | 2019-12-12 | 2019-12-17 | 2020-12-17 | EMPHASE | IQ7X | Inverters | 1.37 |  | 21 |  |  | 0.1 |  | Outdoor | ROOF
Solar Registration Program | NJSRRE1540305299 | Gibbsboro | 8026 | 14 | 6.84 | Residential | Yes | Behind the Meter | SunPower Corporation, Systems | AC Electric | Accepted | 2019-01-31 | 2019-02-04 | 2020-02-04 | SunPower | SPR-X22-360-D-AC | Solar Panels |  | 0.36 | 19 | 272 | 14 |  | Fixed | Roof
Solar Registration Program | NJSRRE1540305299 | Gibbsboro | 8026 | 14 | 6.84 | Residential | Yes | Behind the Meter | SunPower Corporation, Systems | AC Electric | Accepted | 2019-01-31 | 2019-02-04 | 2020-02-04 | SunPower | SPR-X22-360-D-AC | Inverters | 320 |  | 19 |  |  | 0.96 |  | Other | Under each panel
Solar Registration Program | NJSRRE1540712572 | Willingboro | 8046 | 13 | 6.84 | Residential | Yes | Behind the Meter | Skyline Solar, LLC | PSE&G | Accepted | 2019-03-23 | 2019-04-04 | 2020-04-04 | Solar World | Sunmodule Plus SW 285 Mono | Solar Panels |  | 0.285 | 24 | 227 | 27 |  | Fixed | Roof
Solar Registration Program | NJSRRE1540712572 | Willingboro | 8046 | 13 | 6.84 | Residential | Yes | Behind the Meter | Skyline Solar, LLC | PSE&G | Accepted | 2019-03-23 | 2019-04-04 | 2020-04-04 | Solar Edge | SE5000H-US000NNC2 | Inverters | 5000 |  | 1 |  |  | 0.99 |  | Outside | within five feet of meter
Solar Registration Program | NJSRRE1540857868 | Pennsauken | 8109 | 14 | 6.84 | Residential | Yes | Behind the Meter | Skyline Solar, LLC | PSE&G | Accepted | 2019-04-17 | 2019-04-17 | 2020-04-17 | SunWorld | SunModule Plus SW 285 Mono | Solar Panels |  | 0.285 | 24 | 123 | 23 |  | Fixed | Roof
Solar Registration Program | NJSRRE1540857868 | Pennsauken | 8109 | 14 | 6.84 | Residential | Yes | Behind the Meter | Skyline Solar, LLC | PSE&G | Accepted | 2019-04-17 | 2019-04-17 | 2020-04-17 | Solar Edge | SE3000A-USNN | Inverters | 3000 |  | 1 |  |  | 0.99 |  | Outside | within five feet of metere
Solar Registration Program | NJSRRE1540857930 | Perth Amboy | 8861 | 11 | 6.84 | Residential | Yes | Behind the Meter | Skyline Solar, LLC | PSE&G | Accepted | 2019-04-17 | 2019-04-17 | 2020-04-17 | SunWorld | SunModule Plus SW 285 Mono | Solar Panels |  | 0.285 | 24 | 201 | 40 |  | Fixed | Roof
Solar Registration Program | NJSRRE1540857930 | Perth Amboy | 8861 | 11 | 6.84 | Residential | Yes | Behind the Meter | Skyline Solar, LLC | PSE&G | Accepted | 2019-04-17 | 2019-04-17 | 2020-04-17 | Solar Edge | SE3000A-USNNR | Inverters | 3000 |  | 1 |  |  | 0.99 |  | Outside | within five feet of meter
Solar Registration Program | NJSRRE1541118118 | Brown Mills | 8015 | 13 | 6.84 | Residential | Yes | Behind the Meter | Skyline Solar, LLC | JCP&L | Accepted | 2019-06-05 | 2019-06-10 | 2020-06-10 | Solar World | Sunmodule Plus SW 285 Mono | Solar Panels |  | 0.285 | 24 | 144 | 20 |  | Fixed | Roof
Solar Registration Program | NJSRRE1541118118 | Brown Mills | 8015 | 13 | 6.84 | Residential | Yes | Behind the Meter | Skyline Solar, LLC | JCP&L | Accepted | 2019-06-05 | 2019-06-10 | 2020-06-10 | SolarEdge | SE5000H-US000NNC2 | Inverters | 5000 |  | 1 |  |  | 0.99 |  | Outside | within ten feet of meter
Solar Registration Program | NJSRRE1541516221 | Livingston | 7039 | 9 | 6.84 | Residential | No | Behind the Meter | Sunrun Installation Services, Inc. | PSE&G | Accepted | 2019-07-01 | 2019-07-03 | 2020-07-03 | LG Electronics | LG360Q1C-A5 | Solar Panels |  | 0.36 | 14 | 223 | 35 |  | Fixed | Roof
Solar Registration Program | NJSRRE1541516221 | Livingston | 7039 | 9 | 6.84 | Residential | No | Behind the Meter | Sunrun Installation Services, Inc. | PSE&G | Accepted | 2019-07-01 | 2019-07-03 | 2020-07-03 | LG Electronics | LG360Q1C-A5 | Solar Panels |  | 0.36 | 5 | 133 | 18 |  | Fixed | Roof
Solar Registration Program | NJSRRE1541516221 | Livingston | 7039 | 9 | 6.84 | Residential | No | Behind the Meter | Sunrun Installation Services, Inc. | PSE&G | Accepted | 2019-07-01 | 2019-07-03 | 2020-07-03 | Ningbo Ginlong Technologies | Solis-1P6K-4G-US | Inverters | 6000 |  | 1 |  |  | 0.96 |  | Outdoor | Next To Meter
Solar Registration Program | NJSRRE1541643526 | Edison | 8817 | 11 | 6.84 | Residential | Yes | Behind the Meter | Skyline Solar, LLC | PSE&G | Accepted | 2019-07-13 | 2019-07-16 | 2020-07-16 | Solar World | Sunmodule Plus SW 285 Mono | Solar Panels |  | 0.285 | 24 | 135 | 18 |  | Fixed | Roof
Solar Registration Program | NJSRRE1541643526 | Edison | 8817 | 11 | 6.84 | Residential | Yes | Behind the Meter | Skyline Solar, LLC | PSE&G | Accepted | 2019-07-13 | 2019-07-16 | 2020-07-16 | SolarEdge | SE3000H-US000NNC2 | Inverters | 3000 |  | 1 |  |  | 0.99 |  | Outside | within ten feet of meter
Solar Registration Program | NJSRRE1542393786 | North Bergen | 7047 | 8 | 6.84 | Residential | No | Behind the Meter | SunnyMac LLC | PSE&G | Accepted | 2019-09-12 | 2019-09-16 | 2020-09-16 | SunPower | SPR-X22-360 | Solar Panels |  | 0.36 | 19 | 30 | 5 |  | Fixed | Roof
Solar Registration Program | NJSRRE1542393786 | North Bergen | 7047 | 8 | 6.84 | Residential | No | Behind the Meter | SunnyMac LLC | PSE&G | Accepted | 2019-09-12 | 2019-09-16 | 2020-09-16 | Enphase | IQ7XS-96-ACM-US | Inverters | 0.315 |  | 19 |  |  | 0.99 |  | Outdoor | roof
Solar Registration Program | NJSRRE1542883158 | Pennsauken Township | 8109 | 14 | 6.84 | Residential | Yes | Behind the Meter | SunPower Corporation, Systems | PSE&G | Accepted | 2019-11-01 | 2019-11-05 | 2020-11-05 | SUNPOWER | SPR-X22-360-D-AC | Solar Panels |  | 0.36 | 2 | 324 | 23 |  | Fixed | Roof
Solar Registration Program | NJSRRE1542883158 | Pennsauken Township | 8109 | 14 | 6.84 | Residential | Yes | Behind the Meter | SunPower Corporation, Systems | PSE&G | Accepted | 2019-11-01 | 2019-11-05 | 2020-11-05 | SUNPOWER | SPR-X22-360-D-AC | Solar Panels |  | 0.36 | 4 | 144 | 45 |  | Fixed | Roof
Solar Registration Program | NJSRRE1542883158 | Pennsauken Township | 8109 | 14 | 6.84 | Residential | Yes | Behind the Meter | SunPower Corporation, Systems | PSE&G | Accepted | 2019-11-01 | 2019-11-05 | 2020-11-05 | SUNPOWER | SPR-X22-360-D-AC | Solar Panels |  | 0.36 | 4 | 144 | 23 |  | Fixed | Roof
Solar Registration Program | NJSRRE1542883158 | Pennsauken Township | 8109 | 14 | 6.84 | Residential | Yes | Behind the Meter | SunPower Corporation, Systems | PSE&G | Accepted | 2019-11-01 | 2019-11-05 | 2020-11-05 | SUNPOWER | SPR-X22-360-D-AC | Solar Panels |  | 0.36 | 3 | 54 | 18 |  | Fixed | Roof
Solar Registration Program | NJSRRE1542883158 | Pennsauken Township | 8109 | 14 | 6.84 | Residential | Yes | Behind the Meter | SunPower Corporation, Systems | PSE&G | Accepted | 2019-11-01 | 2019-11-05 | 2020-11-05 | SUNPOWER | SPR-X22-360-D-AC | Solar Panels |  | 0.36 | 2 | 324 | 18 |  | Fixed | Roof
Solar Registration Program | NJSRRE1542883158 | Pennsauken Township | 8109 | 14 | 6.84 | Residential | Yes | Behind the Meter | SunPower Corporation, Systems | PSE&G | Accepted | 2019-11-01 | 2019-11-05 | 2020-11-05 | SUNPOWER | SPR-X22-360-D-AC | Solar Panels |  | 0.36 | 4 | 144 | 23 |  | Fixed | Roof
Solar Registration Program | NJSRRE1542883158 | Pennsauken Township | 8109 | 14 | 6.84 | Residential | Yes | Behind the Meter | SunPower Corporation, Systems | PSE&G | Accepted | 2019-11-01 | 2019-11-05 | 2020-11-05 | SUNPOWER | SPR-X22-360-D-AC | Inverters | 320 |  | 19 |  |  | 0.96 |  | Other | under each panel
Solar Registration Program | NJSRRE1540746132 | Raritan | 8869 | 5 | 6.87 | Residential | Yes | Behind the Meter | Vision Solar LLC | PSE&G | Accepted | 2019-03-28 | 2019-03-29 | 2020-03-29 | sunpower | e20-327-e-ac | Solar Panels |  | 0.327 | 10 | 156 | 28 |  | Fixed | Roof
Solar Registration Program | NJSRRE1540746132 | Raritan | 8869 | 5 | 6.87 | Residential | Yes | Behind the Meter | Vision Solar LLC | PSE&G | Accepted | 2019-03-28 | 2019-03-29 | 2020-03-29 | sunpower | e20-327-e-ac | Solar Panels |  | 0.327 | 11 | 156 | 7 |  | Fixed | Roof
Solar Registration Program | NJSRRE1540746132 | Raritan | 8869 | 5 | 6.87 | Residential | Yes | Behind the Meter | Vision Solar LLC | PSE&G | Accepted | 2019-03-28 | 2019-03-29 | 2020-03-29 | Sunpower | e20-327-e-ac | Inverters | 0.327 |  | 21 |  |  | 0.96 |  | Other | behind panels
Solar Registration Program | NJSRRE1540908510 | Fort Lee | 7024 | 7 | 6.87 | Residential | Yes | Behind the Meter | SunPower Corporation, Systems | PSE&G | Accepted | 2019-04-30 | 2019-05-02 | 2020-05-02 | SunPower | SPR-E20-327-E-AC | Solar Panels |  | 0.327 | 18 | 219 | 20 |  | Fixed | Roof
Solar Registration Program | NJSRRE1540908510 | Fort Lee | 7024 | 7 | 6.87 | Residential | Yes | Behind the Meter | SunPower Corporation, Systems | PSE&G | Accepted | 2019-04-30 | 2019-05-02 | 2020-05-02 | SunPower | SPR-E20-327-E-AC | Solar Panels |  | 0.327 | 3 | 309 | 20 |  | Fixed | Roof
Solar Registration Program | NJSRRE1540908510 | Fort Lee | 7024 | 7 | 6.87 | Residential | Yes | Behind the Meter | SunPower Corporation, Systems | PSE&G | Accepted | 2019-04-30 | 2019-05-02 | 2020-05-02 | SunPower | SPR-E20-327-E-AC | Inverters | 320 |  | 21 |  |  | 0.96 |  | Other | under each panel
Solar Registration Program | NJSRRE1541672245 | Rahway | 7065 | 10 | 6.87 | Residential | Yes | Behind the Meter | Vision Solar LLC | PSE&G | As-Built Incomplete | 2019-07-16 | 2019-07-17 | 2020-07-17 | sunpower | e20-327-e-ac | Solar Panels |  | 0.327 | 18 | 101 | 5 |  | Fixed | Roof
Solar Registration Program | NJSRRE1541672245 | Rahway | 7065 | 10 | 6.87 | Residential | Yes | Behind the Meter | Vision Solar LLC | PSE&G | As-Built Incomplete | 2019-07-16 | 2019-07-17 | 2020-07-17 | sunpower | e20-327-e-ac | Solar Panels |  | 0.327 | 3 | 281 | 18 |  | Fixed | Roof
Solar Registration Program | NJSRRE1541672245 | Rahway | 7065 | 10 | 6.87 | Residential | Yes | Behind the Meter | Vision Solar LLC | PSE&G | As-Built Incomplete | 2019-07-16 | 2019-07-17 | 2020-07-17 | sunpower | e20-327-e-ac | Inverters | 0.32 |  | 21 |  |  | 0.96 |  | Other | behind panels
Solar Registration Program | NJSRRE1541696231 | River Edge | 7661 | 7 | 6.87 | Residential | Yes | Behind the Meter | SunPower Corporation, Systems | PSE&G | Accepted | 2019-07-23 | 2019-07-25 | 2020-07-25 | SUNPOWER | SPR-E20-327-E-AC | Solar Panels |  | 0.327 | 12 | 198 | 27 |  | Fixed | Roof
Solar Registration Program | NJSRRE1541696231 | River Edge | 7661 | 7 | 6.87 | Residential | Yes | Behind the Meter | SunPower Corporation, Systems | PSE&G | Accepted | 2019-07-23 | 2019-07-25 | 2020-07-25 | SUNPOWER | SPR-E20-327-E-AC | Solar Panels |  | 0.327 | 3 | 198 | 27 |  | Fixed | Roof
Solar Registration Program | NJSRRE1541696231 | River Edge | 7661 | 7 | 6.87 | Residential | Yes | Behind the Meter | SunPower Corporation, Systems | PSE&G | Accepted | 2019-07-23 | 2019-07-25 | 2020-07-25 | SUNPOWER | SPR-E20-327-E-AC | Solar Panels |  | 0.327 | 6 | 198 | 8 |  | Fixed | Roof
Solar Registration Program | NJSRRE1541696231 | River Edge | 7661 | 7 | 6.87 | Residential | Yes | Behind the Meter | SunPower Corporation, Systems | PSE&G | Accepted | 2019-07-23 | 2019-07-25 | 2020-07-25 | SUNPOWER | SPR-E20-327-E-AC | Inverters | 320 |  | 21 |  |  | 0.96 |  | Other | under each panel
Solar Registration Program | NJSRRE1541864781 | livingston | 7039 | 9 | 6.87 | Residential | No | Behind the Meter | SunPower Capital LLC | PSE&G | Final As-Built Received | 2019-08-21 | 2019-08-26 | 2020-08-26 | sunpower | e20-327-e-ac | Solar Panels |  | 0.327 | 21 | 256 | 23 |  | Fixed | Roof
Solar Registration Program | NJSRRE1541864781 | livingston | 7039 | 9 | 6.87 | Residential | No | Behind the Meter | SunPower Capital LLC | PSE&G | Final As-Built Received | 2019-08-21 | 2019-08-26 | 2020-08-26 | sunpower | e20-327-e-ac | Inverters | 0.32 |  | 21 |  |  | 0.96 |  | Other | behind panels
Solar Registration Program | NJSRRE1542161718 | Newark | 7105 | 9 | 6.87 | Residential | No | Behind the Meter | Fusion Solar Energy LLC | PSE&G | Accepted | 2019-09-04 | 2019-09-06 | 2020-09-06 | SunPower | SunPower | Solar Panels |  | 0.327 | 21 | North, North west | 39 |  | Fixed | Roof
Solar Registration Program | NJSRRE1542161718 | Newark | 7105 | 9 | 6.87 | Residential | No | Behind the Meter | Fusion Solar Energy LLC | PSE&G | Accepted | 2019-09-04 | 2019-09-06 | 2020-09-06 | SunPower | SunPower Type E | Inverters | 320 |  | 21 |  |  | 0.93 |  | Outdoor | Roof
Solar Registration Program | NJSRRE1542161808 | Newark | 7105 | 9 | 6.87 | Residential | No | Behind the Meter | Fusion Solar Energy LLC | PSE&G | Accepted | 2019-09-04 | 2019-09-06 | 2020-09-06 | SunPower | SunPower | Solar Panels |  | 0.327 | 21 | North | 45 |  | Fixed | Roof
Solar Registration Program | NJSRRE1542161808 | Newark | 7105 | 9 | 6.87 | Residential | No | Behind the Meter | Fusion Solar Energy LLC | PSE&G | Accepted | 2019-09-04 | 2019-09-06 | 2020-09-06 | SunPower | SunPower Type E | Inverters | 320 |  | 21 |  |  | 0.93 |  | Outdoor | Roof
Solar Registration Program | NJSRRE1542412244 | Woodbridge Twp | 8840 | 11 | 6.87 | Residential | Yes | Behind the Meter | SunnyMac LLC | PSE&G | Accepted | 2019-09-17 | 2019-09-19 | 2020-09-19 | SunPower | SPR-E20-327 | Solar Panels |  | 0.327 | 21 | 143 | 36 |  | Fixed | Roof
Solar Registration Program | NJSRRE1542412244 | Woodbridge Twp | 8840 | 11 | 6.87 | Residential | Yes | Behind the Meter | SunnyMac LLC | PSE&G | Accepted | 2019-09-17 | 2019-09-19 | 2020-09-19 | Enphase | IQ7XS-96-ACM-US | Inverters | 0.315 |  | 21 |  |  | 0.99 |  | Outdoor | roof
Solar Registration Program | NJSRRE1542429021 | Galloway | 8205 | 19 | 6.87 | Residential | Yes | Behind the Meter | Castle Energy, LLC | AC Electric | Accepted | 2019-09-23 | 2019-09-25 | 2020-09-25 | SunPower | SPR-E20-327-E-AC | Solar Panels |  | 0.327 | 11 | 95 | 27 |  | Fixed | Roof
Solar Registration Program | NJSRRE1542429021 | Galloway | 8205 | 19 | 6.87 | Residential | Yes | Behind the Meter | Castle Energy, LLC | AC Electric | Accepted | 2019-09-23 | 2019-09-25 | 2020-09-25 | SunPower | SPR-E20-327-E-AC | Solar Panels |  | 0.327 | 10 | 275 | 6 |  | Fixed | Roof
Solar Registration Program | NJSRRE1542429021 | Galloway | 8205 | 19 | 6.87 | Residential | Yes | Behind the Meter | Castle Energy, LLC | AC Electric | Accepted | 2019-09-23 | 2019-09-25 | 2020-09-25 | SunPower | SPR-E20-327-E-AC Type E | Inverters | 320 |  | 21 |  |  | 0.975 |  | Outside | on the rooftop under each solar panel
Solar Registration Program | NJSRRE1542430757 | HAMILTON TWP MER | 8629 | 12 | 6.87 | Residential | Yes | Behind the Meter | Vision Solar LLC | PSE&G | Accepted | 2019-09-24 | 2019-09-25 | 2020-09-25 | sunpower | e20-327-e-ac | Solar Panels |  | 0.327 | 3 | 141 | 32 |  | Fixed | Roof
Solar Registration Program | NJSRRE1542430757 | HAMILTON TWP MER | 8629 | 12 | 6.87 | Residential | Yes | Behind the Meter | Vision Solar LLC | PSE&G | Accepted | 2019-09-24 | 2019-09-25 | 2020-09-25 | sunpower | e20-327-e-ac | Solar Panels |  | 0.327 | 2 | 51 | 34 |  | Fixed | Roof
Solar Registration Program | NJSRRE1542430757 | HAMILTON TWP MER | 8629 | 12 | 6.87 | Residential | Yes | Behind the Meter | Vision Solar LLC | PSE&G | Accepted | 2019-09-24 | 2019-09-25 | 2020-09-25 | SUNPOWER | E20-327-E-AC | Solar Panels |  | 0.327 | 9 | 231 | 34 |  | Fixed | Roof
Solar Registration Program | NJSRRE1542430757 | HAMILTON TWP MER | 8629 | 12 | 6.87 | Residential | Yes | Behind the Meter | Vision Solar LLC | PSE&G | Accepted | 2019-09-24 | 2019-09-25 | 2020-09-25 | sunpower | e20-327-e-ac | Solar Panels |  | 0.327 | 7 | 141 | 8 |  | Fixed | Roof
Solar Registration Program | NJSRRE1542430757 | HAMILTON TWP MER | 8629 | 12 | 6.87 | Residential | Yes | Behind the Meter | Vision Solar LLC | PSE&G | Accepted | 2019-09-24 | 2019-09-25 | 2020-09-25 | sunpower | e20-327-e-ac | Inverters | 0.32 |  | 21 |  |  | 0.96 |  | Other | behind panels
Solar Registration Program | NJSRRE1542460909 | ENGLEWOOD CITY | 7631 | 7 | 6.87 | Residential | Yes | Behind the Meter | Vision Solar LLC | PSE&G | Accepted | 2019-09-30 | 2019-10-02 | 2020-10-02 | SUNPOWER | E20-327-E-AC | Solar Panels |  | 0.327 | 11 | 262 | 26 |  | Fixed | Roof
Solar Registration Program | NJSRRE1542460909 | ENGLEWOOD CITY | 7631 | 7 | 6.87 | Residential | Yes | Behind the Meter | Vision Solar LLC | PSE&G | Accepted | 2019-09-30 | 2019-10-02 | 2020-10-02 | SUNPOWER | E20-327-E-AC | Solar Panels |  | 0.327 | 8 | 172 | 26 |  | Fixed | Roof
Solar Registration Program | NJSRRE1542460909 | ENGLEWOOD CITY | 7631 | 7 | 6.87 | Residential | Yes | Behind the Meter | Vision Solar LLC | PSE&G | Accepted | 2019-09-30 | 2019-10-02 | 2020-10-02 | SUNPOWER | E20-327-E-AC | Solar Panels |  | 0.327 | 2 | 82 | 26 |  | Fixed | Roof
Solar Registration Program | NJSRRE1542460909 | ENGLEWOOD CITY | 7631 | 7 | 6.87 | Residential | Yes | Behind the Meter | Vision Solar LLC | PSE&G | Accepted | 2019-09-30 | 2019-10-02 | 2020-10-02 | SUNPOWER | E20-327-E-AC | Inverters | 0.32 |  | 21 |  |  | 0.96 |  | Other | BEHIND PANELS
Solar Registration Program | NJSRRE1542461461 | Somerdale | 8083 | 14 | 6.87 | Residential | Yes | Behind the Meter | Vision Solar LLC | PSE&G | Accepted | 2019-09-30 | 2019-10-02 | 2020-10-02 | sunpower | e20-327-e-ac | Solar Panels |  | 0.327 | 21 | 173 | 23 |  | Fixed | Roof
Solar Registration Program | NJSRRE1542461461 | Somerdale | 8083 | 14 | 6.87 | Residential | Yes | Behind the Meter | Vision Solar LLC | PSE&G | Accepted | 2019-09-30 | 2019-10-02 | 2020-10-02 | sunpower | e20-327-e-ac | Inverters | 0.32 |  | 21 |  |  | 0.96 |  | Other | behind panels
Solar Registration Program | NJSRRE1542514967 | Evesham Township | 8053 | 13 | 6.87 | Residential | Yes | Behind the Meter | SunPower Corporation, Systems | PSE&G | Accepted | 2019-10-08 | 2019-10-10 | 2020-10-10 | SUNPOWER | SPR-E20-327-E-AC | Solar Panels |  | 0.327 | 9 | 149 | 25 |  | Fixed | Roof
Solar Registration Program | NJSRRE1542514967 | Evesham Township | 8053 | 13 | 6.87 | Residential | Yes | Behind the Meter | SunPower Corporation, Systems | PSE&G | Accepted | 2019-10-08 | 2019-10-10 | 2020-10-10 | SUNPOWER | SPR-E20-327-E-AC | Solar Panels |  | 0.327 | 12 | 149 | 25 |  | Fixed | Roof
Solar Registration Program | NJSRRE1542514967 | Evesham Township | 8053 | 13 | 6.87 | Residential | Yes | Behind the Meter | SunPower Corporation, Systems | PSE&G | Accepted | 2019-10-08 | 2019-10-10 | 2020-10-10 | SUNPOWER | SPR-E20-327-E-AC | Inverters | 320 |  | 21 |  |  | 0.96 |  | Other | under each panel
Solar Registration Program | NJSRRE1542515099 | Pennsauken Township | 8109 | 14 | 6.87 | Residential | No | Behind the Meter | SunnyMac LLC | PSE&G | Accepted | 2019-10-08 | 2019-10-10 | 2020-10-10 | SunPower | SPR-E20-327 | Solar Panels |  | 0.327 | 4 | 231 | 44 |  | Fixed | Roof
Solar Registration Program | NJSRRE1542515099 | Pennsauken Township | 8109 | 14 | 6.87 | Residential | No | Behind the Meter | SunnyMac LLC | PSE&G | Accepted | 2019-10-08 | 2019-10-10 | 2020-10-10 | SunPower | SPR-E20-327 | Solar Panels |  | 0.327 | 17 | 231 | 44 |  | Fixed | Roof
Solar Registration Program | NJSRRE1542515099 | Pennsauken Township | 8109 | 14 | 6.87 | Residential | No | Behind the Meter | SunnyMac LLC | PSE&G | Accepted | 2019-10-08 | 2019-10-10 | 2020-10-10 | Enphase | IQ7XS-96-ACM-US | Inverters | 0.315 |  | 21 |  |  | 0.99 |  | Outdoor | roof
Solar Registration Program | NJSRRE1542541592 | North Brunswick Township | 8902 | 11 | 6.87 | Residential | No | Behind the Meter | Seabright Solar | PSE&G | Accepted | 2019-10-22 | 2019-10-23 | 2020-10-23 | Sunpower | SRP-E20-327 | Solar Panels |  | 0.327 | 18 | 220 | 23 |  | Fixed | Roof
Solar Registration Program | NJSRRE1542541592 | North Brunswick Township | 8902 | 11 | 6.87 | Residential | No | Behind the Meter | Seabright Solar | PSE&G | Accepted | 2019-10-22 | 2019-10-23 | 2020-10-23 | Sunpower | SRP-E20-327 | Solar Panels |  | 0.327 | 3 | 40 | 23 |  | Fixed | Roof
Solar Registration Program | NJSRRE1542541592 | North Brunswick Township | 8902 | 11 | 6.87 | Residential | No | Behind the Meter | Seabright Solar | PSE&G | Accepted | 2019-10-22 | 2019-10-23 | 2020-10-23 | Sunpower | SRP-E20-327 | Inverters | 0.32 |  | 21 |  |  | 0.99 |  | Outside | Roof
Solar Registration Program | NJSRRE1542589584 | Princeton Twp | 8540 | 12 | 6.87 | Residential | No | Behind the Meter | SunnyMac LLC | PSE&G | Accepted | 2019-10-25 | 2019-10-29 | 2020-10-29 | SunPower | SPR-E20-327 | Solar Panels |  | 0.327 | 7 | 149 | 30 |  | Fixed | Roof
Solar Registration Program | NJSRRE1542589584 | Princeton Twp | 8540 | 12 | 6.87 | Residential | No | Behind the Meter | SunnyMac LLC | PSE&G | Accepted | 2019-10-25 | 2019-10-29 | 2020-10-29 | SunPower | SPR-E20-327 | Solar Panels |  | 0.327 | 14 | 239 | 30 |  | Fixed | Roof
Solar Registration Program | NJSRRE1542589584 | Princeton Twp | 8540 | 12 | 6.87 | Residential | No | Behind the Meter | SunnyMac LLC | PSE&G | Accepted | 2019-10-25 | 2019-10-29 | 2020-10-29 | Enphase | IQ7XS-96-ACM-US | Inverters | 0.315 |  | 21 |  |  | 0.99 |  | Outdoor | roof
Solar Registration Program | NJSRRE1543426118 | Mullica Hill | 8062 | 15 | 6.87 | Residential | No | Behind the Meter | Seabright Solar | AC Electric | Accepted | 2019-11-22 | 2019-11-25 | 2020-11-25 | Sunpower | SPR-E20-327 | Solar Panels |  | 0.327 | 21 | 123 | 26 |  | Fixed | Roof
Solar Registration Program | NJSRRE1543426118 | Mullica Hill | 8062 | 15 | 6.87 | Residential | No | Behind the Meter | Seabright Solar | AC Electric | Accepted | 2019-11-22 | 2019-11-25 | 2020-11-25 | Sunpower | SPR-E20-327 | Inverters | 0.32 |  | 21 |  |  | 0.99 |  | Outside | Roof
Solar Registration Program | NJSRRE1543426667 | nutley town | 7110 | 9 | 6.87 | Residential | Yes | Behind the Meter | Vision Solar LLC | PSE&G | Accepted | 2019-11-20 | 2019-11-25 | 2020-11-25 | sunpower | e20-327-e-ac | Solar Panels |  | 0.327 | 21 | 209 | 32 |  | Fixed | Roof
Solar Registration Program | NJSRRE1543426667 | nutley town | 7110 | 9 | 6.87 | Residential | Yes | Behind the Meter | Vision Solar LLC | PSE&G | Accepted | 2019-11-20 | 2019-11-25 | 2020-11-25 | sunpower | e20-327-e-ac | Inverters | 0.32 |  | 21 |  |  | 0.96 |  | Outside | behind panels
Solar Registration Program | NJSRRE1543553233 | Metuchen Boro | 8840 | 11 | 6.87 | Residential | Yes | Behind the Meter | SunnyMac LLC | PSE&G | Accepted | 2019-12-16 | 2019-12-19 | 2020-12-19 | SunPower | SPR-E20327 | Solar Panels |  | 0.327 | 4 | 154 | 29 |  | Fixed | Roof
Solar Registration Program | NJSRRE1543553233 | Metuchen Boro | 8840 | 11 | 6.87 | Residential | Yes | Behind the Meter | SunnyMac LLC | PSE&G | Accepted | 2019-12-16 | 2019-12-19 | 2020-12-19 | SunPower | SPR-E20327 | Solar Panels |  | 0.327 | 17 | 244 | 3 |  | Fixed | Roof
Solar Registration Program | NJSRRE1543553233 | Metuchen Boro | 8840 | 11 | 6.87 | Residential | Yes | Behind the Meter | SunnyMac LLC | PSE&G | Accepted | 2019-12-16 | 2019-12-19 | 2020-12-19 | Enphase | IQ7XS-96-ACM-US | Inverters | 0.315 |  | 21 |  |  | 0.99 |  | Outdoor | roof
Solar Registration Program | NJSRRE1543557380 | Piscataway | 8854 | 11 | 6.87 | Residential | Yes | Behind the Meter | Ad Energy | PSE&G | Accepted | 2019-12-17 | 2019-12-20 | 2020-12-20 | SunPower | SPR-E20-327-E-AC | Solar Panels |  | 0.327 | 19 | 156 | 23 |  | Fixed | Roof
Solar Registration Program | NJSRRE1543557380 | Piscataway | 8854 | 11 | 6.87 | Residential | Yes | Behind the Meter | Ad Energy | PSE&G | Accepted | 2019-12-17 | 2019-12-20 | 2020-12-20 | SunPower | SPR-E20-327-E-AC | Solar Panels |  | 0.327 | 2 | 156 | 18 |  | Fixed | Roof
Solar Registration Program | NJSRRE1543557380 | Piscataway | 8854 | 11 | 6.87 | Residential | Yes | Behind the Meter | Ad Energy | PSE&G | Accepted | 2019-12-17 | 2019-12-20 | 2020-12-20 | Enphase Energy | IQ7XS-96-ACM-US | Inverters | 315 |  | 21 |  |  | 0.975 |  | Outdoor | At each panel
Solar Registration Program | NJSRRE1540987524 | Avalon | 8202 | 21 | 6.9 | Residential | No | Behind the Meter | Green Energy Partners | AC Electric | Accepted | 2019-05-14 | 2019-05-21 | 2020-05-21 | TRINA | TSM-345DE-14A | Solar Panels |  | 0.345 | 20 | 123 | 14 |  | Fixed | Roof
Solar Registration Program | NJSRRE1540987524 | Avalon | 8202 | 21 | 6.9 | Residential | No | Behind the Meter | Green Energy Partners | AC Electric | Accepted | 2019-05-14 | 2019-05-21 | 2020-05-21 | SMA Sunny Boy | 6.0-1SP US 40 | Inverters | 6000 |  | 1 |  |  | 0.976 |  | Outside | at the array
Solar Registration Program | NJSRRE1541620909 | Cape May Court House | 8210 | 21 | 6.9 | Commercial | No | Behind the Meter | New Jersey Clean Energy Solutions | AC Electric | Accepted | 2019-07-08 | 2019-07-10 | 2020-07-10 | Canadian Solar | CS6P | Solar Panels |  | 0.23 | 30 | 203 | 0 |  | Fixed | Roof | building
Solar Registration Program | NJSRRE1541620909 | Cape May Court House | 8210 | 21 | 6.9 | Commercial | No | Behind the Meter | New Jersey Clean Energy Solutions | AC Electric | Accepted | 2019-07-08 | 2019-07-10 | 2020-07-10 | SMA | SB5.0-15P-US-40 | Inverters | 5000 |  | 1 |  |  | 0.97 |  | Outdoor | near meter
Solar Registration Program | NJSRRE1541658340 | Deptford | 8096 | 15 | 6.9 | Residential | No | Behind the Meter | Spectrum Energy, Inc. | PSE&G | Accepted | 2019-07-15 | 2019-07-17 | 2020-07-17 | AXITEC | AC-300M/60S | Solar Panels |  | 0.3 | 23 | 206 | 30 |  | Fixed | Roof
Solar Registration Program | NJSRRE1541658340 | Deptford | 8096 | 15 | 6.9 | Residential | No | Behind the Meter | Spectrum Energy, Inc. | PSE&G | Accepted | 2019-07-15 | 2019-07-17 | 2020-07-17 | Enphase | IQ7-60-ACM-US | Inverters | 240 |  | 23 |  |  | 0.97 |  | Other | next to current meter
Solar Registration Program | NJSRRE1541658346 | Keyport | 7735 | 17 | 6.9 | Residential | Yes | Behind the Meter | Vivint Solar Developer, LLC | JCP&L | Accepted | 2019-07-16 | 2019-07-17 | 2020-07-17 | HANWHA SOLAR | Q.PEAK BLK-G5 315 | Solar Panels |  | 0.315 | 12 | 108 | 33 |  | Fixed | Roof
Solar Registration Program | NJSRRE1541658346 | Keyport | 7735 | 17 | 6.9 | Residential | Yes | Behind the Meter | Vivint Solar Developer, LLC | JCP&L | Accepted | 2019-07-16 | 2019-07-17 | 2020-07-17 | HANWHA SOLAR | Q.PEAK BLK-G5 315 | Solar Panels |  | 0.312 | 10 | 288 | 33 |  | Fixed | Roof
Solar Registration Program | NJSRRE1541658346 | Keyport | 7735 | 17 | 6.9 | Residential | Yes | Behind the Meter | Vivint Solar Developer, LLC | JCP&L | Accepted | 2019-07-16 | 2019-07-17 | 2020-07-17 | SOLAREDGE | SE7600H-US | Inverters | 7600 |  | 1 |  |  | 0.992 |  | Outdoor | Near The Utility meter
Solar Registration Program | NJSRRE1541884673 | Vineland | 8360 | 20 | 6.9 | Residential | No | Behind the Meter | Bright Planet Solar | Vineland Muni Electric | Accepted | 2019-08-26 | 2019-10-11 | 2020-10-11 | Trina Solar | TSM-DD05A.18(II) 300 W | Solar Panels |  | 0.3 | 8 | 280 | 10 |  | Fixed | Roof
Solar Registration Program | NJSRRE1541884673 | Vineland | 8360 | 20 | 6.9 | Residential | No | Behind the Meter | Bright Planet Solar | Vineland Muni Electric | Accepted | 2019-08-26 | 2019-10-11 | 2020-10-11 | Trina Solar | TSM-DD05A.18(II) 300W | Solar Panels |  | 0.3 | 8 | 280 | 5 |  | Fixed | Roof
Solar Registration Program | NJSRRE1541884673 | Vineland | 8360 | 20 | 6.9 | Residential | No | Behind the Meter | Bright Planet Solar | Vineland Muni Electric | Accepted | 2019-08-26 | 2019-10-11 | 2020-10-11 | Trina Solar | TSM-DDA05A.18(II) 300W | Solar Panels |  | 0.3 | 4 | 100 | 7 |  | Fixed | Roof
Solar Registration Program | NJSRRE1541884673 | Vineland | 8360 | 20 | 6.9 | Residential | No | Behind the Meter | Bright Planet Solar | Vineland Muni Electric | Accepted | 2019-08-26 | 2019-10-11 | 2020-10-11 | Trina Solar | TSM-DD05A.18(II) 300W | Solar Panels |  | 0.3 | 3 | 288 | 15 |  | Fixed | Roof
Solar Registration Program | NJSRRE1541884673 | Vineland | 8360 | 20 | 6.9 | Residential | No | Behind the Meter | Bright Planet Solar | Vineland Muni Electric | Accepted | 2019-08-26 | 2019-10-11 | 2020-10-11 | Solar Edge | SE6000H-USRGM | Inverters | 6 |  | 1 |  |  | 0.98 |  | Outdoor | Next to Meter
Solar Registration Program | NJSRRE1541888768 | Pleasantville | 8232 | 19 | 6.9 | Residential | Yes | Behind the Meter | Bright Planet Solar | AC Electric | Accepted | 2019-08-27 | 2019-08-30 | 2020-08-30 | TRINA SOLAR | TSM-DD05A.18(II) 300W | Solar Panels |  | 0.3 | 18 | 222 | 21 |  | Fixed | Roof
Solar Registration Program | NJSRRE1541888768 | Pleasantville | 8232 | 19 | 6.9 | Residential | Yes | Behind the Meter | Bright Planet Solar | AC Electric | Accepted | 2019-08-27 | 2019-08-30 | 2020-08-30 | TRINA SOLAR | TSM-DD05A.18(II) 300W | Solar Panels |  | 0.3 | 5 | 43 | 21 |  | Fixed | Roof
Solar Registration Program | NJSRRE1541888768 | Pleasantville | 8232 | 19 | 6.9 | Residential | Yes | Behind the Meter | Bright Planet Solar | AC Electric | Accepted | 2019-08-27 | 2019-08-30 | 2020-08-30 | SOLAR EDGE | SE6000H-USRGM | Inverters | 6 |  | 1 |  |  | 0.98 |  | Outdoor | NEXT TO METER
Solar Registration Program | NJSRRE1542444696 | Absecon | 8201 | 19 | 6.9 | Residential | Yes | Behind the Meter | Bright Planet Solar | AC Electric | Accepted | 2019-09-26 | 2019-09-30 | 2020-09-30 | TRINA SOLAR | TSM-DD05A.18(II) 300W | Solar Panels |  | 0.3 | 6 | 115 | 18 |  | Fixed | Roof
Solar Registration Program | NJSRRE1542444696 | Absecon | 8201 | 19 | 6.9 | Residential | Yes | Behind the Meter | Bright Planet Solar | AC Electric | Accepted | 2019-09-26 | 2019-09-30 | 2020-09-30 | TRINA SOLAR | TSM-DD05A.18(II) 300W | Solar Panels |  | 0.3 | 9 | 293 | 9 |  | Fixed | Roof
Solar Registration Program | NJSRRE1542444696 | Absecon | 8201 | 19 | 6.9 | Residential | Yes | Behind the Meter | Bright Planet Solar | AC Electric | Accepted | 2019-09-26 | 2019-09-30 | 2020-09-30 | TRINA SOLAR | TSM-DD05A.18(II) 300W | Solar Panels |  | 0.3 | 8 | 204 | 14 |  | Fixed | Roof
Solar Registration Program | NJSRRE1542444696 | Absecon | 8201 | 19 | 6.9 | Residential | Yes | Behind the Meter | Bright Planet Solar | AC Electric | Accepted | 2019-09-26 | 2019-09-30 | 2020-09-30 | SOLAR EDGE | SE6000H-USRGM | Inverters | 6000 |  | 1 |  |  | 0.98 |  | Outdoor | NEXT TO METER
Solar Registration Program | NJSRRE1542475999 | PLEASANTVILLE | 8232 | 19 | 6.9 | Residential | Yes | Behind the Meter | Pro Custom Solar dba Momentum Solar | AC Electric | Accepted | 2019-10-01 | 2019-10-03 | 2020-10-03 | LG ELECTRONICS | LG 345N1C-V5 | Solar Panels |  | 0.345 | 9 | 115 | 34 |  | Fixed | Roof
Solar Registration Program | NJSRRE1542475999 | PLEASANTVILLE | 8232 | 19 | 6.9 | Residential | Yes | Behind the Meter | Pro Custom Solar dba Momentum Solar | AC Electric | Accepted | 2019-10-01 | 2019-10-03 | 2020-10-03 | LG ELECTRONICS | LG 345N1C-V5 | Solar Panels |  | 0.345 | 2 | 205 | 33 |  | Fixed | Roof
Solar Registration Program | NJSRRE1542475999 | PLEASANTVILLE | 8232 | 19 | 6.9 | Residential | Yes | Behind the Meter | Pro Custom Solar dba Momentum Solar | AC Electric | Accepted | 2019-10-01 | 2019-10-03 | 2020-10-03 | LG ELECTRONICS | LG 345N1C-V5 | Solar Panels |  | 0.345 | 9 | 295 | 32 |  | Fixed | Roof
Solar Registration Program | NJSRRE1542475999 | PLEASANTVILLE | 8232 | 19 | 6.9 | Residential | Yes | Behind the Meter | Pro Custom Solar dba Momentum Solar | AC Electric | Accepted | 2019-10-01 | 2019-10-03 | 2020-10-03 | Enphase Energy | IQ7-60-2-US | Inverters | 250 |  | 20 |  |  | 0.97 |  | Outdoor | Roof
Solar Registration Program | NJSRRE1542501322 | Jersey City | 7307 | 8 | 6.9 | Residential | No | Behind the Meter | Pro Custom Solar dba Momentum Solar | PSE&G | Accepted | 2019-10-03 | 2019-10-08 | 2020-10-08 | LG ELECTRONICS | LG 345N1C-V5 | Solar Panels |  | 0.345 | 20 | 208 | 22 |  | Fixed | Roof
Solar Registration Program | NJSRRE1542501322 | Jersey City | 7307 | 8 | 6.9 | Residential | No | Behind the Meter | Pro Custom Solar dba Momentum Solar | PSE&G | Accepted | 2019-10-03 | 2019-10-08 | 2020-10-08 | Enphase Energy | IQ7-60-2-US | Inverters | 250 |  | 20 |  |  | 0.97 |  | Outdoor | Roof
Solar Registration Program | NJSRRE1542515037 | West Deptford | 8096 | 15 | 6.9 | Residential | Yes | Behind the Meter | Bright Planet Solar | PSE&G | Accepted | 2019-10-08 | 2019-10-10 | 2020-10-10 | HANWHA Q-CELLS | Q.PEAK-G4.1 300W | Solar Panels |  | 0.3 | 23 | 240 | 27 |  | Fixed | Roof
Solar Registration Program | NJSRRE1542515037 | West Deptford | 8096 | 15 | 6.9 | Residential | Yes | Behind the Meter | Bright Planet Solar | PSE&G | Accepted | 2019-10-08 | 2019-10-10 | 2020-10-10 | SOLAR EDGE | SE6000H-USRGM | Inverters | 6000 |  | 1 |  |  | 0.98 |  | Outdoor | NEXT TO METER
Solar Registration Program | NJSRRE1542527999 | Port Norris | 8349 | 20 | 6.9 | Residential | Yes | Behind the Meter | Pro Custom Solar dba Momentum Solar | AC Electric | Accepted | 2019-10-11 | 2019-10-15 | 2020-10-15 | LG Electronics | LG 345N1C-V5 | Solar Panels |  | 0.345 | 6 | 134 | 46 |  | Fixed | Roof
Solar Registration Program | NJSRRE1542527999 | Port Norris | 8349 | 20 | 6.9 | Residential | Yes | Behind the Meter | Pro Custom Solar dba Momentum Solar | AC Electric | Accepted | 2019-10-11 | 2019-10-15 | 2020-10-15 | LG Electronics | LG 345N1C-V5 | Solar Panels |  | 0.345 | 14 | 224 | 46 |  | Fixed | Roof
Solar Registration Program | NJSRRE1542527999 | Port Norris | 8349 | 20 | 6.9 | Residential | Yes | Behind the Meter | Pro Custom Solar dba Momentum Solar | AC Electric | Accepted | 2019-10-11 | 2019-10-15 | 2020-10-15 | Enphase Energy | IQ7-60-2-US | Inverters | 250 |  | 20 |  |  | 0.97 |  | Outdoor | Roof
Solar Registration Program | NJSRRE1542528462 | Linden | 7036 | 10 | 6.9 | Residential | Yes | Behind the Meter | Pro Custom Solar dba Momentum Solar | PSE&G | Accepted | 2019-10-11 | 2019-10-15 | 2020-10-15 | LG Electronics | LG 345N1C-V5 | Solar Panels |  | 0.345 | 15 | 219 | 20 |  | Fixed | Roof
Solar Registration Program | NJSRRE1542528462 | Linden | 7036 | 10 | 6.9 | Residential | Yes | Behind the Meter | Pro Custom Solar dba Momentum Solar | PSE&G | Accepted | 2019-10-11 | 2019-10-15 | 2020-10-15 | LG Electronics | LG 345N1C-V5 | Solar Panels |  | 0.345 | 5 | 129 | 20 |  | Fixed | Roof
Solar Registration Program | NJSRRE1542528462 | Linden | 7036 | 10 | 6.9 | Residential | Yes | Behind the Meter | Pro Custom Solar dba Momentum Solar | PSE&G | Accepted | 2019-10-11 | 2019-10-15 | 2020-10-15 | Enphase Energy | IQ7-60-2-US | Inverters | 250 |  | 20 |  |  | 0.97 |  | Outdoor | Roof
Solar Registration Program | NJSRRE1542541521 | Rochelle Park | 7662 | 7 | 6.9 | Residential | No | Behind the Meter | Pro Custom Solar dba Momentum Solar | PSE&G | Accepted | 2019-10-14 | 2019-10-16 | 2020-10-16 | LG ELECTRONICS | LG 345N1C-V5 | Solar Panels |  | 0.345 | 20 | 217 | 15 |  | Fixed | Roof
Solar Registration Program | NJSRRE1542541521 | Rochelle Park | 7662 | 7 | 6.9 | Residential | No | Behind the Meter | Pro Custom Solar dba Momentum Solar | PSE&G | Accepted | 2019-10-14 | 2019-10-16 | 2020-10-16 | Enphase Energy | IQ7-60-2-US | Inverters | 250 |  | 20 |  |  | 0.97 |  | Outdoor | Roof
Solar Registration Program | NJSRRE1542553178 | Newark | 7112 | 9 | 6.9 | Residential | Yes | Behind the Meter | Pro Custom Solar dba Momentum Solar | PSE&G | Accepted | 2019-10-17 | 2019-10-21 | 2020-10-21 | LG Electronics | LG 345N1C-V5 | Solar Panels |  | 0.345 | 2 | 36 | 27 |  | Fixed | Roof
Solar Registration Program | NJSRRE1542553178 | Newark | 7112 | 9 | 6.9 | Residential | Yes | Behind the Meter | Pro Custom Solar dba Momentum Solar | PSE&G | Accepted | 2019-10-17 | 2019-10-21 | 2020-10-21 | LG Electronics | LG 345N1C-V5 | Solar Panels |  | 0.345 | 6 | 126 | 19 |  | Fixed | Roof
Solar Registration Program | NJSRRE1542553178 | Newark | 7112 | 9 | 6.9 | Residential | Yes | Behind the Meter | Pro Custom Solar dba Momentum Solar | PSE&G | Accepted | 2019-10-17 | 2019-10-21 | 2020-10-21 | LG Electronics | LG 345N1C-V5 | Solar Panels |  | 0.345 | 12 | 216 | 28 |  | Fixed | Roof
Solar Registration Program | NJSRRE1542553178 | Newark | 7112 | 9 | 6.9 | Residential | Yes | Behind the Meter | Pro Custom Solar dba Momentum Solar | PSE&G | Accepted | 2019-10-17 | 2019-10-21 | 2020-10-21 | Enphase Energy | IQ7-60-2-US | Inverters | 250 |  | 20 |  |  | 0.97 |  | Outdoor | Roof
Solar Registration Program | NJSRRE1542568752 | Jersey City | 7305 | 8 | 6.9 | Residential | Yes | Behind the Meter | Pro Custom Solar dba Momentum Solar | PSE&G | Accepted | 2019-10-21 | 2019-10-23 | 2020-10-23 | LG Electronics | LG 345N1C-V5 | Solar Panels |  | 0.345 | 6 | 26 | 18 |  | Fixed | Roof
Solar Registration Program | NJSRRE1542568752 | Jersey City | 7305 | 8 | 6.9 | Residential | Yes | Behind the Meter | Pro Custom Solar dba Momentum Solar | PSE&G | Accepted | 2019-10-21 | 2019-10-23 | 2020-10-23 | LG Electronics | LG 345N1C-V5 | Solar Panels |  | 0.345 | 14 | 206 | 17 |  | Single Axis | Roof
Solar Registration Program | NJSRRE1542568752 | Jersey City | 7305 | 8 | 6.9 | Residential | Yes | Behind the Meter | Pro Custom Solar dba Momentum Solar | PSE&G | Accepted | 2019-10-21 | 2019-10-23 | 2020-10-23 | Enphase Energy | IQ7-60-2-US | Inverters | 250 |  | 20 |  |  | 0.97 |  | Outdoor | Roof
Solar Registration Program | NJSRRE1542581730 | Garfield | 7026 | 7 | 6.9 | Residential | Yes | Behind the Meter | Pro Custom Solar dba Momentum Solar | PSE&G | Accepted | 2019-10-24 | 2019-10-28 | 2020-10-28 | LG Electronics | LG 345N1C-V5 | Solar Panels |  | 0.345 | 12 | 164 | 3 |  | Fixed | Roof
Solar Registration Program | NJSRRE1542581730 | Garfield | 7026 | 7 | 6.9 | Residential | Yes | Behind the Meter | Pro Custom Solar dba Momentum Solar | PSE&G | Accepted | 2019-10-24 | 2019-10-28 | 2020-10-28 | LG Electronics | LG 345N1C-V5 | Solar Panels |  | 0.345 | 8 | 163 | 38 |  | Fixed | Roof
Solar Registration Program | NJSRRE1542581730 | Garfield | 7026 | 7 | 6.9 | Residential | Yes | Behind the Meter | Pro Custom Solar dba Momentum Solar | PSE&G | Accepted | 2019-10-24 | 2019-10-28 | 2020-10-28 | Enphase Energy | IQ7PLUS-72-2-US | Inverters | 295 |  | 20 |  |  | 0.97 |  | Outdoor | Roof
Solar Registration Program | NJSRRE1542625120 | Atlantic City | 8401 | 19 | 6.9 | Residential | Yes | Behind the Meter | Pro Custom Solar dba Momentum Solar | AC Electric | Accepted | 2019-10-25 | 2019-10-29 | 2020-10-29 | LG Electronics | LG 345N1C-V5 | Solar Panels |  | 0.345 | 20 | 62 | 3 |  | Fixed | Roof
Solar Registration Program | NJSRRE1542625120 | Atlantic City | 8401 | 19 | 6.9 | Residential | Yes | Behind the Meter | Pro Custom Solar dba Momentum Solar | AC Electric | Accepted | 2019-10-25 | 2019-10-29 | 2020-10-29 | Enphase Energy | IQ7PLUS-72-2-US | Inverters | 295 |  | 20 |  |  | 0.97 |  | Outdoor | Roof
Solar Registration Program | NJSRRE1542687233 | South Brunswick | 8810 | 11 | 6.9 | Residential | No | Behind the Meter | Greentech Solar USA LLC | PSE&G | Accepted | 2019-10-29 | 2019-10-31 | 2020-10-31 | Trina Solar | TSM-DD5A 300M | Solar Panels |  | 0.3 | 23 | 170 | 33 |  | Fixed | Roof
Solar Registration Program | NJSRRE1542687233 | South Brunswick | 8810 | 11 | 6.9 | Residential | No | Behind the Meter | Greentech Solar USA LLC | PSE&G | Accepted | 2019-10-29 | 2019-10-31 | 2020-10-31 | Growatt | 6000MTLP-US | Inverters | 6000 |  | 1 |  |  | 0.972 |  | Indoor | Basement Wall
Solar Registration Program | NJSRRE1542887958 | Millville | 8332 | 20 | 6.9 | Residential | No | Behind the Meter | Bright Planet Solar | AC Electric | Accepted | 2019-11-01 | 2019-11-05 | 2020-11-05 | Hanwha Q-Cells | Q.PEAK-G4.1 300W | Solar Panels |  | 0.3 | 5 | 127 | 27 |  | Fixed | Roof
Solar Registration Program | NJSRRE1542887958 | Millville | 8332 | 20 | 6.9 | Residential | No | Behind the Meter | Bright Planet Solar | AC Electric | Accepted | 2019-11-01 | 2019-11-05 | 2020-11-05 | Hanwha Q-Cells | Q.PEAK-G4.1 300W | Solar Panels |  | 0.3 | 18 | 219 | 27 |  | Fixed | Roof
Solar Registration Program | NJSRRE1542887958 | Millville | 8332 | 20 | 6.9 | Residential | No | Behind the Meter | Bright Planet Solar | AC Electric | Accepted | 2019-11-01 | 2019-11-05 | 2020-11-05 | Solar Edge | SE6000H-USRGM | Inverters | 6000 |  | 1 |  |  | 0.98 |  | Outdoor | Next to meter
Solar Registration Program | NJSRRE1543067459 | Roselle | 7203 | 10 | 6.9 | Residential | Yes | Behind the Meter | Pro Custom Solar dba Momentum Solar | PSE&G | Accepted | 2019-11-12 | 2019-11-14 | 2020-11-14 | LG Electronics | LG 345N1C-V5 | Solar Panels |  | 0.345 | 16 | 170 | 40 |  | Fixed | Roof
Solar Registration Program | NJSRRE1543067459 | Roselle | 7203 | 10 | 6.9 | Residential | Yes | Behind the Meter | Pro Custom Solar dba Momentum Solar | PSE&G | Accepted | 2019-11-12 | 2019-11-14 | 2020-11-14 | LG Electronics | LG 345N1C-V5 | Solar Panels |  | 0.345 | 4 | 350 | 40 |  | Fixed | Roof
Solar Registration Program | NJSRRE1543067459 | Roselle | 7203 | 10 | 6.9 | Residential | Yes | Behind the Meter | Pro Custom Solar dba Momentum Solar | PSE&G | Accepted | 2019-11-12 | 2019-11-14 | 2020-11-14 | Enphase Energy | IQ7PLUS-72-2-US | Inverters | 295 |  | 20 |  |  | 0.97 |  | Outdoor | Roof
Solar Registration Program | NJSRRE1543208039 | Clementon | 8021 | 14 | 6.9 | Residential | Yes | Behind the Meter | Pro Custom Solar dba Momentum Solar | AC Electric | Accepted | 2019-11-13 | 2019-11-18 | 2020-11-18 | LG Electronics | LG 345N1C-V5 | Solar Panels |  | 0.345 | 20 | 217 | 14 |  | Fixed | Roof
Solar Registration Program | NJSRRE1543208039 | Clementon | 8021 | 14 | 6.9 | Residential | Yes | Behind the Meter | Pro Custom Solar dba Momentum Solar | AC Electric | Accepted | 2019-11-13 | 2019-11-18 | 2020-11-18 | Enphase Energy | IQ7PLUS-72-2-US | Inverters | 295 |  | 20 |  |  | 0.97 |  | Outdoor | Roof
Solar Registration Program | NJSRRE1543463419 | Bridgewater Township | 8807 | 5 | 6.9 | Residential | No | Behind the Meter | Sunrun Installation Services, Inc. | PSE&G | Accepted | 2019-12-02 | 2019-12-04 | 2020-12-04 | LG Electronics | LG345N1C-V5 | Solar Panels |  | 0.345 | 6 | 132 | 23 |  | Fixed | Roof
Solar Registration Program | NJSRRE1543463419 | Bridgewater Township | 8807 | 5 | 6.9 | Residential | No | Behind the Meter | Sunrun Installation Services, Inc. | PSE&G | Accepted | 2019-12-02 | 2019-12-04 | 2020-12-04 | LG Electronics | LG345N1C-V5 | Solar Panels |  | 0.345 | 14 | 312 | 23 |  | Fixed | Roof
Solar Registration Program | NJSRRE1543463419 | Bridgewater Township | 8807 | 5 | 6.9 | Residential | No | Behind the Meter | Sunrun Installation Services, Inc. | PSE&G | Accepted | 2019-12-02 | 2019-12-04 | 2020-12-04 | SolarEdge Technologies | SE7600A-USS2RGM | Inverters | 7600 |  | 1 |  |  | 0.96 |  | Outdoor | Next To Meter
Solar Registration Program | NJSRRE1543463419 | Bridgewater Township | 8807 | 5 | 6.9 | Residential | No | Behind the Meter | Sunrun Installation Services, Inc. | PSE&G | Accepted | 2019-12-02 | 2019-12-04 | 2020-12-04 | LG Chem | RESU 10H SEG | Electric Storage Battery |  |  | 1 |  |  |  | Lithium Ion |  | outside
Solar Registration Program | NJSRRE1543481205 | Rahway | 7065 | 10 | 6.9 | Residential | Yes | Behind the Meter | Pro Custom Solar dba Momentum Solar | PSE&G | Accepted | 2019-12-05 | 2019-12-09 | 2020-12-09 | LG Electronics | LG 345N1C-V5 | Solar Panels |  | 0.345 | 8 | 117 | 39 |  | Fixed | Roof
Solar Registration Program | NJSRRE1543481205 | Rahway | 7065 | 10 | 6.9 | Residential | Yes | Behind the Meter | Pro Custom Solar dba Momentum Solar | PSE&G | Accepted | 2019-12-05 | 2019-12-09 | 2020-12-09 | LG Electronics | LG 345N1C-V5 | Solar Panels |  | 0.345 | 12 | 297 | 39 |  | Fixed | Roof
Solar Registration Program | NJSRRE1543481205 | Rahway | 7065 | 10 | 6.9 | Residential | Yes | Behind the Meter | Pro Custom Solar dba Momentum Solar | PSE&G | Accepted | 2019-12-05 | 2019-12-09 | 2020-12-09 | Enphase Energy | IQ7PLUS-72-2-US | Inverters | 295 |  | 20 |  |  | 0.97 |  | Outdoor | Roof
Solar Registration Program | NJSRRE1540220026 | Howell | 7731 | 17 | 6.93 | Residential | Yes | Behind the Meter | Trinity Solar | JCP&L | Accepted | 2019-01-09 | 2019-01-14 | 2020-01-14 | Hanwha | Q.PEAK DUO BLK-G5 315 | Solar Panels |  | 0.315 | 6 | 250 | 18 |  | Fixed | Roof
Solar Registration Program | NJSRRE1540220026 | Howell | 7731 | 17 | 6.93 | Residential | Yes | Behind the Meter | Trinity Solar | JCP&L | Accepted | 2019-01-09 | 2019-01-14 | 2020-01-14 | Hanwha | Q.PEAK DUO BLK-G5 315 | Solar Panels |  | 0.315 | 16 | 250 | 30 |  | Fixed | Roof
Solar Registration Program | NJSRRE1540220026 | Howell | 7731 | 17 | 6.93 | Residential | Yes | Behind the Meter | Trinity Solar | JCP&L | Accepted | 2019-01-09 | 2019-01-14 | 2020-01-14 | Solar Edge | SE6000 | Inverters | 6000 |  | 1 |  |  | 0.97 |  | Outside | side of home
Solar Registration Program | NJSRRE1540232509 | Egg Harbor Township | 8234 | 19 | 6.93 | Residential | No | Behind the Meter | Castle Energy, LLC | AC Electric | Accepted | 2019-01-10 | 2019-01-15 | 2020-01-15 | Hanwha QCells | Q.PEAK DUO BLK-G5 315 | Solar Panels |  | 0.315 | 22 | 180 | 24 |  | Fixed | Roof
Solar Registration Program | NJSRRE1540232509 | Egg Harbor Township | 8234 | 19 | 6.93 | Residential | No | Behind the Meter | Castle Energy, LLC | AC Electric | Accepted | 2019-01-10 | 2019-01-15 | 2020-01-15 | Enphase Energy | IQ7-60-2-US | Inverters | 240 |  | 22 |  |  | 0.976 |  | Outdoor | On rooftop underneath each solar module
Solar Registration Program | NJSRRE1540235365 | Manchester | 8759 | 18 | 6.93 | Residential | Yes | Behind the Meter | Pro Custom Solar dba Momentum Solar | JCP&L | Accepted | 2019-01-11 | 2019-01-16 | 2020-01-16 | HANWHA | Q.PEAK DUO BLK-G5 315 | Solar Panels |  | 0.315 | 22 | 216 | 32 |  | Fixed | Roof
Solar Registration Program | NJSRRE1540235365 | Manchester | 8759 | 18 | 6.93 | Residential | Yes | Behind the Meter | Pro Custom Solar dba Momentum Solar | JCP&L | Accepted | 2019-01-11 | 2019-01-16 | 2020-01-16 | ENPHASE | IQ7-60-2-US | Inverters | 250 |  | 22 |  |  | 0.97 |  | Outdoor | ROOF
Solar Registration Program | NJSRRE1540285818 | CLARK | 7066 | 10 | 6.93 | Residential | Yes | Behind the Meter | Vivint Solar Developer, LLC | PSE&G | Accepted | 2019-01-25 | 2019-01-29 | 2020-01-29 | Hanwha Solar | Q.PEAK DUO BLK-G5 315w | Solar Panels |  | 0.315 | 14 | 40 | 18 |  | Fixed | Roof
Solar Registration Program | NJSRRE1540285818 | CLARK | 7066 | 10 | 6.93 | Residential | Yes | Behind the Meter | Vivint Solar Developer, LLC | PSE&G | Accepted | 2019-01-25 | 2019-01-29 | 2020-01-29 | Hanwha Solar | Q.PEAK DUO BLK-G5 315w | Solar Panels |  | 0.315 | 8 | 220 | 18 |  | Fixed | Roof
Solar Registration Program | NJSRRE1540285818 | CLARK | 7066 | 10 | 6.93 | Residential | Yes | Behind the Meter | Vivint Solar Developer, LLC | PSE&G | Accepted | 2019-01-25 | 2019-01-29 | 2020-01-29 | Solar Edge | SE7600H-US000NNC2 | Inverters | 7600 |  | 1 |  |  | 0.992 |  | Outdoor | Near the Utility Meter
Solar Registration Program | NJSRRE1540295945 | Jersey City | 7304 | 8 | 6.93 | Residential | Yes | Behind the Meter | Pro Custom Solar dba Momentum Solar | PSE&G | Accepted | 2019-01-29 | 2019-01-30 | 2020-01-30 | HANWHA | Q.PEAK DUO BLK-G5 315 | Solar Panels |  | 0.315 | 22 | 136 | 1 |  | Fixed | Roof
Solar Registration Program | NJSRRE1540295945 | Jersey City | 7304 | 8 | 6.93 | Residential | Yes | Behind the Meter | Pro Custom Solar dba Momentum Solar | PSE&G | Accepted | 2019-01-29 | 2019-01-30 | 2020-01-30 | ENPHASE | IQ7 | Inverters | 240 |  | 22 |  |  | 0.97 |  | Outside | ROOF
Solar Registration Program | NJSRRE1540306828 | Edison | 8837 | 11 | 6.93 | Residential | No | Behind the Meter | Vivint Solar Developer, LLC | PSE&G | Accepted | 2019-02-05 | 2019-02-05 | 2020-02-05 | Hanwha Solar | Q.Peak BLK-G5 315 | Solar Panels |  | 0.315 | 22 | 170 | 38 |  | Fixed | Roof
Solar Registration Program | NJSRRE1540306828 | Edison | 8837 | 11 | 6.93 | Residential | No | Behind the Meter | Vivint Solar Developer, LLC | PSE&G | Accepted | 2019-02-05 | 2019-02-05 | 2020-02-05 | Solar Edge | SE7600H-US | Inverters | 7600 |  | 1 |  |  | 0.992 |  | Outdoor | Near the Utility Meter.
Solar Registration Program | NJSRRE1540307507 | Passaic | 7055 | 6 | 6.93 | Residential | Yes | Behind the Meter | Pro Custom Solar dba Momentum Solar | PSE&G | Accepted | 2019-02-01 | 2019-02-05 | 2020-02-05 | HANWHA | Q.PEAK DUO BLK-G5 315 | Solar Panels |  | 0.315 | 9 | 123 | 42 |  | Fixed | Roof
Solar Registration Program | NJSRRE1540307507 | Passaic | 7055 | 6 | 6.93 | Residential | Yes | Behind the Meter | Pro Custom Solar dba Momentum Solar | PSE&G | Accepted | 2019-02-01 | 2019-02-05 | 2020-02-05 | HANWHA | Q.PEAK DUO BLK-G5 315 | Solar Panels |  | 0.315 | 13 | 213 | 25 |  | Fixed | Roof
Solar Registration Program | NJSRRE1540307507 | Passaic | 7055 | 6 | 6.93 | Residential | Yes | Behind the Meter | Pro Custom Solar dba Momentum Solar | PSE&G | Accepted | 2019-02-01 | 2019-02-05 | 2020-02-05 | ENPHASE | IQ7 | Inverters | 240 |  | 22 |  |  | 0.97 |  | Outside | ROOF
Solar Registration Program | NJSRRE1540333653 | Elmer | 8318 | 16 | 6.93 | Residential | Yes | Behind the Meter | Suntuity Solar LLC | AC Electric | Accepted | 2019-02-05 | 2019-02-06 | 2020-02-06 | Hanwha Solar | Q-Cells 315 Mono | Solar Panels |  | 0.315 | 22 | 136 | 35 |  | Fixed | Roof
Solar Registration Program | NJSRRE1540333653 | Elmer | 8318 | 16 | 6.93 | Residential | Yes | Behind the Meter | Suntuity Solar LLC | AC Electric | Accepted | 2019-02-05 | 2019-02-06 | 2020-02-06 | SolarEdge | SE6000H-US | Inverters | 6000 |  | 1 |  |  | 0.99 |  | Outdoor | Besides the meter
Solar Registration Program | NJSRRE1540358076 | Bridgeton | 8302 | 20 | 6.93 | Residential | Yes | Behind the Meter | Suntuity Solar LLC | AC Electric | Accepted | 2019-02-13 | 2019-02-15 | 2020-02-15 | Hanwha Solar | Q-Cells 315 Mono | Solar Panels |  | 0.315 | 13 | 79 | 26 |  | Fixed | Roof
Solar Registration Program | NJSRRE1540358076 | Bridgeton | 8302 | 20 | 6.93 | Residential | Yes | Behind the Meter | Suntuity Solar LLC | AC Electric | Accepted | 2019-02-13 | 2019-02-15 | 2020-02-15 | Hanwha Solar | Q-Cells 315 Mono | Solar Panels |  | 0.315 | 9 | 259 | 26 |  | Fixed | Roof
Solar Registration Program | NJSRRE1540358076 | Bridgeton | 8302 | 20 | 6.93 | Residential | Yes | Behind the Meter | Suntuity Solar LLC | AC Electric | Accepted | 2019-02-13 | 2019-02-15 | 2020-02-15 | SolarEdge | SE6000H-US | Inverters | 6000 |  | 1 |  |  | 0.99 |  | Outdoor | Besides the meter
Solar Registration Program | NJSRRE1540375599 | Piscataway Township | 8854 | 11 | 6.93 | Residential | Yes | Behind the Meter | Suntuity Solar LLC | PSE&G | Accepted | 2019-02-18 | 2019-02-20 | 2020-02-20 | Hanwha Solar | Q-Cells 315 Mono | Solar Panels |  | 0.315 | 15 | 157 | 20 |  | Fixed | Roof
Solar Registration Program | NJSRRE1540375599 | Piscataway Township | 8854 | 11 | 6.93 | Residential | Yes | Behind the Meter | Suntuity Solar LLC | PSE&G | Accepted | 2019-02-18 | 2019-02-20 | 2020-02-20 | Hanwha Solar | Q-Cells 315 Mono | Solar Panels |  | 0.315 | 7 | 67 | 20 |  | Fixed | Roof
Solar Registration Program | NJSRRE1540375599 | Piscataway Township | 8854 | 11 | 6.93 | Residential | Yes | Behind the Meter | Suntuity Solar LLC | PSE&G | Accepted | 2019-02-18 | 2019-02-20 | 2020-02-20 | SolarEdge | SE6000H-US | Inverters | 6000 |  | 1 |  |  | 0.99 |  | Outdoor | Besides the meter
Solar Registration Program | NJSRRE1540458605 | KEANSBURG | 7734 | 17 | 6.93 | Residential | Yes | Behind the Meter | Vivint Solar Developer, LLC | JCP&L | Accepted | 2019-03-07 | 2019-03-08 | 2020-03-08 | Hanwha Solar | Q.PEAK BLK-G5 315 | Solar Panels |  | 0.315 | 14 | 124 | 20 |  | Fixed | Roof
Solar Registration Program | NJSRRE1540458605 | KEANSBURG | 7734 | 17 | 6.93 | Residential | Yes | Behind the Meter | Vivint Solar Developer, LLC | JCP&L | Accepted | 2019-03-07 | 2019-03-08 | 2020-03-08 | Hanwha Solar | Q.PEAK BLK-G5 315 | Solar Panels |  | 0.315 | 8 | 304 | 20 |  | Fixed | Roof
Solar Registration Program | NJSRRE1540458605 | KEANSBURG | 7734 | 17 | 6.93 | Residential | Yes | Behind the Meter | Vivint Solar Developer, LLC | JCP&L | Accepted | 2019-03-07 | 2019-03-08 | 2020-03-08 | Solar Edge | SE7600H-US | Inverters | 7600 |  | 1 |  |  | 0.992 |  | Outdoor | Near the Utility Meter
Solar Registration Program | NJSRRE1540474068 | Vineland | 8360 | 20 | 6.93 | Residential | Yes | Behind the Meter | Suntuity Solar LLC | Vineland Muni Electric | Accepted | 2019-03-11 | 2019-03-12 | 2020-03-12 | Hanwha Solar | Q-Cells 315 Mono | Solar Panels |  | 0.315 | 7 | 182 | 28 |  | Fixed | Roof
Solar Registration Program | NJSRRE1540474068 | Vineland | 8360 | 20 | 6.93 | Residential | Yes | Behind the Meter | Suntuity Solar LLC | Vineland Muni Electric | Accepted | 2019-03-11 | 2019-03-12 | 2020-03-12 | Hanwha Solar | Q-Cells 315 Mono | Solar Panels |  | 0.315 | 3 | 182 | 27 |  | Fixed | Roof
Solar Registration Program | NJSRRE1540474068 | Vineland | 8360 | 20 | 6.93 | Residential | Yes | Behind the Meter | Suntuity Solar LLC | Vineland Muni Electric | Accepted | 2019-03-11 | 2019-03-12 | 2020-03-12 | Hanwha Solar | Q-Cells 315 Mono | Solar Panels |  | 0.315 | 2 | 92 | 27 |  | Fixed | Roof
Solar Registration Program | NJSRRE1540474068 | Vineland | 8360 | 20 | 6.93 | Residential | Yes | Behind the Meter | Suntuity Solar LLC | Vineland Muni Electric | Accepted | 2019-03-11 | 2019-03-12 | 2020-03-12 | Hanwha Solar | Q-Cells 315 Mono | Solar Panels |  | 0.315 | 3 | 92 | 27 |  | Fixed | Roof
Solar Registration Program | NJSRRE1540474068 | Vineland | 8360 | 20 | 6.93 | Residential | Yes | Behind the Meter | Suntuity Solar LLC | Vineland Muni Electric | Accepted | 2019-03-11 | 2019-03-12 | 2020-03-12 | Hanwha Solar | Q-Cells 315 Mono | Solar Panels |  | 0.315 | 7 | 2 | 28 |  | Fixed | Roof
Solar Registration Program | NJSRRE1540474068 | Vineland | 8360 | 20 | 6.93 | Residential | Yes | Behind the Meter | Suntuity Solar LLC | Vineland Muni Electric | Accepted | 2019-03-11 | 2019-03-12 | 2020-03-12 | SolarEdge | SE6000H-US | Inverters | 6000 |  | 1 |  |  | 0.99 |  | Outdoor | Besides the meter
Solar Registration Program | NJSRRE1540477181 | Haddonfield | 8033 | 14 | 6.93 | Residential | Yes | Behind the Meter | Pro Custom Solar dba Momentum Solar | PSE&G | Accepted | 2019-03-12 | 2019-03-13 | 2020-03-13 | LG | LG 330N1C-A5 | Solar Panels |  | 0.33 | 21 | 113 | 7 |  | Fixed | Roof
Solar Registration Program | NJSRRE1540477181 | Haddonfield | 8033 | 14 | 6.93 | Residential | Yes | Behind the Meter | Pro Custom Solar dba Momentum Solar | PSE&G | Accepted | 2019-03-12 | 2019-03-13 | 2020-03-13 | ENPHASE | IQ6 | Inverters | 230 |  | 21 |  |  | 0.97 |  | Outside | ROOF
Solar Registration Program | NJSRRE1540480674 | Somerset | 8873 | 5 | 6.93 | Residential | Yes | Behind the Meter | Vivint Solar Developer, LLC | PSE&G | Accepted | 2019-03-14 | 2019-05-01 | 2020-05-01 | Hanwha Solar | Q.PEAK BLK-G5 315 | Solar Panels |  | 0.315 | 22 | 309 | 39 |  | Fixed | Roof
Solar Registration Program | NJSRRE1540480674 | Somerset | 8873 | 5 | 6.93 | Residential | Yes | Behind the Meter | Vivint Solar Developer, LLC | PSE&G | Accepted | 2019-03-14 | 2019-05-01 | 2020-05-01 | Solar Edge | SE7600H-US | Inverters | 7600 |  | 1 |  |  | 0.992 |  | Outdoor | Near the Utility Meter
Solar Registration Program | NJSRRE1540484342 | Sewaren | 7077 | 11 | 6.93 | Residential | Yes | Behind the Meter | Trinity Solar | PSE&G | Accepted | 2019-03-14 | 2019-03-15 | 2020-03-15 | HANWHA | Q.PEAK DUO BLK-G5 315 | Solar Panels |  | 0.315 | 19 | 105 | 21 |  | Fixed | Roof
Solar Registration Program | NJSRRE1540484342 | Sewaren | 7077 | 11 | 6.93 | Residential | Yes | Behind the Meter | Trinity Solar | PSE&G | Accepted | 2019-03-14 | 2019-03-15 | 2020-03-15 | HANWHA | Q.PEAK DUO BLK-G5 315 | Solar Panels |  | 0.315 | 3 | 195 | 22 |  | Fixed | Roof
Solar Registration Program | NJSRRE1540484342 | Sewaren | 7077 | 11 | 6.93 | Residential | Yes | Behind the Meter | Trinity Solar | PSE&G | Accepted | 2019-03-14 | 2019-03-15 | 2020-03-15 | Solar Edge | SE6000 | Inverters | 6000 |  | 1 |  |  | 0.97 |  | Outside | Side of home
Solar Registration Program | NJSRRE1540510395 | PORT MONMOUTH | 7758 | 17 | 6.93 | Residential | Yes | Behind the Meter | Vivint Solar Developer, LLC | JCP&L | Accepted | 2019-03-21 | 2019-03-22 | 2020-03-22 | Hanwha Solar | Q.PEAK BLK-G5 315 | Solar Panels |  | 0.315 | 22 | 117 | 1 |  | Fixed | Roof
Solar Registration Program | NJSRRE1540510395 | PORT MONMOUTH | 7758 | 17 | 6.93 | Residential | Yes | Behind the Meter | Vivint Solar Developer, LLC | JCP&L | Accepted | 2019-03-21 | 2019-03-22 | 2020-03-22 | Solar Edge | SE7600H-US | Inverters | 7600 |  | 1 |  |  | 0.922 |  | Outdoor | Near the Utility Meter
Solar Registration Program | NJSRRE1540510870 | Bloomfield | 7003 | 9 | 6.93 | Residential | No | Behind the Meter | Trinity Solar | PSE&G | Accepted | 2019-03-21 | 2019-03-22 | 2020-03-22 | HANWHA | Q.PEAK DUO BLK-G5 315 | Solar Panels |  | 0.315 | 10 | 170 | 27 |  | Fixed | Roof
Solar Registration Program | NJSRRE1540510870 | Bloomfield | 7003 | 9 | 6.93 | Residential | No | Behind the Meter | Trinity Solar | PSE&G | Accepted | 2019-03-21 | 2019-03-22 | 2020-03-22 | HANWHA | Q.PEAK DUO BLK-G5 315 | Solar Panels |  | 0.315 | 12 | 170 | 9 |  | Fixed | Roof
Solar Registration Program | NJSRRE1540510870 | Bloomfield | 7003 | 9 | 6.93 | Residential | No | Behind the Meter | Trinity Solar | PSE&G | Accepted | 2019-03-21 | 2019-03-22 | 2020-03-22 | Solar Edge | SE6000 | Inverters | 6000 |  | 1 |  |  | 0.97 |  | Outside | Side of home
Solar Registration Program | NJSRRE1540512807 | Point Pleasant | 8742 | 18 | 6.93 | Residential | Yes | Behind the Meter | Trinity Solar | JCP&L | Accepted | 2019-03-22 | 2019-03-25 | 2020-03-25 | HANWHA | Q.PEAK DUO BLK-G5 315 | Solar Panels |  | 0.315 | 18 | 230 | 18 |  | Fixed | Roof
Solar Registration Program | NJSRRE1540512807 | Point Pleasant | 8742 | 18 | 6.93 | Residential | Yes | Behind the Meter | Trinity Solar | JCP&L | Accepted | 2019-03-22 | 2019-03-25 | 2020-03-25 | HANWHA | Q.PEAK DUO BLK-G5 315 | Solar Panels |  | 0.315 | 4 | 140 | 27 |  | Fixed | Roof
Solar Registration Program | NJSRRE1540512807 | Point Pleasant | 8742 | 18 | 6.93 | Residential | Yes | Behind the Meter | Trinity Solar | JCP&L | Accepted | 2019-03-22 | 2019-03-25 | 2020-03-25 | Solar Edge | SE6000H-US000NNC2 | Inverters | 6000 |  | 1 |  |  | 0.97 |  | Outdoor | side of home
Solar Registration Program | NJSRRE1540760246 | South Plainfield | 7080 | 11 | 6.93 | Residential | Yes | Behind the Meter | Vivint Solar Developer, LLC | PSE&G | Accepted | 2019-04-02 | 2019-04-02 | 2020-04-02 | Hanwha Solar | Q.Peak BLK-G5 315 | Solar Panels |  | 0.315 | 12 | 253 | 22 |  | Fixed | Roof
Solar Registration Program | NJSRRE1540760246 | South Plainfield | 7080 | 11 | 6.93 | Residential | Yes | Behind the Meter | Vivint Solar Developer, LLC | PSE&G | Accepted | 2019-04-02 | 2019-04-02 | 2020-04-02 | Hanwha Solar | Q.Peak BLK-G5 315 | Solar Panels |  | 0.315 | 10 | 73 | 22 |  | Fixed | Roof
Solar Registration Program | NJSRRE1540760246 | South Plainfield | 7080 | 11 | 6.93 | Residential | Yes | Behind the Meter | Vivint Solar Developer, LLC | PSE&G | Accepted | 2019-04-02 | 2019-04-02 | 2020-04-02 | Solar Edge | SE7600H-US | Inverters | 7600 |  | 1 |  |  | 0.992 |  | Outdoor | Near the Utility Meter.
Solar Registration Program | NJSRRE1540815921 | Trenton | 8619 | 12 | 6.93 | Residential | Yes | Behind the Meter | Vivint Solar Developer, LLC | PSE&G | Accepted | 2019-04-04 | 2019-04-04 | 2020-04-04 | Hanwha Solar | Q.PEAK BLK-G5 315 | Solar Panels |  | 0.315 | 10 | 260 | 31 |  | Fixed | Roof
Solar Registration Program | NJSRRE1540815921 | Trenton | 8619 | 12 | 6.93 | Residential | Yes | Behind the Meter | Vivint Solar Developer, LLC | PSE&G | Accepted | 2019-04-04 | 2019-04-04 | 2020-04-04 | Hanwha Solar | Q.PEAK BLK-G5 315 | Solar Panels |  | 0.315 | 7 | 170 | 31 |  | Fixed | Roof
Solar Registration Program | NJSRRE1540815921 | Trenton | 8619 | 12 | 6.93 | Residential | Yes | Behind the Meter | Vivint Solar Developer, LLC | PSE&G | Accepted | 2019-04-04 | 2019-04-04 | 2020-04-04 | Hanwha Solar | Q.PEAK BLK-G5 315 | Solar Panels |  | 0.315 | 5 | 170 | 31 |  | Fixed | Roof
Solar Registration Program | NJSRRE1540815921 | Trenton | 8619 | 12 | 6.93 | Residential | Yes | Behind the Meter | Vivint Solar Developer, LLC | PSE&G | Accepted | 2019-04-04 | 2019-04-04 | 2020-04-04 | Solar Edge | SE7600H-US | Inverters | 7600 |  | 1 |  |  | 0.992 |  | Outdoor | Near the Utility Meter
Solar Registration Program | NJSRRE1540822859 | Vineland | 8361 | 20 | 6.93 | Residential | No | Behind the Meter | NJ Solar Power, LLC | Vineland Muni Electric | Accepted | 2019-04-05 | 2019-04-09 | 2020-04-09 | Panasonic | VBHN330SA17 | Solar Panels |  | 0.33 | 21 | 183 | 60 |  | Fixed | Roof
Solar Registration Program | NJSRRE1540822859 | Vineland | 8361 | 20 | 6.93 | Residential | No | Behind the Meter | NJ Solar Power, LLC | Vineland Muni Electric | Accepted | 2019-04-05 | 2019-04-09 | 2020-04-09 | SolarEdge | SE5000H-US | Inverters | 5000 |  | 1 |  |  | 0.99 |  | Indoor | basement
Solar Registration Program | NJSRRE1540856471 | MANAHAWKIN | 8050 | 18 | 6.93 | Residential | Yes | Behind the Meter | Vivint Solar Developer, LLC | AC Electric | Accepted | 2019-04-17 | 2019-04-17 | 2020-04-17 | Hanwha Solar | Q.PEAK BLK-G5 315 | Solar Panels |  | 0.315 | 20 | 152 | 26 |  | Fixed | Roof
Solar Registration Program | NJSRRE1540856471 | MANAHAWKIN | 8050 | 18 | 6.93 | Residential | Yes | Behind the Meter | Vivint Solar Developer, LLC | AC Electric | Accepted | 2019-04-17 | 2019-04-17 | 2020-04-17 | Hanwha Solar | Q.PEAK BLK-G5 315 | Solar Panels |  | 0.315 | 2 | 152 | 6 |  | Fixed | Roof
Solar Registration Program | NJSRRE1540856471 | MANAHAWKIN | 8050 | 18 | 6.93 | Residential | Yes | Behind the Meter | Vivint Solar Developer, LLC | AC Electric | Accepted | 2019-04-17 | 2019-04-17 | 2020-04-17 | Solar Edge | SE7600H-US | Inverters | 7600 |  | 1 |  |  | 0.992 |  | Outdoor | Near the Utility Meter
Solar Registration Program | NJSRRE1540894594 | Hillside | 7205 | 10 | 6.93 | Residential | Yes | Behind the Meter | Pro Custom Solar dba Momentum Solar | PSE&G | Accepted | 2019-04-25 | 2019-04-26 | 2020-04-26 | HANWHA | Q.PEAK DUO BLK-G5 315 | Solar Panels |  | 0.315 | 22 | 178 | 20 |  | Fixed | Roof
Solar Registration Program | NJSRRE1540894594 | Hillside | 7205 | 10 | 6.93 | Residential | Yes | Behind the Meter | Pro Custom Solar dba Momentum Solar | PSE&G | Accepted | 2019-04-25 | 2019-04-26 | 2020-04-26 | ENPHASE | IQ6-60-2-US | Inverters | 240 |  | 22 |  |  | 0.97 |  | Outdoor | ROOF
Solar Registration Program | NJSRRE1540908924 | Fair Lawn | 7410 | 7 | 6.93 | Residential | No | Behind the Meter | Solar Living, Inc. | PSE&G | Final As-Built Received | 2019-04-30 | 2019-05-06 | 2020-05-06 | LG | 330Q1C | Solar Panels |  | 0.33 | 8 | 239 | 21 |  | Fixed | Roof
Solar Registration Program | NJSRRE1540908924 | Fair Lawn | 7410 | 7 | 6.93 | Residential | No | Behind the Meter | Solar Living, Inc. | PSE&G | Final As-Built Received | 2019-04-30 | 2019-05-06 | 2020-05-06 | LG | 330Q1C | Solar Panels |  | 0.33 | 13 | 59 | 21 |  | Fixed | Roof
Solar Registration Program | NJSRRE1540908924 | Fair Lawn | 7410 | 7 | 6.93 | Residential | No | Behind the Meter | Solar Living, Inc. | PSE&G | Final As-Built Received | 2019-04-30 | 2019-05-06 | 2020-05-06 | Enphase | IQ7+ | Inverters | 290 |  | 21 |  |  | 0.975 |  | Outdoor | below modules
Solar Registration Program | NJSRRE1540957668 | Union City | 7087 | 8 | 6.93 | Residential | Yes | Behind the Meter | Pro Custom Solar dba Momentum Solar | PSE&G | Accepted | 2019-05-03 | 2019-05-08 | 2020-05-08 | HANWHA | Q.PEAK DUO BLK-G5 315 | Solar Panels |  | 0.315 | 16 | 296 | 18 |  | Fixed | Roof
Solar Registration Program | NJSRRE1540957668 | Union City | 7087 | 8 | 6.93 | Residential | Yes | Behind the Meter | Pro Custom Solar dba Momentum Solar | PSE&G | Accepted | 2019-05-03 | 2019-05-08 | 2020-05-08 | HANWHA | Q.PEAK DUO BLK-G5 315 | Solar Panels |  | 0.315 | 6 | 116 | 18 |  | Fixed | Roof
Solar Registration Program | NJSRRE1540957668 | Union City | 7087 | 8 | 6.93 | Residential | Yes | Behind the Meter | Pro Custom Solar dba Momentum Solar | PSE&G | Accepted | 2019-05-03 | 2019-05-08 | 2020-05-08 | ENPHASE | IQ7-60-2-US | Inverters | 250 |  | 22 |  |  | 0.97 |  | Outdoor | ROOF
Solar Registration Program | NJSRRE1540972986 | Monmouth Junction | 8852 | 11 | 6.93 | Residential | No | Behind the Meter | Ampericon | PSE&G | Accepted | 2019-05-09 | 2019-05-14 | 2020-05-14 | LG | LG315N1C-G4 | Solar Panels |  | 0.315 | 22 | 159 | 30 |  | Fixed | Roof
Solar Registration Program | NJSRRE1540972986 | Monmouth Junction | 8852 | 11 | 6.93 | Residential | No | Behind the Meter | Ampericon | PSE&G | Accepted | 2019-05-09 | 2019-05-14 | 2020-05-14 | EnPhase | IQ7 | Inverters | 250 |  | 22 |  |  | 0.965 |  | Other | Roof
Solar Registration Program | NJSRRE1541025921 | Gibbstown | 8027 | 15 | 6.93 | Residential | Yes | Behind the Meter | Vivint Solar Developer, LLC | AC Electric | Accepted | 2019-05-21 | 2019-08-22 | 2020-08-22 | Hanwha Solar | Q.Peak BLK-G5 315 | Solar Panels |  | 0.315 | 22 | 190 | 23 |  | Fixed | Roof
Solar Registration Program | NJSRRE1541025921 | Gibbstown | 8027 | 15 | 6.93 | Residential | Yes | Behind the Meter | Vivint Solar Developer, LLC | AC Electric | Accepted | 2019-05-21 | 2019-08-22 | 2020-08-22 | Solar Edge | SE7600H-US | Inverters | 7600 |  | 1 |  |  | 0.992 |  | Outdoor | Near the Utility Meter.
Solar Registration Program | NJSRRE1541037767 | Lindenwold | 8021 | 14 | 6.93 | Residential | No | Behind the Meter | Trinity Solar | AC Electric | Accepted | 2019-05-23 | 2019-05-29 | 2020-05-29 | Hanwha | Q.PEAK DUO BLK-G5 315 | Solar Panels |  | 0.315 | 8 | 112 | 27 |  | Fixed | Roof
Solar Registration Program | NJSRRE1541037767 | Lindenwold | 8021 | 14 | 6.93 | Residential | No | Behind the Meter | Trinity Solar | AC Electric | Accepted | 2019-05-23 | 2019-05-29 | 2020-05-29 | Hanwha | Q.PEAK DUO BLK-G5 315 | Solar Panels |  | 0.315 | 8 | 202 | 23 |  | Fixed | Roof
Solar Registration Program | NJSRRE1541037767 | Lindenwold | 8021 | 14 | 6.93 | Residential | No | Behind the Meter | Trinity Solar | AC Electric | Accepted | 2019-05-23 | 2019-05-29 | 2020-05-29 | Hanwha | Q.PEAK DUO BLK-G5 315 | Solar Panels |  | 0.315 | 6 | 202 | 14 |  | Fixed | Roof
Solar Registration Program | NJSRRE1541037767 | Lindenwold | 8021 | 14 | 6.93 | Residential | No | Behind the Meter | Trinity Solar | AC Electric | Accepted | 2019-05-23 | 2019-05-29 | 2020-05-29 | Solar Edge | SE6000 | Inverters | 6000 |  | 1 |  |  | 0.97 |  | Outside | side of home
Solar Registration Program | NJSRRE1541064344 | Bayville | 8721 | 18 | 6.93 | Residential | Yes | Behind the Meter | Vivint Solar Developer, LLC | JCP&L | Accepted | 2019-05-31 | 2019-06-05 | 2020-06-05 | HANWHA SOLAR | Q.PEAK BLK-G5 315 | Solar Panels |  | 0.315 | 14 | 83 | 25 |  | Fixed | Roof
Solar Registration Program | NJSRRE1541064344 | Bayville | 8721 | 18 | 6.93 | Residential | Yes | Behind the Meter | Vivint Solar Developer, LLC | JCP&L | Accepted | 2019-05-31 | 2019-06-05 | 2020-06-05 | HANWHA SOLAR | Q.PEAK BLK-G5 315 | Solar Panels |  | 0.315 | 8 | 173 | 25 |  | Fixed | Roof
Solar Registration Program | NJSRRE1541064344 | Bayville | 8721 | 18 | 6.93 | Residential | Yes | Behind the Meter | Vivint Solar Developer, LLC | JCP&L | Accepted | 2019-05-31 | 2019-06-05 | 2020-06-05 | SOLAR EDGE | SE7600H-US | Inverters | 7600 |  | 1 |  |  | 0.992 |  | Outdoor | Near the Utility meter
Solar Registration Program | NJSRRE1541067849 | MANAHAWKIN | 8050 | 18 | 6.93 | Residential | Yes | Behind the Meter | Vivint Solar Developer, LLC | AC Electric | Accepted | 2019-06-06 | 2019-06-06 | 2020-06-06 | Hanwha Solar | Q.PEAK BLK-G5 315 | Solar Panels |  | 0.315 | 9 | 266 | 34 |  | Fixed | Roof
Solar Registration Program | NJSRRE1541067849 | MANAHAWKIN | 8050 | 18 | 6.93 | Residential | Yes | Behind the Meter | Vivint Solar Developer, LLC | AC Electric | Accepted | 2019-06-06 | 2019-06-06 | 2020-06-06 | Hanwha Solar | Q.PEAK BLK-G5 315 | Solar Panels |  | 0.315 | 3 | 176 | 34 |  | Fixed | Roof
Solar Registration Program | NJSRRE1541067849 | MANAHAWKIN | 8050 | 18 | 6.93 | Residential | Yes | Behind the Meter | Vivint Solar Developer, LLC | AC Electric | Accepted | 2019-06-06 | 2019-06-06 | 2020-06-06 | Hanwha Solar | Q.PEAK BLK-G5 315 | Solar Panels |  | 0.315 | 8 | 86 | 34 |  | Fixed | Roof
Solar Registration Program | NJSRRE1541067849 | MANAHAWKIN | 8050 | 18 | 6.93 | Residential | Yes | Behind the Meter | Vivint Solar Developer, LLC | AC Electric | Accepted | 2019-06-06 | 2019-06-06 | 2020-06-06 | Hanwha Solar | Q.PEAK BLK-G5 315 | Solar Panels |  | 0.315 | 2 | 356 | 34 |  | Fixed | Roof
Solar Registration Program | NJSRRE1541067849 | MANAHAWKIN | 8050 | 18 | 6.93 | Residential | Yes | Behind the Meter | Vivint Solar Developer, LLC | AC Electric | Accepted | 2019-06-06 | 2019-06-06 | 2020-06-06 | Solar Edge | SE7600H-US | Inverters | 7600 |  | 1 |  |  | 0.992 |  | Outdoor | Near the Utility Meter
Solar Registration Program | NJSRRE1541122448 | Elizabethport | 7206 | 10 | 6.93 | Residential | Yes | Behind the Meter | Pro Custom Solar dba Momentum Solar | PSE&G | Accepted | 2019-06-06 | 2019-06-11 | 2020-06-11 | HANWHA | Q.PEAK DUO BLK-G5 315 | Solar Panels |  | 0.315 | 18 | 144 | 35 |  | Fixed | Roof
Solar Registration Program | NJSRRE1541122448 | Elizabethport | 7206 | 10 | 6.93 | Residential | Yes | Behind the Meter | Pro Custom Solar dba Momentum Solar | PSE&G | Accepted | 2019-06-06 | 2019-06-11 | 2020-06-11 | HANWHA | Q.PEAK DUO BLK-G5 315 | Solar Panels |  | 0.315 | 4 | 324 | 40 |  | Fixed | Roof
Solar Registration Program | NJSRRE1541122448 | Elizabethport | 7206 | 10 | 6.93 | Residential | Yes | Behind the Meter | Pro Custom Solar dba Momentum Solar | PSE&G | Accepted | 2019-06-06 | 2019-06-11 | 2020-06-11 | ENPHASE | IQ7-60-2-US | Inverters | 240 |  | 22 |  |  | 0.97 |  | Outdoor | ROOF
Solar Registration Program | NJSRRE1541131861 | Pleasantville | 8232 | 19 | 6.93 | Residential | Yes | Behind the Meter | Castle Energy, LLC | AC Electric | Accepted | 2019-06-11 | 2019-06-14 | 2020-06-14 | Hanwha QCells | Q.PEAK DUO G5 315 | Solar Panels |  | 0.315 | 12 | 207 | 18 |  | Fixed | Roof
Solar Registration Program | NJSRRE1541131861 | Pleasantville | 8232 | 19 | 6.93 | Residential | Yes | Behind the Meter | Castle Energy, LLC | AC Electric | Accepted | 2019-06-11 | 2019-06-14 | 2020-06-14 | Hanwha QCells | Q.PEAK DUO G5 315 | Solar Panels |  | 0.315 | 3 | 207 | 15 |  | Fixed | Roof
Solar Registration Program | NJSRRE1541131861 | Pleasantville | 8232 | 19 | 6.93 | Residential | Yes | Behind the Meter | Castle Energy, LLC | AC Electric | Accepted | 2019-06-11 | 2019-06-14 | 2020-06-14 | Hanwha QCells | Q.PEAK DUO G5 315 | Solar Panels |  | 0.315 | 7 | 27 | 18 |  | Fixed | Roof
Solar Registration Program | NJSRRE1541131861 | Pleasantville | 8232 | 19 | 6.93 | Residential | Yes | Behind the Meter | Castle Energy, LLC | AC Electric | Accepted | 2019-06-11 | 2019-06-14 | 2020-06-14 | Enphase Energy | IQ7-60-2-US | Inverters | 240 |  | 22 |  |  | 0.976 |  | Outdoor | On rooftop underneath each solar module
Solar Registration Program | NJSRRE1541321060 | Passaic | 7055 | 6 | 6.93 | Residential | No | Behind the Meter | Trinity Solar | PSE&G | Accepted | 2019-06-13 | 2019-06-18 | 2020-06-18 | HANWHA | Q.PEAK DUO BLK-G5 315 | Solar Panels |  | 0.315 | 22 | 127 | 27 |  | Fixed | Roof
Solar Registration Program | NJSRRE1541321060 | Passaic | 7055 | 6 | 6.93 | Residential | No | Behind the Meter | Trinity Solar | PSE&G | Accepted | 2019-06-13 | 2019-06-18 | 2020-06-18 | Solar Edge | SE6000H-US000BNC4 | Inverters | 6000 |  | 1 |  |  | 0.97 |  | Outdoor | side of home
Solar Registration Program | NJSRRE1541373206 | Rockaway | 7866 | 3 | 6.93 | Residential | Yes | Behind the Meter | Vivint Solar Developer, LLC | JCP&L | Accepted | 2019-06-18 | 2019-06-19 | 2020-06-19 | HANWHA SOLAR | Q.PEAK BLK-G5 315 | Solar Panels |  | 0.315 | 11 | 12 | 22 |  | Fixed | Roof
Solar Registration Program | NJSRRE1541373206 | Rockaway | 7866 | 3 | 6.93 | Residential | Yes | Behind the Meter | Vivint Solar Developer, LLC | JCP&L | Accepted | 2019-06-18 | 2019-06-19 | 2020-06-19 | HANWHA SOLAR | HANWHA SOLAR Q.PEAK BLK-G5 315 | Solar Panels |  | 0.315 | 11 | 102 | 24 |  | Fixed | Roof
Solar Registration Program | NJSRRE1541373206 | Rockaway | 7866 | 3 | 6.93 | Residential | Yes | Behind the Meter | Vivint Solar Developer, LLC | JCP&L | Accepted | 2019-06-18 | 2019-06-19 | 2020-06-19 | SOLAREDGE | SE7600H-US000BNC4 | Inverters | 7600 |  | 1 |  |  | 0.992 |  | Outdoor | Near the Utility Meter
Solar Registration Program | NJSRRE1541414105 | Rockaway | 7866 | 3 | 6.93 | Residential | Yes | Behind the Meter | Vivint Solar Developer, LLC | JCP&L | Accepted | 2019-06-24 | 2019-06-24 | 2020-06-24 | Hanwha Solar | Q.PEAK BLK-G5 315 | Solar Panels |  | 0.315 | 13 | 293 | 24 |  | Fixed | Roof
Solar Registration Program | NJSRRE1541414105 | Rockaway | 7866 | 3 | 6.93 | Residential | Yes | Behind the Meter | Vivint Solar Developer, LLC | JCP&L | Accepted | 2019-06-24 | 2019-06-24 | 2020-06-24 | Hamwha Solar | Q.PEAK BLK-G5 315 | Solar Panels |  | 0.315 | 9 | 113 | 24 |  | Fixed | Roof
Solar Registration Program | NJSRRE1541414105 | Rockaway | 7866 | 3 | 6.93 | Residential | Yes | Behind the Meter | Vivint Solar Developer, LLC | JCP&L | Accepted | 2019-06-24 | 2019-06-24 | 2020-06-24 | SolarEdge | SE7600H-US | Inverters | 7600 |  | 1 |  |  | 0.992 |  | Outdoor | Near The Utility Meter
Solar Registration Program | NJSRRE1541432562 | Mays Landing | 8330 | 19 | 6.93 | Residential | Yes | Behind the Meter | Pro Custom Solar dba Momentum Solar | AC Electric | Accepted | 2019-06-19 | 2019-06-24 | 2020-06-24 | HANWHA | Q.PEAK DUO-G5 330 | Solar Panels |  | 0.33 | 21 | 151 | 32 |  | Fixed | Roof
Solar Registration Program | NJSRRE1541432562 | Mays Landing | 8330 | 19 | 6.93 | Residential | Yes | Behind the Meter | Pro Custom Solar dba Momentum Solar | AC Electric | Accepted | 2019-06-19 | 2019-06-24 | 2020-06-24 | ENPHASE | IQ7-60-2-US | Inverters | 250 |  | 21 |  |  | 0.97 |  | Outdoor | ROOF
Solar Registration Program | NJSRRE1541442588 | PENNSAUKEN | 08109-1316 |  | 6.93 | Residential | Yes | Behind the Meter | Vivint Solar Developer, LLC | PSE&G | Accepted | 2019-06-24 | 2019-06-25 | 2020-06-25 | HANWHA SOLAR | Q.PEAK BLK G5 315 | Solar Panels |  | 0.315 | 6 | 126 | 19 |  | Fixed | Roof
Solar Registration Program | NJSRRE1541442588 | PENNSAUKEN | 08109-1316 |  | 6.93 | Residential | Yes | Behind the Meter | Vivint Solar Developer, LLC | PSE&G | Accepted | 2019-06-24 | 2019-06-25 | 2020-06-25 | HANWHA SOLAR | Q.PEAK BLK G5 315 | Solar Panels |  | 0.315 | 16 | 126 | 19 |  | Fixed | Roof
Solar Registration Program | NJSRRE1541442588 | PENNSAUKEN | 08109-1316 |  | 6.93 | Residential | Yes | Behind the Meter | Vivint Solar Developer, LLC | PSE&G | Accepted | 2019-06-24 | 2019-06-25 | 2020-06-25 | SOLAREDGE | SE7600H-US | Inverters | 7600 |  | 1 |  |  | 0.992 |  | Outdoor | Near The Utility Meter
Solar Registration Program | NJSRRE1541500961 | South Brunswick | 8824 | 11 | 6.93 | Residential | No | Behind the Meter | NJ Solar Power, LLC | PSE&G | Accepted | 2019-06-27 | 2019-07-02 | 2020-07-02 | Panasonic | VBHN330SA17 | Solar Panels |  | 0.33 | 9 | 199 | 23 |  | Fixed | Roof
Solar Registration Program | NJSRRE1541500961 | South Brunswick | 8824 | 11 | 6.93 | Residential | No | Behind the Meter | NJ Solar Power, LLC | PSE&G | Accepted | 2019-06-27 | 2019-07-02 | 2020-07-02 | Panasonic | VBHN330SA17 | Solar Panels |  | 0.33 | 12 | 199 | 23 |  | Fixed | Roof
Solar Registration Program | NJSRRE1541500961 | South Brunswick | 8824 | 11 | 6.93 | Residential | No | Behind the Meter | NJ Solar Power, LLC | PSE&G | Accepted | 2019-06-27 | 2019-07-02 | 2020-07-02 | SolarEdge | SE7600H-US | Inverters | 7600 |  | 1 |  |  | 0.99 |  | Indoor | garage
Solar Registration Program | NJSRRE1541514308 | Maplewood | 7040 | 9 | 6.93 | Residential | No | Behind the Meter | Vivint Solar Developer, LLC | PSE&G | Accepted | 2019-07-01 | 2019-07-03 | 2020-07-03 | Hanwha Solar | Q.PEAK BLK-G5 315 | Solar Panels |  | 0.315 | 16 | 109 | 33 |  | Fixed | Roof
Solar Registration Program | NJSRRE1541514308 | Maplewood | 7040 | 9 | 6.93 | Residential | No | Behind the Meter | Vivint Solar Developer, LLC | PSE&G | Accepted | 2019-07-01 | 2019-07-03 | 2020-07-03 | Hanwha Solar | Q.PEAK BLK-G5 315 | Solar Panels |  | 0.315 | 6 | 33 | 239 |  | Fixed | Roof
Solar Registration Program | NJSRRE1541514308 | Maplewood | 7040 | 9 | 6.93 | Residential | No | Behind the Meter | Vivint Solar Developer, LLC | PSE&G | Accepted | 2019-07-01 | 2019-07-03 | 2020-07-03 | SolarEdge | SE7600H-US | Inverters | 7600 |  | 1 |  |  | 0.992 |  | Outdoor | Near The Utility Meter
Solar Registration Program | NJSRRE1541590980 | Manahawkin | 8050 | 18 | 6.93 | Residential | Yes | Behind the Meter | Vivint Solar Developer, LLC | AC Electric | Accepted | 2019-07-05 | 2019-07-08 | 2020-07-08 | HANWHA SOLAR | Q.PEAK BLK-G5 315 | Solar Panels |  | 0.315 | 22 | 42 | 18 |  | Fixed | Roof
Solar Registration Program | NJSRRE1541590980 | Manahawkin | 8050 | 18 | 6.93 | Residential | Yes | Behind the Meter | Vivint Solar Developer, LLC | AC Electric | Accepted | 2019-07-05 | 2019-07-08 | 2020-07-08 | SOLAREDGE | SE7600H-US | Inverters | 7600 |  | 1 |  |  | 0.992 |  | Outdoor | Near The Utility Meter
Solar Registration Program | NJSRRE1541614654 | Passaic | 7055 | 6 | 6.93 | Residential | No | Behind the Meter | Trinity Solar | PSE&G | Accepted | 2019-07-05 | 2019-07-09 | 2020-07-09 | Hanwha 315 | Q.PEAK DUO BLK-G5 315 | Solar Panels |  | 0.315 | 10 | 307 | 27 |  | Fixed | Roof
Solar Registration Program | NJSRRE1541614654 | Passaic | 7055 | 6 | 6.93 | Residential | No | Behind the Meter | Trinity Solar | PSE&G | Accepted | 2019-07-05 | 2019-07-09 | 2020-07-09 | Hanwha 315 | Q.PEAK DUO BLK-G5 315 | Solar Panels |  | 0.315 | 8 | 127 | 27 |  | Fixed | Roof
Solar Registration Program | NJSRRE1541614654 | Passaic | 7055 | 6 | 6.93 | Residential | No | Behind the Meter | Trinity Solar | PSE&G | Accepted | 2019-07-05 | 2019-07-09 | 2020-07-09 | Hanwha 315 | Q.PEAK DUO BLK-G5 315 | Solar Panels |  | 0.315 | 4 | 217 | 27 |  | Fixed | Roof
Solar Registration Program | NJSRRE1541614654 | Passaic | 7055 | 6 | 6.93 | Residential | No | Behind the Meter | Trinity Solar | PSE&G | Accepted | 2019-07-05 | 2019-07-09 | 2020-07-09 | Solar Edge | SE6000H-US | Inverters | 6000 |  | 1 |  |  | 0.97 |  | Outside | Side of home
Solar Registration Program | NJSRRE1541615359 | Pennsauken | 8110 | 14 | 6.93 | Residential | Yes | Behind the Meter | Vivint Solar Developer, LLC | PSE&G | Accepted | 2019-07-08 | 2019-07-09 | 2020-07-09 | Hanwha Solar | Q.PEAK BLK-G5 315 | Solar Panels |  | 0.315 | 10 | 148 | 23 |  | Fixed | Roof
Solar Registration Program | NJSRRE1541615359 | Pennsauken | 8110 | 14 | 6.93 | Residential | Yes | Behind the Meter | Vivint Solar Developer, LLC | PSE&G | Accepted | 2019-07-08 | 2019-07-09 | 2020-07-09 | Hanwha Solar | Q.PEAK BLK-G5 315 | Solar Panels |  | 0.315 | 12 | 148 | 22 |  | Fixed | Roof
Solar Registration Program | NJSRRE1541615359 | Pennsauken | 8110 | 14 | 6.93 | Residential | Yes | Behind the Meter | Vivint Solar Developer, LLC | PSE&G | Accepted | 2019-07-08 | 2019-07-09 | 2020-07-09 | Solar Edge | SE7600H-US | Inverters | 7600 |  | 1 |  |  | 0.992 |  | Outdoor | Near the Utility Meter
Solar Registration Program | NJSRRE1541620707 | Westhampton | 8060 | 13 | 6.93 | Residential | Yes | Behind the Meter | Trinity Solar | PSE&G | Accepted | 2019-07-08 | 2019-07-10 | 2020-07-10 | Hanwha 315 | Q.PEAK DUO BLK-G5 315 | Solar Panels |  | 0.315 | 22 | 199 | 34 |  | Fixed | Roof
Solar Registration Program | NJSRRE1541620707 | Westhampton | 8060 | 13 | 6.93 | Residential | Yes | Behind the Meter | Trinity Solar | PSE&G | Accepted | 2019-07-08 | 2019-07-10 | 2020-07-10 | Solar Edge | SE6000H-US | Inverters | 6000 |  | 1 |  |  | 0.97 |  | Outside | Side of home
Solar Registration Program | NJSRRE1541623912 | Hillside | 7205 | 10 | 6.93 | Residential | Yes | Behind the Meter | Vivint Solar Developer, LLC | PSE&G | Accepted | 2019-07-12 | 2019-07-12 | 2020-07-12 | Hanwha Solar | Q.PEAK BLK-G5 315 | Solar Panels |  | 0.315 | 15 | 261 | 35 |  | Fixed | Roof
Solar Registration Program | NJSRRE1541623912 | Hillside | 7205 | 10 | 6.93 | Residential | Yes | Behind the Meter | Vivint Solar Developer, LLC | PSE&G | Accepted | 2019-07-12 | 2019-07-12 | 2020-07-12 | Hanwha Solar | Q.PEAK BLK-G5 315 | Solar Panels |  | 0.315 | 7 | 81 | 35 |  | Fixed | Roof
Solar Registration Program | NJSRRE1541623912 | Hillside | 7205 | 10 | 6.93 | Residential | Yes | Behind the Meter | Vivint Solar Developer, LLC | PSE&G | Accepted | 2019-07-12 | 2019-07-12 | 2020-07-12 | SolarEdge | SE7600H-US | Inverters | 7600 |  | 1 |  |  | 0.992 |  | Outdoor | Near The Utility Meter
Solar Registration Program | NJSRRE1541673183 | Millville | 8332 | 20 | 6.93 | Residential | Yes | Behind the Meter | Vivint Solar Developer, LLC | AC Electric | Accepted | 2019-07-18 | 2019-07-18 | 2020-07-18 | HANWHA SOLAR | Q.PEAK BLK-G5 315 | Solar Panels |  | 0.315 | 12 | 191 | 2 |  | Fixed | Roof
Solar Registration Program | NJSRRE1541673183 | Millville | 8332 | 20 | 6.93 | Residential | Yes | Behind the Meter | Vivint Solar Developer, LLC | AC Electric | Accepted | 2019-07-18 | 2019-07-18 | 2020-07-18 | HANWHA SOLAR | Q.PEAK BLK-G5 315 | Solar Panels |  | 0.315 | 10 | 191 | 42 |  | Fixed | Roof
Solar Registration Program | NJSRRE1541673183 | Millville | 8332 | 20 | 6.93 | Residential | Yes | Behind the Meter | Vivint Solar Developer, LLC | AC Electric | Accepted | 2019-07-18 | 2019-07-18 | 2020-07-18 | SOLAREDGE | SE7600H-US | Inverters | 7600 |  | 1 |  |  | 0.992 |  | Outdoor | Near the Utility Meter
Solar Registration Program | NJSRRE1541732258 | Brigantine | 8203 | 19 | 6.93 | Residential | No | Behind the Meter | Trinity Solar | AC Electric | Accepted | 2019-08-02 | 2019-08-07 | 2020-08-07 | Hanwha 315 | Q.PEAK DUO BLK-G5 315 | Solar Panels |  | 0.315 | 11 | 315 | 23 |  | Fixed | Roof
Solar Registration Program | NJSRRE1541732258 | Brigantine | 8203 | 19 | 6.93 | Residential | No | Behind the Meter | Trinity Solar | AC Electric | Accepted | 2019-08-02 | 2019-08-07 | 2020-08-07 | Hanwha 315 | Q.PEAK DUO BLK-G5 315 | Solar Panels |  | 0.315 | 11 | 135 | 23 |  | Fixed | Roof
Solar Registration Program | NJSRRE1541732258 | Brigantine | 8203 | 19 | 6.93 | Residential | No | Behind the Meter | Trinity Solar | AC Electric | Accepted | 2019-08-02 | 2019-08-07 | 2020-08-07 | Solar Edge | SE6000H-US000BNC4 | Inverters | 6000 |  | 1 |  |  | 0.97 |  | Outside | Back of home
Solar Registration Program | NJSRRE1541815306 | Paterson | 7504 | 6 | 6.93 | Residential | Yes | Behind the Meter | Trinity Solar | PSE&G | Accepted | 2019-08-12 | 2019-08-23 | 2020-08-23 | HANWHA | Q.PEAK DUO BLK-G5 315 | Solar Panels |  | 0.315 | 5 | 99 | 30 |  | Fixed | Roof
Solar Registration Program | NJSRRE1541815306 | Paterson | 7504 | 6 | 6.93 | Residential | Yes | Behind the Meter | Trinity Solar | PSE&G | Accepted | 2019-08-12 | 2019-08-23 | 2020-08-23 | HANWHA | Q.PEAK DUO BLK-G5 315 | Solar Panels |  | 0.315 | 4 | 99 | 18 |  | Fixed | Roof
Solar Registration Program | NJSRRE1541815306 | Paterson | 7504 | 6 | 6.93 | Residential | Yes | Behind the Meter | Trinity Solar | PSE&G | Accepted | 2019-08-12 | 2019-08-23 | 2020-08-23 | HANWHA | Q.PEAK DUO BLK-G5 315 | Solar Panels |  | 0.315 | 5 | 99 | 30 |  | Fixed | Roof
Solar Registration Program | NJSRRE1541815306 | Paterson | 7504 | 6 | 6.93 | Residential | Yes | Behind the Meter | Trinity Solar | PSE&G | Accepted | 2019-08-12 | 2019-08-23 | 2020-08-23 | HANWHA | Q.PEAK DUO BLK-G5 315 | Solar Panels |  | 0.315 | 4 | 279 | 30 |  | Fixed | Roof
Solar Registration Program | NJSRRE1541815306 | Paterson | 7504 | 6 | 6.93 | Residential | Yes | Behind the Meter | Trinity Solar | PSE&G | Accepted | 2019-08-12 | 2019-08-23 | 2020-08-23 | HANWHA | Q.PEAK DUO BLK-G5 315 | Solar Panels |  | 0.315 | 4 | 279 | 30 |  | Fixed | Roof
Solar Registration Program | NJSRRE1541815306 | Paterson | 7504 | 6 | 6.93 | Residential | Yes | Behind the Meter | Trinity Solar | PSE&G | Accepted | 2019-08-12 | 2019-08-23 | 2020-08-23 | Solar Edge | SE6000H-US000BNC4 | Inverters | 6000 |  | 1 |  |  | 0.97 |  | Outdoor | side of home
Solar Registration Program | NJSRRE1541815529 | Merchantville | 8109 | 14 | 6.93 | Residential | Yes | Behind the Meter | Vivint Solar Developer, LLC | PSE&G | Accepted | 2019-08-13 | 2019-08-23 | 2020-08-23 | Hanwha Solar | Q.PEAK BLK-G5 315 | Solar Panels |  | 0.315 | 9 | 237 | 22 |  | Fixed | Roof
Solar Registration Program | NJSRRE1541815529 | Merchantville | 8109 | 14 | 6.93 | Residential | Yes | Behind the Meter | Vivint Solar Developer, LLC | PSE&G | Accepted | 2019-08-13 | 2019-08-23 | 2020-08-23 | Hanwha Solar | Q.PEAK BLK-G5 315 | Solar Panels |  | 0.315 | 8 | 57 | 22 |  | Fixed | Roof
Solar Registration Program | NJSRRE1541815529 | Merchantville | 8109 | 14 | 6.93 | Residential | Yes | Behind the Meter | Vivint Solar Developer, LLC | PSE&G | Accepted | 2019-08-13 | 2019-08-23 | 2020-08-23 | Hanwha Solar | Q.PEAK BLK-G5 315 | Solar Panels |  | 0.315 | 2 | 57 | 22 |  | Fixed | Roof
Solar Registration Program | NJSRRE1541815529 | Merchantville | 8109 | 14 | 6.93 | Residential | Yes | Behind the Meter | Vivint Solar Developer, LLC | PSE&G | Accepted | 2019-08-13 | 2019-08-23 | 2020-08-23 | Hanwha Solar | Q.PEAK BLK-G5 315 | Solar Panels |  | 0.315 | 3 | 237 | 22 |  | Fixed | Roof
Solar Registration Program | NJSRRE1541815529 | Merchantville | 8109 | 14 | 6.93 | Residential | Yes | Behind the Meter | Vivint Solar Developer, LLC | PSE&G | Accepted | 2019-08-13 | 2019-08-23 | 2020-08-23 | Solar Edge | SE7600H-US | Inverters | 7600 |  | 1 |  |  | 0.992 |  | Outdoor | Near the Utility Meter
Solar Registration Program | NJSRRE1541820676 | MARLTON | 8053 | 13 | 6.93 | Residential | Yes | Behind the Meter | Pro Custom Solar dba Momentum Solar | PSE&G | Accepted | 2019-08-13 | 2019-08-23 | 2020-08-23 | HANWHA | Q.PEAK DUO BLK-G5 315 | Solar Panels |  | 0.315 | 10 | 91 | 20 |  | Fixed | Roof
Solar Registration Program | NJSRRE1541820676 | MARLTON | 8053 | 13 | 6.93 | Residential | Yes | Behind the Meter | Pro Custom Solar dba Momentum Solar | PSE&G | Accepted | 2019-08-13 | 2019-08-23 | 2020-08-23 | HANWHA | Q.PEAK DUO BLK-G5 315 | Solar Panels |  | 0.315 | 12 | 91 | 19 |  | Fixed | Roof
Solar Registration Program | NJSRRE1541820676 | MARLTON | 8053 | 13 | 6.93 | Residential | Yes | Behind the Meter | Pro Custom Solar dba Momentum Solar | PSE&G | Accepted | 2019-08-13 | 2019-08-23 | 2020-08-23 | Enphase Energy | IQ7-60-2-US | Inverters | 250 |  | 22 |  |  | 0.97 |  | Outdoor | Roof
Solar Registration Program | NJSRRE1541841334 | WATERFORD WORKS | 8089 | 14 | 6.93 | Residential | Yes | Behind the Meter | Vivint Solar Developer, LLC | AC Electric | Accepted | 2019-08-19 | 2019-08-23 | 2020-08-23 | HANWHA SOLAR | Q.PEAK BLK-G5 315 | Solar Panels |  | 0.315 | 4 | 174 | 17 |  | Fixed | Roof
Solar Registration Program | NJSRRE1541841334 | WATERFORD WORKS | 8089 | 14 | 6.93 | Residential | Yes | Behind the Meter | Vivint Solar Developer, LLC | AC Electric | Accepted | 2019-08-19 | 2019-08-23 | 2020-08-23 | HANWHA SOLAR | Q.PEAK BLK-G5 315 | Solar Panels |  | 0.315 | 18 | 174 | 16 |  | Fixed | Roof
Solar Registration Program | NJSRRE1541841334 | WATERFORD WORKS | 8089 | 14 | 6.93 | Residential | Yes | Behind the Meter | Vivint Solar Developer, LLC | AC Electric | Accepted | 2019-08-19 | 2019-08-23 | 2020-08-23 | SOLAREDGE | SE7600H-US | Inverters | 7600 |  | 1 |  |  | 0.992 |  | Outdoor | Near the Utility Meter
Solar Registration Program | NJSRRE1541845130 | Vineland | 8360 | 20 | 6.93 | Residential | No | Behind the Meter | Tesla Energy Operations Inc | Vineland Muni Electric | Accepted | 2019-08-15 | 2019-08-23 | 2020-08-23 | Hanwha Q-cells | Q.Peak DUO BLK-G5/SC315 | Solar Panels |  | 0.315 | 22 | 175 | 34 |  | Fixed | Roof
Solar Registration Program | NJSRRE1541845130 | Vineland | 8360 | 20 | 6.93 | Residential | No | Behind the Meter | Tesla Energy Operations Inc | Vineland Muni Electric | Accepted | 2019-08-15 | 2019-08-23 | 2020-08-23 | Delta | Solivia 5.2 TL | Inverters | 5200 |  | 1 |  |  | 0.975 |  | Indoor | Indoor
Solar Registration Program | NJSRRE1541851314 | Princeton | 8540 | 12 | 6.93 | Residential | No | Behind the Meter | Exact Solar | PSE&G | Accepted | 2019-08-16 | 2019-08-23 | 2020-08-23 | Jinko | JKM315M-60HBL | Solar Panels |  | 0.315 | 7 | 203 | 22 |  | Fixed | Roof
Solar Registration Program | NJSRRE1541851314 | Princeton | 8540 | 12 | 6.93 | Residential | No | Behind the Meter | Exact Solar | PSE&G | Accepted | 2019-08-16 | 2019-08-23 | 2020-08-23 | Jinko | JKM315M-60HBL | Solar Panels |  | 0.315 | 5 | 113 | 22 |  | Fixed | Roof
Solar Registration Program | NJSRRE1541851314 | Princeton | 8540 | 12 | 6.93 | Residential | No | Behind the Meter | Exact Solar | PSE&G | Accepted | 2019-08-16 | 2019-08-23 | 2020-08-23 | Jinko | JKM315M-60HBL | Solar Panels |  | 0.315 | 10 | 293 | 22 |  | Fixed | Roof
Solar Registration Program | NJSRRE1541851314 | Princeton | 8540 | 12 | 6.93 | Residential | No | Behind the Meter | Exact Solar | PSE&G | Accepted | 2019-08-16 | 2019-08-23 | 2020-08-23 | Enphase | IQ7+ | Inverters | 295 |  | 22 |  |  | 0.97 |  | Outdoor | under panels
Solar Registration Program | NJSRRE1541861867 | Union | 7083 | 10 | 6.93 | Residential | Yes | Behind the Meter | Trinity Solar | PSE&G | Accepted | 2019-08-20 | 2019-08-23 | 2020-08-23 | Hanwha 315 | Q.PEAK DUO BLK-G5 315 | Solar Panels |  | 0.315 | 4 | 197 | 28 |  | Fixed | Roof
Solar Registration Program | NJSRRE1541861867 | Union | 7083 | 10 | 6.93 | Residential | Yes | Behind the Meter | Trinity Solar | PSE&G | Accepted | 2019-08-20 | 2019-08-23 | 2020-08-23 | Solar Edge | SE6000H-US000BNC4 | Inverters | 6000 |  | 1 |  |  | 0.97 |  | Outside | side of home
Solar Registration Program | NJSRRE1541861867 | Union | 7083 | 10 | 6.93 | Residential | Yes | Behind the Meter | Trinity Solar | PSE&G | Accepted | 2019-08-20 | 2019-08-23 | 2020-08-23 | Hanwha 315 | Q.PEAK DUO BLK-G5 315 | Solar Panels |  | 0.315 | 7 | 287 | 28 |  | Fixed | Roof
Solar Registration Program | NJSRRE1541861867 | Union | 7083 | 10 | 6.93 | Residential | Yes | Behind the Meter | Trinity Solar | PSE&G | Accepted | 2019-08-20 | 2019-08-23 | 2020-08-23 | Hanwha 315 | Q.PEAK DUO BLK-G5 315 | Solar Panels |  | 0.315 | 4 | 107 | 24 |  | Fixed | Roof
Solar Registration Program | NJSRRE1541861867 | Union | 7083 | 10 | 6.93 | Residential | Yes | Behind the Meter | Trinity Solar | PSE&G | Accepted | 2019-08-20 | 2019-08-23 | 2020-08-23 | Hanwha 315 | Q.PEAK DUO BLK-G5 315 | Solar Panels |  | 0.315 | 7 | 107 | 18 |  | Fixed | Roof
Solar Registration Program | NJSRRE1541861893 | Marlton | 8053 | 13 | 6.93 | Residential | Yes | Behind the Meter | Vivint Solar Developer, LLC | PSE&G | Accepted | 2019-09-12 | 2019-09-12 | 2020-09-12 | HANWHA SOLAR | Q.PEAK BLK-G5 315 | Solar Panels |  | 0.315 | 22 | 174 | 29 |  | Fixed | Roof
Solar Registration Program | NJSRRE1541861893 | Marlton | 8053 | 13 | 6.93 | Residential | Yes | Behind the Meter | Vivint Solar Developer, LLC | PSE&G | Accepted | 2019-09-12 | 2019-09-12 | 2020-09-12 | Solar Edge Tecnologies | SE7600H-US000BNC4 | Inverters | 7600 |  | 1 |  |  | 0.992 |  | Outdoor | Near the Utility Meter
Solar Registration Program | NJSRRE1541862681 | Wiliamstown | 8094 | 15 | 6.93 | Residential | Yes | Behind the Meter | Vivint Solar Developer, LLC | AC Electric | Accepted | 2019-08-22 | 2019-08-26 | 2020-08-26 | Hanwha | Q.PEAK DUO BLK-G5 315w | Solar Panels |  | 0.315 | 6 | 180 | 21 |  | Fixed | Roof
Solar Registration Program | NJSRRE1541862681 | Wiliamstown | 8094 | 15 | 6.93 | Residential | Yes | Behind the Meter | Vivint Solar Developer, LLC | AC Electric | Accepted | 2019-08-22 | 2019-08-26 | 2020-08-26 | Hanwha | Q.PEAK DUO BLK-G5 315w | Solar Panels |  | 0.315 | 16 | 180 | 22 |  | Fixed | Roof
Solar Registration Program | NJSRRE1541862681 | Wiliamstown | 8094 | 15 | 6.93 | Residential | Yes | Behind the Meter | Vivint Solar Developer, LLC | AC Electric | Accepted | 2019-08-22 | 2019-08-26 | 2020-08-26 | Solar Edge | SE7600H-US | Inverters | 7600 |  | 1 |  |  | 0.992 |  | Outdoor | Near the Utility Meter
Solar Registration Program | NJSRRE1541862757 | Williamstown | 8094 | 15 | 6.93 | Residential | Yes | Behind the Meter | Vivint Solar Developer, LLC | AC Electric | Accepted | 2019-09-12 | 2019-09-12 | 2020-09-12 | Hanwha | Q.PEAK DUO BLK-G5 315w | Solar Panels |  | 0.315 | 5 | 150 | 18 |  | Fixed | Roof
Solar Registration Program | NJSRRE1541862757 | Williamstown | 8094 | 15 | 6.93 | Residential | Yes | Behind the Meter | Vivint Solar Developer, LLC | AC Electric | Accepted | 2019-09-12 | 2019-09-12 | 2020-09-12 | Hanwha | Q.PEAK DUO BLK-G5 315w | Solar Panels |  | 0.315 | 17 | 150 | 18 |  | Fixed | Roof
Solar Registration Program | NJSRRE1541862757 | Williamstown | 8094 | 15 | 6.93 | Residential | Yes | Behind the Meter | Vivint Solar Developer, LLC | AC Electric | Accepted | 2019-09-12 | 2019-09-12 | 2020-09-12 | Solar Edge | SE7600H-US | Inverters | 7600 |  | 1 |  |  | 0.992 |  | Outdoor | Near the Utility Meter
Solar Registration Program | NJSRRE1541872129 | Hammonton | 8037 | 19 | 6.93 | Residential | No | Behind the Meter | New Jersey Clean Energy Solutions | AC Electric | Final As-Built Received | 2019-08-21 | 2019-08-26 | 2020-08-26 | Hanwha | QPeak Duo Blk G-5 | Solar Panels |  | 0.315 | 22 | 264 | 25 |  | Fixed | Roof | House
Solar Registration Program | NJSRRE1541872129 | Hammonton | 8037 | 19 | 6.93 | Residential | No | Behind the Meter | New Jersey Clean Energy Solutions | AC Electric | Final As-Built Received | 2019-08-21 | 2019-08-26 | 2020-08-26 | Solar Edge | SE6000H-US | Inverters | 6000 |  | 1 |  |  | 0.97 |  | Outside | near meter
Solar Registration Program | NJSRRE1541880551 | Flemington | 8822 | 4 | 6.93 | Residential | Yes | Behind the Meter | Vivint Solar Developer, LLC | JCP&L | Accepted | 2019-08-28 | 2019-08-29 | 2020-08-29 | HANWHA SOLAR | Q.PEAK BLK-G5 315 | Solar Panels |  | 0.315 | 22 | 257 | 27 |  | Fixed | Roof
Solar Registration Program | NJSRRE1541880551 | Flemington | 8822 | 4 | 6.93 | Residential | Yes | Behind the Meter | Vivint Solar Developer, LLC | JCP&L | Accepted | 2019-08-28 | 2019-08-29 | 2020-08-29 | SOLAR EDGE | SE7600H-US | Inverters | 7600 |  | 1 |  |  | 0.992 |  | Outdoor | Near the Utility Meter
Solar Registration Program | NJSRRE1541883933 | Plainfield | 7062 | 10 | 6.93 | Residential | Yes | Behind the Meter | Vivint Solar Developer, LLC | PSE&G | Accepted | 2019-09-03 | 2019-09-03 | 2020-09-03 | Hanwha Solar | Q.PEAK DUO BLK-G5 315 | Solar Panels |  | 0.315 | 22 | 127 | 11 |  | Fixed | Roof
Solar Registration Program | NJSRRE1541883933 | Plainfield | 7062 | 10 | 6.93 | Residential | Yes | Behind the Meter | Vivint Solar Developer, LLC | PSE&G | Accepted | 2019-09-03 | 2019-09-03 | 2020-09-03 | Solar Edge | SE7600H-US | Inverters | 7600 |  | 1 |  |  | 0.992 |  | Outdoor | Near the Utility Meter
Solar Registration Program | NJSRRE1542161796 | Ridgefield | 7657 | 7 | 6.93 | Residential | No | Behind the Meter | Trinity Solar | PSE&G | Accepted | 2019-09-04 | 2019-09-06 | 2020-09-06 | HANWHA | Q.PEAK DUO BLK-G5 315 | Solar Panels |  | 0.315 | 17 | 128 | 25 |  | Fixed | Roof
Solar Registration Program | NJSRRE1542161796 | Ridgefield | 7657 | 7 | 6.93 | Residential | No | Behind the Meter | Trinity Solar | PSE&G | Accepted | 2019-09-04 | 2019-09-06 | 2020-09-06 | HANWHA | Q.PEAK DUO BLK-G5 315 | Solar Panels |  | 0.315 | 5 | 128 | 5 |  | Fixed | Roof
Solar Registration Program | NJSRRE1542161796 | Ridgefield | 7657 | 7 | 6.93 | Residential | No | Behind the Meter | Trinity Solar | PSE&G | Accepted | 2019-09-04 | 2019-09-06 | 2020-09-06 | Solar Edge | SE6000H-US | Inverters | 6000 |  | 1 |  |  | 0.97 |  | Outdoor | side of home
Solar Registration Program | NJSRRE1542182336 | Linden | 7036 | 10 | 6.93 | Residential | Yes | Behind the Meter | Trinity Solar | PSE&G | Accepted | 2019-09-04 | 2019-09-06 | 2020-09-06 | HANWHA | Q.PEAK DUO BLK-G5 315 | Solar Panels |  | 0.315 | 16 | 232 | 40 |  | Fixed | Roof
Solar Registration Program | NJSRRE1542182336 | Linden | 7036 | 10 | 6.93 | Residential | Yes | Behind the Meter | Trinity Solar | PSE&G | Accepted | 2019-09-04 | 2019-09-06 | 2020-09-06 | HANWHA | Q.PEAK DUO BLK-G5 315 | Solar Panels |  | 0.315 | 6 | 232 | 18 |  | Fixed | Roof
Solar Registration Program | NJSRRE1542182336 | Linden | 7036 | 10 | 6.93 | Residential | Yes | Behind the Meter | Trinity Solar | PSE&G | Accepted | 2019-09-04 | 2019-09-06 | 2020-09-06 | SOLAR EDGE | SE6000H-US | Inverters | 6000 |  | 1 |  |  | 0.97 |  | Outdoor | SIDE
Solar Registration Program | NJSRRE1542200028 | Ledgewood | 7852 | 3 | 6.93 | Residential | Yes | Behind the Meter | Sunrun Installation Services, Inc. | JCP&L | Accepted | 2019-09-04 | 2019-09-09 | 2020-09-09 | LG Electronics | LG330N1C-A5 | Solar Panels |  | 0.33 | 3 | 307 | 30 |  | Fixed | Roof
Solar Registration Program | NJSRRE1542200028 | Ledgewood | 7852 | 3 | 6.93 | Residential | Yes | Behind the Meter | Sunrun Installation Services, Inc. | JCP&L | Accepted | 2019-09-04 | 2019-09-09 | 2020-09-09 | LG Electronics | LG330N1C-A5 | Solar Panels |  | 0.33 | 7 | 127 | 30 |  | Fixed | Roof
Solar Registration Program | NJSRRE1542200028 | Ledgewood | 7852 | 3 | 6.93 | Residential | Yes | Behind the Meter | Sunrun Installation Services, Inc. | JCP&L | Accepted | 2019-09-04 | 2019-09-09 | 2020-09-09 | LG Electronics | LG330N1C-A5 | Solar Panels |  | 0.33 | 11 | 216 | 23 |  | Fixed | Roof
Solar Registration Program | NJSRRE1542200028 | Ledgewood | 7852 | 3 | 6.93 | Residential | Yes | Behind the Meter | Sunrun Installation Services, Inc. | JCP&L | Accepted | 2019-09-04 | 2019-09-09 | 2020-09-09 | SolarEdge Technologies | SE6000H-USRGM | Inverters | 6000 |  | 1 |  |  | 0.96 |  | Outdoor | Next To Meter
Solar Registration Program | NJSRRE1542248522 | UNION | 7083 | 10 | 6.93 | Residential | Yes | Behind the Meter | Vivint Solar Developer, LLC | PSE&G | Accepted | 2019-09-05 | 2019-09-09 | 2020-09-09 | HANWHA SOLAR | Q.PEAK BLK-G5 315 | Solar Panels |  | 0.315 | 10 | 40 | 31 |  | Fixed | Roof
Solar Registration Program | NJSRRE1542248522 | UNION | 7083 | 10 | 6.93 | Residential | Yes | Behind the Meter | Vivint Solar Developer, LLC | PSE&G | Accepted | 2019-09-05 | 2019-09-09 | 2020-09-09 | HANWHA SOLAR | Q.PEAK BLK-G5 315 | Solar Panels |  | 0.315 | 12 | 220 | 31 |  | Fixed | Roof
Solar Registration Program | NJSRRE1542248522 | UNION | 7083 | 10 | 6.93 | Residential | Yes | Behind the Meter | Vivint Solar Developer, LLC | PSE&G | Accepted | 2019-09-05 | 2019-09-09 | 2020-09-09 | SOLAREDGE | SE7600H-US000BNC4 | Inverters | 7600 |  | 1 |  |  | 0.992 |  | Outdoor | Near The Utility Meter
Solar Registration Program | NJSRRE1542248534 | Linden | 7036 | 10 | 6.93 | Residential | Yes | Behind the Meter | Trinity Solar | PSE&G | Accepted | 2019-09-05 | 2019-09-09 | 2020-09-09 | HANWHA | Q.PEAK DUO BLK-G5 315 | Solar Panels |  | 0.315 | 10 | 224 | 23 |  | Fixed | Roof
Solar Registration Program | NJSRRE1542248534 | Linden | 7036 | 10 | 6.93 | Residential | Yes | Behind the Meter | Trinity Solar | PSE&G | Accepted | 2019-09-05 | 2019-09-09 | 2020-09-09 | HANWHA | Q.PEAK DUO BLK-G5 315 | Solar Panels |  | 0.315 | 12 | 134 | 23 |  | Fixed | Roof
Solar Registration Program | NJSRRE1542248534 | Linden | 7036 | 10 | 6.93 | Residential | Yes | Behind the Meter | Trinity Solar | PSE&G | Accepted | 2019-09-05 | 2019-09-09 | 2020-09-09 | SOLAR EDGE | SE6000H-US | Inverters | 6000 |  | 1 |  |  | 0.97 |  | Outdoor | SIDE
Solar Registration Program | NJSRRE1542314646 | Montvale | 7645 | 7 | 6.93 | Residential | Yes | Behind the Meter | Trinity Solar | Orange Rockland Electric | Accepted | 2019-09-06 | 2019-09-10 | 2020-09-10 | Hanwha | Q.PEAK DUO BLK-G5 315 | Solar Panels |  | 0.315 | 22 | 262 | 18 |  | Fixed | Roof
Solar Registration Program | NJSRRE1542314646 | Montvale | 7645 | 7 | 6.93 | Residential | Yes | Behind the Meter | Trinity Solar | Orange Rockland Electric | Accepted | 2019-09-06 | 2019-09-10 | 2020-09-10 | Solar Edge | SE6000 | Inverters | 6000 |  | 1 |  |  | 0.97 |  | Outside | side of home
Solar Registration Program | NJSRRE1542314661 | Blackwood | 8012 | 14 | 6.93 | Residential | Yes | Behind the Meter | Trinity Solar | AC Electric | Accepted | 2019-09-06 | 2019-09-10 | 2020-09-10 | HANWHA | Q.PEAK DUO BLK-G5 315 | Solar Panels |  | 0.315 | 12 | 216 | 28 |  | Fixed | Roof
Solar Registration Program | NJSRRE1542314661 | Blackwood | 8012 | 14 | 6.93 | Residential | Yes | Behind the Meter | Trinity Solar | AC Electric | Accepted | 2019-09-06 | 2019-09-10 | 2020-09-10 | HANWHA | Q.PEAK DUO BLK-G5 315 | Solar Panels |  | 0.315 | 10 | 216 | 23 |  | Fixed | Roof
Solar Registration Program | NJSRRE1542314661 | Blackwood | 8012 | 14 | 6.93 | Residential | Yes | Behind the Meter | Trinity Solar | AC Electric | Accepted | 2019-09-06 | 2019-09-10 | 2020-09-10 | Solar Edge | SE6000 | Inverters | 6000 |  | 1 |  |  | 0.97 |  | Outdoor | side of home
Solar Registration Program | NJSRRE1542335213 | Orange | 7050 | 9 | 6.93 | Residential | Yes | Behind the Meter | Trinity Solar | PSE&G | Accepted | 2019-09-06 | 2019-09-11 | 2020-09-11 | HANWHA | Q.PEAK DUO BLK-G5 315 | Solar Panels |  | 0.315 | 16 | 216 | 40 |  | Fixed | Roof
Solar Registration Program | NJSRRE1542335213 | Orange | 7050 | 9 | 6.93 | Residential | Yes | Behind the Meter | Trinity Solar | PSE&G | Accepted | 2019-09-06 | 2019-09-11 | 2020-09-11 | HANWHA | Q.PEAK DUO BLK-G5 315 | Solar Panels |  | 0.315 | 6 | 36 | 40 |  | Fixed | Roof
Solar Registration Program | NJSRRE1542335213 | Orange | 7050 | 9 | 6.93 | Residential | Yes | Behind the Meter | Trinity Solar | PSE&G | Accepted | 2019-09-06 | 2019-09-11 | 2020-09-11 | Solar Edge | SE6000 | Inverters | 6000 |  | 1 |  |  | 0.97 |  | Outside | side of home
Solar Registration Program | NJSRRE1542376209 | Bayonne | 7002 | 8 | 6.93 | Residential | Yes | Behind the Meter | Vivint Solar Developer, LLC | PSE&G | Accepted | 2019-09-18 | 2019-09-18 | 2020-09-18 | Hanwha Solar | Q PEAK DUO BLK-G5 315 | Solar Panels |  | 0.315 | 6 | 303 | 41 |  | Fixed | Roof
Solar Registration Program | NJSRRE1542376209 | Bayonne | 7002 | 8 | 6.93 | Residential | Yes | Behind the Meter | Vivint Solar Developer, LLC | PSE&G | Accepted | 2019-09-18 | 2019-09-18 | 2020-09-18 | Hanwha Solar | Q PEAK DUO BLK-G5 315 | Solar Panels |  | 0.315 | 8 | 123 | 41 |  | Fixed | Roof
Solar Registration Program | NJSRRE1542376209 | Bayonne | 7002 | 8 | 6.93 | Residential | Yes | Behind the Meter | Vivint Solar Developer, LLC | PSE&G | Accepted | 2019-09-18 | 2019-09-18 | 2020-09-18 | Hanwha Solar | Q PEAK DUO BLK-G5 315 | Solar Panels |  | 0.315 | 4 | 123 | 39 |  | Fixed | Roof
Solar Registration Program | NJSRRE1542376209 | Bayonne | 7002 | 8 | 6.93 | Residential | Yes | Behind the Meter | Vivint Solar Developer, LLC | PSE&G | Accepted | 2019-09-18 | 2019-09-18 | 2020-09-18 | Hanwha Solar | Q PEAK DUO BLK-G5 315 | Solar Panels |  | 0.315 | 4 | 303 | 39 |  | Fixed | Roof
Solar Registration Program | NJSRRE1542376209 | Bayonne | 7002 | 8 | 6.93 | Residential | Yes | Behind the Meter | Vivint Solar Developer, LLC | PSE&G | Accepted | 2019-09-18 | 2019-09-18 | 2020-09-18 | SolarEdge Technologies | SE7600H-US | Inverters | 7600 |  | 1 |  |  | 0.992 |  | Outdoor | Near the Utility Meter
Solar Registration Program | NJSRRE1542376549 | Teaneck | 7666 | 7 | 6.93 | Residential | Yes | Behind the Meter | Vivint Solar Developer, LLC | PSE&G | Accepted | 2019-09-12 | 2019-09-12 | 2020-09-12 | Hanwha Solar | Q.PEAK BLK-G5 315 | Solar Panels |  | 0.315 | 9 | 296 | 38 |  | Fixed | Roof
Solar Registration Program | NJSRRE1542376549 | Teaneck | 7666 | 7 | 6.93 | Residential | Yes | Behind the Meter | Vivint Solar Developer, LLC | PSE&G | Accepted | 2019-09-12 | 2019-09-12 | 2020-09-12 | Hanwha Solar | Q.PEAK BLK-G5 315 | Solar Panels |  | 0.315 | 13 | 116 | 38 |  | Fixed | Roof
Solar Registration Program | NJSRRE1542376549 | Teaneck | 7666 | 7 | 6.93 | Residential | Yes | Behind the Meter | Vivint Solar Developer, LLC | PSE&G | Accepted | 2019-09-12 | 2019-09-12 | 2020-09-12 | SolarEdge Technologies | SE7600H-US | Inverters | 7600 |  | 1 |  |  | 0.992 |  | Outdoor | Near the Utility Meter
Solar Registration Program | NJSRRE1542377430 | Rochelle PArk | 7662 | 7 | 6.93 | Residential | No | Behind the Meter | Sundial Solar Innovations | PSE&G | Accepted | 2019-09-11 | 2019-09-12 | 2020-09-12 | LG | LG370q1c-a5 | Solar Panels |  | 0.315 | 22 | 185 | 20 |  | Fixed | Roof
Solar Registration Program | NJSRRE1542377430 | Rochelle PArk | 7662 | 7 | 6.93 | Residential | No | Behind the Meter | Sundial Solar Innovations | PSE&G | Accepted | 2019-09-11 | 2019-09-12 | 2020-09-12 | Enphase | iq7+ | Inverters | 290 |  | 22 |  |  | 0.97 |  | Outdoor | roof
Solar Registration Program | NJSRRE1542377565 | WILLINGBORO | 8046 | 13 | 6.93 | Residential | Yes | Behind the Meter | Vivint Solar Developer, LLC | PSE&G | Accepted | 2019-09-11 | 2019-09-12 | 2020-09-12 | HANWHA SOLAR | Q.PEAK BLK-G5 315 | Solar Panels |  | 0.315 | 14 | 227 | 25 |  | Fixed | Roof
Solar Registration Program | NJSRRE1542377565 | WILLINGBORO | 8046 | 13 | 6.93 | Residential | Yes | Behind the Meter | Vivint Solar Developer, LLC | PSE&G | Accepted | 2019-09-11 | 2019-09-12 | 2020-09-12 | HANWHA SOLAR | Q.PEAK BLK-G5 315 | Solar Panels |  | 0.315 | 8 | 47 | 25 |  | Fixed | Roof
Solar Registration Program | NJSRRE1542377565 | WILLINGBORO | 8046 | 13 | 6.93 | Residential | Yes | Behind the Meter | Vivint Solar Developer, LLC | PSE&G | Accepted | 2019-09-11 | 2019-09-12 | 2020-09-12 | SOLAREDGE TECHNOLOGIES | SE7600H-US000BNC4 | Inverters | 7600 |  | 1 |  |  | 0.992 |  | Outdoor | Near The Utility Meter
Solar Registration Program | NJSRRE1542389927 | Waretown | 8758 | 18 | 6.93 | Residential | Yes | Behind the Meter | Trinity Solar | JCP&L | Accepted | 2019-09-11 | 2019-09-13 | 2020-09-13 | HANWHA | Q.PEAK DUO BLK-G5 315 | Solar Panels |  | 0.315 | 13 | 119 | 27 |  | Fixed | Roof
Solar Registration Program | NJSRRE1542389927 | Waretown | 8758 | 18 | 6.93 | Residential | Yes | Behind the Meter | Trinity Solar | JCP&L | Accepted | 2019-09-11 | 2019-09-13 | 2020-09-13 | HANWHA | Q.PEAK DUO BLK-G5 315 | Solar Panels |  | 0.315 | 9 | 299 | 27 |  | Fixed | Roof
Solar Registration Program | NJSRRE1542389927 | Waretown | 8758 | 18 | 6.93 | Residential | Yes | Behind the Meter | Trinity Solar | JCP&L | Accepted | 2019-09-11 | 2019-09-13 | 2020-09-13 | SOLAR EDGE | SE6000H-US | Inverters | 6000 |  | 1 |  |  | 0.97 |  | Outside | SIDE OF HOME
Solar Registration Program | NJSRRE1542394371 | Toms River | 8753 | 18 | 6.93 | Residential | Yes | Behind the Meter | Vivint Solar Developer, LLC | JCP&L | Accepted | 2019-09-18 | 2019-09-18 | 2020-09-18 | HANWHA SOLAR | Q.PEAK BLK-G5 315 | Solar Panels |  | 0.315 | 14 | 85 | 18 |  | Fixed | Roof
Solar Registration Program | NJSRRE1542394371 | Toms River | 8753 | 18 | 6.93 | Residential | Yes | Behind the Meter | Vivint Solar Developer, LLC | JCP&L | Accepted | 2019-09-18 | 2019-09-18 | 2020-09-18 | HANWHA SOLAR | Q.PEAK BLK-G5 315 | Solar Panels |  | 0.315 | 4 | 355 | 18 |  | Fixed | Roof
Solar Registration Program | NJSRRE1542394371 | Toms River | 8753 | 18 | 6.93 | Residential | Yes | Behind the Meter | Vivint Solar Developer, LLC | JCP&L | Accepted | 2019-09-18 | 2019-09-18 | 2020-09-18 | HANWHA SOLAR | Q.PEAK BLK-G5 315 | Solar Panels |  | 0.315 | 4 | 175 | 18 |  | Fixed | Roof
Solar Registration Program | NJSRRE1542394371 | Toms River | 8753 | 18 | 6.93 | Residential | Yes | Behind the Meter | Vivint Solar Developer, LLC | JCP&L | Accepted | 2019-09-18 | 2019-09-18 | 2020-09-18 | SOLAREDGE | SE7600H-US000BNC4 | Inverters | 7600 |  | 1 |  |  | 0.992 |  | Outdoor | Near The Utility Meter
Solar Registration Program | NJSRRE1542407192 | UNION BEACH | 7735 | 17 | 6.93 | Residential | Yes | Behind the Meter | Vivint Solar Developer, LLC | JCP&L | Accepted | 2019-09-14 | 2019-09-17 | 2020-09-17 | Hanwha Solar | Q.PEAK BLK-G5 315 | Solar Panels |  | 0.315 | 18 | 134 | 20 |  | Fixed | Roof
Solar Registration Program | NJSRRE1542407192 | UNION BEACH | 7735 | 17 | 6.93 | Residential | Yes | Behind the Meter | Vivint Solar Developer, LLC | JCP&L | Accepted | 2019-09-14 | 2019-09-17 | 2020-09-17 | Hanwha | Q.PEAK BLK-G5 315 | Solar Panels |  | 0.315 | 4 | 134 | 20 |  | Fixed | Roof
Solar Registration Program | NJSRRE1542407192 | UNION BEACH | 7735 | 17 | 6.93 | Residential | Yes | Behind the Meter | Vivint Solar Developer, LLC | JCP&L | Accepted | 2019-09-14 | 2019-09-17 | 2020-09-17 | Solar Edge | SE7600H-US | Inverters | 7600 |  | 1 |  |  | 0.992 |  | Outdoor | Near the Utility Meter
Solar Registration Program | NJSRRE1542408727 | Gibbsboro | 8026 | 14 | 6.93 | Residential | Yes | Behind the Meter | Suntuity Solar LLC | AC Electric | Accepted | 2019-09-16 | 2019-09-18 | 2020-09-18 | Yingli Green Energy | YL315D-30b | Solar Panels |  | 0.315 | 15 | 146 | 21 |  | Fixed | Roof
Solar Registration Program | NJSRRE1542408727 | Gibbsboro | 8026 | 14 | 6.93 | Residential | Yes | Behind the Meter | Suntuity Solar LLC | AC Electric | Accepted | 2019-09-16 | 2019-09-18 | 2020-09-18 | Yingli Green Energy | YL315D-30b | Solar Panels |  | 0.315 | 7 | 146 | 16 |  | Fixed | Roof
Solar Registration Program | NJSRRE1542408727 | Gibbsboro | 8026 | 14 | 6.93 | Residential | Yes | Behind the Meter | Suntuity Solar LLC | AC Electric | Accepted | 2019-09-16 | 2019-09-18 | 2020-09-18 | Enphase Energy | IQ7-60-2-US | Inverters | 240 |  | 22 |  |  | 0.97 |  | Outdoor | Behind the PV Modules
Solar Registration Program | NJSRRE1542408792 | Teaneck | 7666 | 7 | 6.93 | Residential | No | Behind the Meter | Trinity Solar | PSE&G | Accepted | 2019-09-16 | 2019-09-18 | 2020-09-18 | Hanwha | Q.PEAK DUO BLK-G5 315 | Solar Panels |  | 0.315 | 10 | 105 | 27 |  | Fixed | Roof
Solar Registration Program | NJSRRE1542408792 | Teaneck | 7666 | 7 | 6.93 | Residential | No | Behind the Meter | Trinity Solar | PSE&G | Accepted | 2019-09-16 | 2019-09-18 | 2020-09-18 | Hanwha | Q.PEAK DUO BLK-G5 315 | Solar Panels |  | 0.315 | 12 | 195 | 37 |  | Fixed | Roof
Solar Registration Program | NJSRRE1542408792 | Teaneck | 7666 | 7 | 6.93 | Residential | No | Behind the Meter | Trinity Solar | PSE&G | Accepted | 2019-09-16 | 2019-09-18 | 2020-09-18 | Solar Edge | SE6000 | Inverters | 6000 |  | 1 |  |  | 0.97 |  | Outside | side of home
Solar Registration Program | NJSRRE1542409198 | GALLOWAY | 8205 | 19 | 6.93 | Residential | Yes | Behind the Meter | Vivint Solar Developer, LLC | AC Electric | Accepted | 2019-10-09 | 2019-10-10 | 2020-10-10 | HANWHA SOLAR | Q.PEAK BLK-G5 315 | Solar Panels |  | 0.315 | 22 | 282 | 22 |  | Fixed | Roof
Solar Registration Program | NJSRRE1542409198 | GALLOWAY | 8205 | 19 | 6.93 | Residential | Yes | Behind the Meter | Vivint Solar Developer, LLC | AC Electric | Accepted | 2019-10-09 | 2019-10-10 | 2020-10-10 | Solar Edge | SE7600H-US000BNC4 | Inverters | 7600 |  | 1 |  |  | 0.992 |  | Outdoor | Near the Utility Meter
Solar Registration Program | NJSRRE1542411883 | BAYONNE | 7002 | 8 | 6.93 | Residential | Yes | Behind the Meter | Vivint Solar Developer, LLC | PSE&G | Accepted | 2019-09-17 | 2019-09-19 | 2020-09-19 | HANWHA SOLAR | Q.PEAK BLK-G5 315 | Solar Panels |  | 0.315 | 2 | 303 | 15 |  | Fixed | Roof
Solar Registration Program | NJSRRE1542411883 | BAYONNE | 7002 | 8 | 6.93 | Residential | Yes | Behind the Meter | Vivint Solar Developer, LLC | PSE&G | Accepted | 2019-09-17 | 2019-09-19 | 2020-09-19 | HANWHA SOLAR | Q.PEAK BLK-G5 315 | Solar Panels |  | 0.315 | 10 | 213 | 10 |  | Fixed | Roof
Solar Registration Program | NJSRRE1542411883 | BAYONNE | 7002 | 8 | 6.93 | Residential | Yes | Behind the Meter | Vivint Solar Developer, LLC | PSE&G | Accepted | 2019-09-17 | 2019-09-19 | 2020-09-19 | HANWHA SOLAR | Q.PEAK BLK-G5 315 | Solar Panels |  | 0.315 | 2 | 123 | 20 |  | Fixed | Roof
Solar Registration Program | NJSRRE1542411883 | BAYONNE | 7002 | 8 | 6.93 | Residential | Yes | Behind the Meter | Vivint Solar Developer, LLC | PSE&G | Accepted | 2019-09-17 | 2019-09-19 | 2020-09-19 | HANWHA SOLAR | Q.PEAK BLK-G5 315 | Solar Panels |  | 0.315 | 8 | 33 | 20 |  | Fixed | Roof
Solar Registration Program | NJSRRE1542411883 | BAYONNE | 7002 | 8 | 6.93 | Residential | Yes | Behind the Meter | Vivint Solar Developer, LLC | PSE&G | Accepted | 2019-09-17 | 2019-09-19 | 2020-09-19 | Solar Edge | SE7600H-US | Inverters | 7600 |  | 1 |  |  | 0.992 |  | Outdoor | Near Utility Meter
Solar Registration Program | NJSRRE1542411961 | JERSEY CITY | 7305 | 8 | 6.93 | Residential | Yes | Behind the Meter | Pro Custom Solar dba Momentum Solar | PSE&G | Accepted | 2019-09-17 | 2019-09-19 | 2020-09-19 | HANWHA | Q.PEAK DUO BLK-G5 315 | Solar Panels |  | 0.315 | 22 | 310 | 5 |  | Fixed | Roof
Solar Registration Program | NJSRRE1542411961 | JERSEY CITY | 7305 | 8 | 6.93 | Residential | Yes | Behind the Meter | Pro Custom Solar dba Momentum Solar | PSE&G | Accepted | 2019-09-17 | 2019-09-19 | 2020-09-19 | Enphase Energy | IQ6-60-2-US | Inverters | 240 |  | 22 |  |  | 0.97 |  | Outdoor | Roof
Solar Registration Program | NJSRRE1542420050 | LYNDHURST | 7071 | 7 | 6.93 | Residential | Yes | Behind the Meter | Vivint Solar Developer, LLC | PSE&G | Accepted | 2019-09-19 | 2019-09-23 | 2020-09-23 | Hanwha | Q.PEAK BLK-G5 315 | Solar Panels |  | 0.315 | 7 | 37 | 12 |  | Fixed | Roof
Solar Registration Program | NJSRRE1542420050 | LYNDHURST | 7071 | 7 | 6.93 | Residential | Yes | Behind the Meter | Vivint Solar Developer, LLC | PSE&G | Accepted | 2019-09-19 | 2019-09-23 | 2020-09-23 | Hanwha | Q.PEAK BLK-G5 315 | Solar Panels |  | 0.315 | 15 | 217 | 12 |  | Fixed | Roof
Solar Registration Program | NJSRRE1542420050 | LYNDHURST | 7071 | 7 | 6.93 | Residential | Yes | Behind the Meter | Vivint Solar Developer, LLC | PSE&G | Accepted | 2019-09-19 | 2019-09-23 | 2020-09-23 | SolarEdge | SE7600H-US | Inverters | 7600 |  | 1 |  |  | 0.992 |  | Outdoor | Near the Utility Meter
Solar Registration Program | NJSRRE1542421684 | Pennsauken | 8110 | 14 | 6.93 | Residential | Yes | Behind the Meter | Vivint Solar Developer, LLC | PSE&G | Accepted | 2019-09-20 | 2019-09-23 | 2020-09-23 | SolarEdge | SE7600H-US | Inverters | 7600 |  | 1 |  |  | 0.992 |  | Outdoor | Near the Utility Meter
Solar Registration Program | NJSRRE1542421684 | Pennsauken | 8110 | 14 | 6.93 | Residential | Yes | Behind the Meter | Vivint Solar Developer, LLC | PSE&G | Accepted | 2019-09-20 | 2019-09-23 | 2020-09-23 | Hanwha Solar | Q.PEAK BLK-G5 315 | Solar Panels |  | 0.315 | 12 | 327 | 22 |  | Fixed | Roof
Solar Registration Program | NJSRRE1542421684 | Pennsauken | 8110 | 14 | 6.93 | Residential | Yes | Behind the Meter | Vivint Solar Developer, LLC | PSE&G | Accepted | 2019-09-20 | 2019-09-23 | 2020-09-23 | Hanwha Solar | Q.PEAK BLK-G5 315 | Solar Panels |  | 0.315 | 10 | 147 | 22 |  | Fixed | Roof
Solar Registration Program | NJSRRE1542422615 | Parsippany | 7054 | 3 | 6.93 | Residential | Yes | Behind the Meter | Solar Spectrum LLC | JCP&L | Accepted | 2019-09-19 | 2019-09-23 | 2020-09-23 | Q Cells | Q.PEAK-DUO-BLK-G5-315 | Solar Panels |  | 0.315 | 22 | 171 | 18 |  | Fixed | Roof
Solar Registration Program | NJSRRE1542422615 | Parsippany | 7054 | 3 | 6.93 | Residential | Yes | Behind the Meter | Solar Spectrum LLC | JCP&L | Accepted | 2019-09-19 | 2019-09-23 | 2020-09-23 | SolarEdge Technologies | SE6000H-US | Inverters | 25 |  | 1 |  |  | 0.99 |  | Outdoor | near meter
Solar Registration Program | NJSRRE1542424454 | Hackensack | 7601 | 7 | 6.93 | Residential | Yes | Behind the Meter | Trinity Solar | PSE&G | Accepted | 2019-09-20 | 2019-09-24 | 2020-09-24 | HANWHA | Q.PEAK DUO BLK-G5 315 | Solar Panels |  | 0.315 | 22 | 219 | 27 |  | Fixed | Roof
Solar Registration Program | NJSRRE1542424454 | Hackensack | 7601 | 7 | 6.93 | Residential | Yes | Behind the Meter | Trinity Solar | PSE&G | Accepted | 2019-09-20 | 2019-09-24 | 2020-09-24 | Solar Edge | SE6000H-US | Inverters | 6000 |  | 1 |  |  | 0.97 |  | Outdoor | side of home
Solar Registration Program | NJSRRE1542431318 | Princeton | 8540 | 12 | 6.93 | Residential | No | Behind the Meter | Pro Custom Solar dba Momentum Solar | PSE&G | Accepted | 2019-09-24 | 2019-09-26 | 2020-09-26 | HANWHA | Q.PEAK DUO BLK-G5 315 | Solar Panels |  | 0.315 | 22 | 143 | 30 |  | Fixed | Roof
Solar Registration Program | NJSRRE1542431318 | Princeton | 8540 | 12 | 6.93 | Residential | No | Behind the Meter | Pro Custom Solar dba Momentum Solar | PSE&G | Accepted | 2019-09-24 | 2019-09-26 | 2020-09-26 | Enphase Energy | IQ6-60-2-US | Inverters | 240 |  | 22 |  |  | 0.97 |  | Outdoor | Roof
Solar Registration Program | NJSRRE1542447158 | Piscataway | 8854 | 11 | 6.93 | Residential | No | Behind the Meter | Suntuity Solar LLC | PSE&G | Accepted | 2019-09-27 | 2019-10-01 | 2020-10-01 | Yingli Green Energy | YL315D-30b | Solar Panels |  | 0.315 | 11 | 152 | 20 |  | Fixed | Roof
Solar Registration Program | NJSRRE1542447158 | Piscataway | 8854 | 11 | 6.93 | Residential | No | Behind the Meter | Suntuity Solar LLC | PSE&G | Accepted | 2019-09-27 | 2019-10-01 | 2020-10-01 | Yingli Green Energy | YL315D-30b | Solar Panels |  | 0.315 | 11 | 242 | 20 |  | Fixed | Roof
Solar Registration Program | NJSRRE1542447158 | Piscataway | 8854 | 11 | 6.93 | Residential | No | Behind the Meter | Suntuity Solar LLC | PSE&G | Accepted | 2019-09-27 | 2019-10-01 | 2020-10-01 | Enphase Energy | IQ7-60-2-US | Inverters | 240 |  | 22 |  |  | 0.97 |  | Outdoor | Behind the PV Modules
Solar Registration Program | NJSRRE1542447212 | Maplewood | 7040 | 9 | 6.93 | Residential | No | Behind the Meter | Green Power Energy | PSE&G | Accepted | 2019-09-27 | 2019-10-01 | 2020-10-01 | Panasonic | VBHN330SA17 | Solar Panels |  | 0.33 | 14 | 145 | 23 |  | Fixed | Roof
Solar Registration Program | NJSRRE1542447212 | Maplewood | 7040 | 9 | 6.93 | Residential | No | Behind the Meter | Green Power Energy | PSE&G | Accepted | 2019-09-27 | 2019-10-01 | 2020-10-01 | Panasonic | VBHN330SA17 | Solar Panels |  | 0.33 | 7 | 236 | 18 |  | Fixed | Roof
Solar Registration Program | NJSRRE1542447212 | Maplewood | 7040 | 9 | 6.93 | Residential | No | Behind the Meter | Green Power Energy | PSE&G | Accepted | 2019-09-27 | 2019-10-01 | 2020-10-01 | Solar Edge | SE6000H-US | Inverters | 6000 |  | 1 |  |  | 0.97 |  | Outside | next to meter
Solar Registration Program | NJSRRE1542447241 | Bayville | 8721 | 18 | 6.93 | Residential | No | Behind the Meter | Maier Solar Engineering dba Solar Me | JCP&L | Accepted | 2019-09-27 | 2019-10-01 | 2020-10-01 | Hanwha | Q.Peak BLK-G3 315W | Solar Panels |  | 0.315 | 22 | 136 | 30 |  | Fixed | Roof
Solar Registration Program | NJSRRE1542447241 | Bayville | 8721 | 18 | 6.93 | Residential | No | Behind the Meter | Maier Solar Engineering dba Solar Me | JCP&L | Accepted | 2019-09-27 | 2019-10-01 | 2020-10-01 | Enphase | IQ7 | Inverters | 240 |  | 22 |  |  | 0.96 |  | Outdoor | Next to meter
Solar Registration Program | NJSRRE1542461362 | JACKSON | 8527 | 18 | 6.93 | Residential | Yes | Behind the Meter | Vivint Solar Developer, LLC | JCP&L | Accepted | 2019-10-01 | 2019-10-02 | 2020-10-02 | Hanwha Solar | Q.PEAK DUO BLK-G5 315w | Solar Panels |  | 0.315 | 14 | 207 | 23 |  | Fixed | Roof
Solar Registration Program | NJSRRE1542461362 | JACKSON | 8527 | 18 | 6.93 | Residential | Yes | Behind the Meter | Vivint Solar Developer, LLC | JCP&L | Accepted | 2019-10-01 | 2019-10-02 | 2020-10-02 | Hanwha Solar | Q.PEAK DUO BLK-G5 315w | Solar Panels |  | 0.315 | 8 | 117 | 23 |  | Fixed | Roof
Solar Registration Program | NJSRRE1542461362 | JACKSON | 8527 | 18 | 6.93 | Residential | Yes | Behind the Meter | Vivint Solar Developer, LLC | JCP&L | Accepted | 2019-10-01 | 2019-10-02 | 2020-10-02 | Solar Edge | SE7600H-US000BNC4 | Inverters | 7600 |  | 1 |  |  | 0.992 |  | Outdoor | Near the Utility Meter
Solar Registration Program | NJSRRE1542461529 | CAPE MAY COURT HOUS | 8210 | 21 | 6.93 | Residential | Yes | Behind the Meter | Vivint Solar Developer, LLC | AC Electric | Accepted | 2019-09-30 | 2019-10-02 | 2020-10-02 | Hanwha | Q.PEAK BLK-G5 315 | Solar Panels |  | 0.315 | 18 | 209 | 20 |  | Fixed | Roof
Solar Registration Program | NJSRRE1542461529 | CAPE MAY COURT HOUS | 8210 | 21 | 6.93 | Residential | Yes | Behind the Meter | Vivint Solar Developer, LLC | AC Electric | Accepted | 2019-09-30 | 2019-10-02 | 2020-10-02 | Hanwha | Q.PEAK BLK-G5 315 | Solar Panels |  | 0.315 | 4 | 29 | 20 |  | Fixed | Roof
Solar Registration Program | NJSRRE1542461529 | CAPE MAY COURT HOUS | 8210 | 21 | 6.93 | Residential | Yes | Behind the Meter | Vivint Solar Developer, LLC | AC Electric | Accepted | 2019-09-30 | 2019-10-02 | 2020-10-02 | SOLAREDGE | SE3800H-US | Inverters | 3800 |  | 1 |  |  | 0.992 |  | Outdoor | Near the Utility Meter
Solar Registration Program | NJSRRE1542497252 | LAWRENCE TOWNSHIP | 8648 | 12 | 6.93 | Residential | Yes | Behind the Meter | Vivint Solar Developer, LLC | PSE&G | Accepted | 2019-10-02 | 2019-10-04 | 2020-10-04 | Hanwha Solar | Q.PEAK BLK-G5 315 | Solar Panels |  | 0.315 | 2 | 193 | 18 |  | Fixed | Roof
Solar Registration Program | NJSRRE1542497252 | LAWRENCE TOWNSHIP | 8648 | 12 | 6.93 | Residential | Yes | Behind the Meter | Vivint Solar Developer, LLC | PSE&G | Accepted | 2019-10-02 | 2019-10-04 | 2020-10-04 | Hanwha Solar | Q.PEAK BLK-G5 315 | Solar Panels |  | 0.315 | 4 | 193 | 28 |  | Fixed | Roof
Solar Registration Program | NJSRRE1542497252 | LAWRENCE TOWNSHIP | 8648 | 12 | 6.93 | Residential | Yes | Behind the Meter | Vivint Solar Developer, LLC | PSE&G | Accepted | 2019-10-02 | 2019-10-04 | 2020-10-04 | Hanwha Solar | Q.PEAK BLK-G5 315 | Solar Panels |  | 0.315 | 8 | 193 | 28 |  | Fixed | Roof
Solar Registration Program | NJSRRE1542497252 | LAWRENCE TOWNSHIP | 8648 | 12 | 6.93 | Residential | Yes | Behind the Meter | Vivint Solar Developer, LLC | PSE&G | Accepted | 2019-10-02 | 2019-10-04 | 2020-10-04 | Hanwha Solar | Q.PEAK BLK-G5 315 | Solar Panels |  | 0.315 | 8 | 13 | 12 |  | Fixed | Roof
Solar Registration Program | NJSRRE1542497252 | LAWRENCE TOWNSHIP | 8648 | 12 | 6.93 | Residential | Yes | Behind the Meter | Vivint Solar Developer, LLC | PSE&G | Accepted | 2019-10-02 | 2019-10-04 | 2020-10-04 | SOLAREDGE | SE7600H-US000BNC4 | Inverters | 7600 |  | 1 |  |  | 0.992 |  | Outdoor | Near The Utility Meter
Solar Registration Program | NJSRRE1542498419 | Jersey City | 7306 | 8 | 6.93 | Residential | Yes | Behind the Meter | Vivint Solar Developer, LLC | PSE&G | Accepted | 2019-10-02 | 2019-10-04 | 2020-10-04 | Hanwha Solar | Q.PEAK DUO BLK-G5 315w | Solar Panels |  | 0.315 | 22 | 30 | 2 |  | Fixed | Roof
Solar Registration Program | NJSRRE1542498419 | Jersey City | 7306 | 8 | 6.93 | Residential | Yes | Behind the Meter | Vivint Solar Developer, LLC | PSE&G | Accepted | 2019-10-02 | 2019-10-04 | 2020-10-04 | Solar Edge | SE7600H-US000BNC4 | Inverters | 7600 |  | 1 |  |  | 0.992 |  | Outdoor | Near the Utility Meter
Solar Registration Program | NJSRRE1542500738 | Hamilton | 8690 | 12 | 6.93 | Residential | No | Behind the Meter | Suntuity Solar LLC | PSE&G | Accepted | 2019-10-03 | 2019-10-08 | 2020-10-08 | Yingli Green Energy | YL315D-30b | Solar Panels |  | 0.315 | 15 | 245 | 38 |  | Fixed | Roof
Solar Registration Program | NJSRRE1542500738 | Hamilton | 8690 | 12 | 6.93 | Residential | No | Behind the Meter | Suntuity Solar LLC | PSE&G | Accepted | 2019-10-03 | 2019-10-08 | 2020-10-08 | Yingli Green Energy | YL315D-30b | Solar Panels |  | 0.315 | 7 | 245 | 17 |  | Fixed | Roof
Solar Registration Program | NJSRRE1542500738 | Hamilton | 8690 | 12 | 6.93 | Residential | No | Behind the Meter | Suntuity Solar LLC | PSE&G | Accepted | 2019-10-03 | 2019-10-08 | 2020-10-08 | Enphase Energy | IQ7-60-2-US | Inverters | 240 |  | 22 |  |  | 0.97 |  | Outdoor | Behind the PV Modules
Solar Registration Program | NJSRRE1542501285 | Dumont | 7628 | 7 | 6.93 | Residential | Yes | Behind the Meter | Trinity Solar | PSE&G | Accepted | 2019-10-03 | 2019-10-08 | 2020-10-08 | Hanwha | Q.PEAK DUO BLK-G5 315 | Solar Panels |  | 0.315 | 22 | 178 | 40 |  | Fixed | Roof
Solar Registration Program | NJSRRE1542501285 | Dumont | 7628 | 7 | 6.93 | Residential | Yes | Behind the Meter | Trinity Solar | PSE&G | Accepted | 2019-10-03 | 2019-10-08 | 2020-10-08 | Solar Edge | SE6000 | Inverters | 6000 |  | 1 |  |  | 0.97 |  | Outside | side of home
Solar Registration Program | NJSRRE1542501646 | RED BANK | 7701 | 17 | 6.93 | Residential | Yes | Behind the Meter | Vivint Solar Developer, LLC | JCP&L | Accepted | 2019-10-03 | 2019-10-08 | 2020-10-08 | Hanwha | Q.PEAK DUO BLK-G5 315w | Solar Panels |  | 0.315 | 11 | 265 | 27 |  | Fixed | Roof
Solar Registration Program | NJSRRE1542501646 | RED BANK | 7701 | 17 | 6.93 | Residential | Yes | Behind the Meter | Vivint Solar Developer, LLC | JCP&L | Accepted | 2019-10-03 | 2019-10-08 | 2020-10-08 | Hanwha | Q.PEAK DUO BLK-G5 315w | Solar Panels |  | 0.315 | 11 | 85 | 27 |  | Fixed | Roof
Solar Registration Program | NJSRRE1542501646 | RED BANK | 7701 | 17 | 6.93 | Residential | Yes | Behind the Meter | Vivint Solar Developer, LLC | JCP&L | Accepted | 2019-10-03 | 2019-10-08 | 2020-10-08 | Solar Edge | SE7600H-US000BNC4 | Inverters | 7600 |  | 1 |  |  | 0.992 |  | Outdoor | Near the Utility Meter
Solar Registration Program | NJSRRE1542505614 | Little Ferry | 7643 | 7 | 6.93 | Residential | Yes | Behind the Meter | Pro Custom Solar dba Momentum Solar | PSE&G | Accepted | 2019-10-04 | 2019-10-08 | 2020-10-08 | HANWHA | Q.PEAK DUO BLK-G5 315 | Solar Panels |  | 0.315 | 22 | 247 | 23 |  | Fixed | Roof
Solar Registration Program | NJSRRE1542505614 | Little Ferry | 7643 | 7 | 6.93 | Residential | Yes | Behind the Meter | Pro Custom Solar dba Momentum Solar | PSE&G | Accepted | 2019-10-04 | 2019-10-08 | 2020-10-08 | Enphase Energy | IQ6-60-2-US | Inverters | 240 |  | 22 |  |  | 0.97 |  | Outdoor | Roof
Solar Registration Program | NJSRRE1542509269 | WOODBURY | 8096 | 15 | 6.93 | Residential | Yes | Behind the Meter | Vivint Solar Developer, LLC | PSE&G | Accepted | 2019-10-05 | 2019-10-09 | 2020-10-09 | Hanwha Solar | Q.PEAK BLK-G5 315 | Solar Panels |  | 0.315 | 11 | 199 | 20 |  | Fixed | Roof
Solar Registration Program | NJSRRE1542509269 | WOODBURY | 8096 | 15 | 6.93 | Residential | Yes | Behind the Meter | Vivint Solar Developer, LLC | PSE&G | Accepted | 2019-10-05 | 2019-10-09 | 2020-10-09 | Hanwha Solar | Q.PEAK BLK-G5 315 | Solar Panels |  | 0.315 | 11 | 19 | 20 |  | Fixed | Roof
Solar Registration Program | NJSRRE1542509269 | WOODBURY | 8096 | 15 | 6.93 | Residential | Yes | Behind the Meter | Vivint Solar Developer, LLC | PSE&G | Accepted | 2019-10-05 | 2019-10-09 | 2020-10-09 | SOLAREDGE | SE7600H-US000BNC4 | Inverters | 7600 |  | 1 |  |  | 0.992 |  | Outdoor | Near The Utility Meter
Solar Registration Program | NJSRRE1542511115 | Willingboro | 8046 | 13 | 6.93 | Residential | Yes | Behind the Meter | Trinity Solar | PSE&G | Accepted | 2019-10-07 | 2019-10-09 | 2020-10-09 | Hanwha 315 | Q.PEAK DUO BLK-G5 315 | Solar Panels |  | 0.315 | 6 | 250 | 18 |  | Fixed | Roof
Solar Registration Program | NJSRRE1542511115 | Willingboro | 8046 | 13 | 6.93 | Residential | Yes | Behind the Meter | Trinity Solar | PSE&G | Accepted | 2019-10-07 | 2019-10-09 | 2020-10-09 | Hanwha 315 | Q.PEAK DUO BLK-G5 315 | Solar Panels |  | 0.315 | 16 | 250 | 43 |  | Fixed | Roof
Solar Registration Program | NJSRRE1542511115 | Willingboro | 8046 | 13 | 6.93 | Residential | Yes | Behind the Meter | Trinity Solar | PSE&G | Accepted | 2019-10-07 | 2019-10-09 | 2020-10-09 | Solar Edge | SE6000H-US | Inverters | 6000 |  | 1 |  |  | 0.97 |  | Outside | side of home
Solar Registration Program | NJSRRE1542512970 | CHERRY HILL | 8002 | 14 | 6.93 | Residential | Yes | Behind the Meter | Vivint Solar Developer, LLC | PSE&G | Accepted | 2019-10-07 | 2019-10-11 | 2020-10-11 | Hanwha | Q.PEAK DUO BLK-G5 315w | Solar Panels |  | 0.315 | 4 | 99 | 40 |  | Fixed | Roof
Solar Registration Program | NJSRRE1542512970 | CHERRY HILL | 8002 | 14 | 6.93 | Residential | Yes | Behind the Meter | Vivint Solar Developer, LLC | PSE&G | Accepted | 2019-10-07 | 2019-10-11 | 2020-10-11 | Hanwha | Q.PEAK DUO BLK-G5 315w | Solar Panels |  | 0.315 | 18 | 279 | 40 |  | Fixed | Roof
Solar Registration Program | NJSRRE1542512970 | CHERRY HILL | 8002 | 14 | 6.93 | Residential | Yes | Behind the Meter | Vivint Solar Developer, LLC | PSE&G | Accepted | 2019-10-07 | 2019-10-11 | 2020-10-11 | Solar Edge | SE7600H-US000BNC4 | Inverters | 7600 |  | 1 |  |  | 0.992 |  | Outdoor | Near the Utility Meter
Solar Registration Program | NJSRRE1542513038 | Lyndhurst | 7071 | 7 | 6.93 | Residential | No | Behind the Meter | Pro Custom Solar dba Momentum Solar | PSE&G | Accepted | 2019-10-07 | 2019-10-10 | 2020-10-10 | Hanwha | Q Peak Duo BLK-G5 315 | Solar Panels |  | 0.315 | 6 | 127 | 20 |  | Fixed | Roof
Solar Registration Program | NJSRRE1542513038 | Lyndhurst | 7071 | 7 | 6.93 | Residential | No | Behind the Meter | Pro Custom Solar dba Momentum Solar | PSE&G | Accepted | 2019-10-07 | 2019-10-10 | 2020-10-10 | Hanwha | Q Peak Duo BLK-G5 315 | Solar Panels |  | 0.315 | 4 | 217 | 4 |  | Fixed | Roof
Solar Registration Program | NJSRRE1542513038 | Lyndhurst | 7071 | 7 | 6.93 | Residential | No | Behind the Meter | Pro Custom Solar dba Momentum Solar | PSE&G | Accepted | 2019-10-07 | 2019-10-10 | 2020-10-10 | Hanwha | Q Peak Duo BLK-G5 315 | Solar Panels |  | 0.315 | 12 | 217 | 22 |  | Fixed | Roof
Solar Registration Program | NJSRRE1542513038 | Lyndhurst | 7071 | 7 | 6.93 | Residential | No | Behind the Meter | Pro Custom Solar dba Momentum Solar | PSE&G | Accepted | 2019-10-07 | 2019-10-10 | 2020-10-10 | Enphase Energy | IQ6-60-2-US | Inverters | 240 |  | 22 |  |  | 0.97 |  | Outdoor | Roof
Solar Registration Program | NJSRRE1542523641 | Hamilton | 8690 | 12 | 6.93 | Residential | Yes | Behind the Meter | Suntuity Solar LLC | PSE&G | Accepted | 2019-10-10 | 2019-10-14 | 2020-10-14 | Yingli Green Energy | YL315D-30b | Solar Panels |  | 0.315 | 3 | 78 | 28 |  | Fixed | Roof
Solar Registration Program | NJSRRE1542523641 | Hamilton | 8690 | 12 | 6.93 | Residential | Yes | Behind the Meter | Suntuity Solar LLC | PSE&G | Accepted | 2019-10-10 | 2019-10-14 | 2020-10-14 | Yingli Green Energy | YL315D-30b | Solar Panels |  | 0.315 | 19 | 258 | 28 |  | Fixed | Roof
Solar Registration Program | NJSRRE1542523641 | Hamilton | 8690 | 12 | 6.93 | Residential | Yes | Behind the Meter | Suntuity Solar LLC | PSE&G | Accepted | 2019-10-10 | 2019-10-14 | 2020-10-14 | Enphase Energy | IQ7-60-2-US | Inverters | 240 |  | 22 |  |  | 0.97 |  | Outdoor | Behind the PV Modules
Solar Registration Program | NJSRRE1542527950 | HAMILTON | 8620 | 12 | 6.93 | Residential | Yes | Behind the Meter | Vivint Solar Developer, LLC | PSE&G | Accepted | 2019-10-11 | 2019-10-15 | 2020-10-15 | Hanwha | Q.PEAK BLK-G5 315w | Solar Panels |  | 0.315 | 17 | 244 | 42 |  | Fixed | Roof
Solar Registration Program | NJSRRE1542527950 | HAMILTON | 8620 | 12 | 6.93 | Residential | Yes | Behind the Meter | Vivint Solar Developer, LLC | PSE&G | Accepted | 2019-10-11 | 2019-10-15 | 2020-10-15 | Hanwha | Q.PEAK BLK-G5 315w | Solar Panels |  | 0.315 | 5 | 154 | 9 |  | Fixed | Roof
Solar Registration Program | NJSRRE1542527950 | HAMILTON | 8620 | 12 | 6.93 | Residential | Yes | Behind the Meter | Vivint Solar Developer, LLC | PSE&G | Accepted | 2019-10-11 | 2019-10-15 | 2020-10-15 | Solar Edge | SE7600H-US000BNC4 | Inverters | 7600 |  | 1 |  |  | 0.992 |  | Outdoor | Near the Utility Meter
Solar Registration Program | NJSRRE1542528430 | Atlantic City | 8401 | 19 | 6.93 | Residential | Yes | Behind the Meter | Castle Energy, LLC | AC Electric | Accepted | 2019-10-11 | 2019-10-15 | 2020-10-15 | Hanwha Q-Cells | Q.Peak DUO-G5 315 | Solar Panels |  | 0.315 | 22 | 152 | 25 |  | Fixed | Roof
Solar Registration Program | NJSRRE1542528430 | Atlantic City | 8401 | 19 | 6.93 | Residential | Yes | Behind the Meter | Castle Energy, LLC | AC Electric | Accepted | 2019-10-11 | 2019-10-15 | 2020-10-15 | Enphase Energy | IQ7-60-2-US | Inverters | 240 |  | 22 |  |  | 0.967 |  | Outside | on the rooftop under each solar panel
Solar Registration Program | NJSRRE1542541612 | Passaic | 7055 | 6 | 6.93 | Residential | No | Behind the Meter | Trinity Solar | PSE&G | Accepted | 2019-10-14 | 2019-10-16 | 2020-10-16 | Hanwha 315 | Q.PEAK DUO BLK-G5 315 | Solar Panels |  | 0.315 | 12 | 126 | 23 |  | Fixed | Roof
Solar Registration Program | NJSRRE1542541612 | Passaic | 7055 | 6 | 6.93 | Residential | No | Behind the Meter | Trinity Solar | PSE&G | Accepted | 2019-10-14 | 2019-10-16 | 2020-10-16 | Hanwha 315 | Q.PEAK DUO BLK-G5 315 | Solar Panels |  | 0.315 | 10 | 306 | 23 |  | Fixed | Roof
Solar Registration Program | NJSRRE1542541612 | Passaic | 7055 | 6 | 6.93 | Residential | No | Behind the Meter | Trinity Solar | PSE&G | Accepted | 2019-10-14 | 2019-10-16 | 2020-10-16 | Solar Edge | SE6000H-US | Inverters | 6000 |  | 1 |  |  | 0.97 |  | Outside | side of home
Solar Registration Program | NJSRRE1542544384 | Dunellen | 8812 | 11 | 6.93 | Residential | No | Behind the Meter | Vivint Solar Developer, LLC | PSE&G | Accepted | 2019-10-15 | 2019-10-17 | 2020-10-17 | Hanwha | Q.PEAK BLK-G5 315 | Solar Panels |  | 0.315 | 3 | 154 | 27 |  | Fixed | Roof
Solar Registration Program | NJSRRE1542544384 | Dunellen | 8812 | 11 | 6.93 | Residential | No | Behind the Meter | Vivint Solar Developer, LLC | PSE&G | Accepted | 2019-10-15 | 2019-10-17 | 2020-10-17 | Hanwha | Q.PEAK BLK-G5 315 | Solar Panels |  | 0.315 | 11 | 154 | 34 |  | Fixed | Roof
Solar Registration Program | NJSRRE1542544384 | Dunellen | 8812 | 11 | 6.93 | Residential | No | Behind the Meter | Vivint Solar Developer, LLC | PSE&G | Accepted | 2019-10-15 | 2019-10-17 | 2020-10-17 | Hanwha | Q.PEAK BLK-G5 315 | Solar Panels |  | 0.315 | 8 | 334 | 34 |  | Fixed | Roof
Solar Registration Program | NJSRRE1542544384 | Dunellen | 8812 | 11 | 6.93 | Residential | No | Behind the Meter | Vivint Solar Developer, LLC | PSE&G | Accepted | 2019-10-15 | 2019-10-17 | 2020-10-17 | Solar Edge | SE7600H-US000BNC4 | Inverters | 7600 |  | 1 |  |  | 0.992 |  | Outdoor | Near the Utility Meter
Solar Registration Program | NJSRRE1542547471 | Clifton | 7011 | 6 | 6.93 | Residential | Yes | Behind the Meter | Trinity Solar | PSE&G | Accepted | 2019-10-16 | 2019-10-18 | 2020-10-18 | Hanwha 315 | Q.PEAK DUO BLK-G5 315 | Solar Panels |  | 0.315 | 22 | 167 | 18 |  | Fixed | Roof
Solar Registration Program | NJSRRE1542547471 | Clifton | 7011 | 6 | 6.93 | Residential | Yes | Behind the Meter | Trinity Solar | PSE&G | Accepted | 2019-10-16 | 2019-10-18 | 2020-10-18 | Solar Edge | SE6000H-US | Inverters | 6000 |  | 1 |  |  | 0.97 |  | Outside | Side of home
Solar Registration Program | NJSRRE1542553310 | PISCATAWAY | 8854 | 11 | 6.93 | Residential | Yes | Behind the Meter | Vivint Solar Developer, LLC | PSE&G | Accepted | 2019-10-17 | 2019-10-21 | 2020-10-21 | HANWHA SOLAR | Q.PEAK BLK-G5 315 | Solar Panels |  | 0.315 | 22 | 145 | 23 |  | Fixed | Roof
Solar Registration Program | NJSRRE1542553310 | PISCATAWAY | 8854 | 11 | 6.93 | Residential | Yes | Behind the Meter | Vivint Solar Developer, LLC | PSE&G | Accepted | 2019-10-17 | 2019-10-21 | 2020-10-21 | solar edge | SE7600H-US | Inverters | 7600 |  | 1 |  |  | 0.992 |  | Outdoor | near the utility meter
Solar Registration Program | NJSRRE1542553318 | Millville | 8332 | 20 | 6.93 | Residential | Yes | Behind the Meter | Trinity Solar | AC Electric | Accepted | 2019-10-17 | 2019-10-21 | 2020-10-21 | Hanwha | Q.PEAK DUO BLK-G5 315 | Solar Panels |  | 0.315 | 22 | 120 | 18 |  | Fixed | Roof
Solar Registration Program | NJSRRE1542553318 | Millville | 8332 | 20 | 6.93 | Residential | Yes | Behind the Meter | Trinity Solar | AC Electric | Accepted | 2019-10-17 | 2019-10-21 | 2020-10-21 | Solar Edge | SE6000 | Inverters | 6000 |  | 1 |  |  | 0.97 |  | Outside | side of home
Solar Registration Program | NJSRRE1542553683 | East Orange | 7017 | 9 | 6.93 | Residential | No | Behind the Meter | Trinity Solar | PSE&G | Accepted | 2019-10-17 | 2019-10-21 | 2020-10-21 | HANWHA | Q.PEAK DUO BLK-G5 315 | Solar Panels |  | 0.315 | 10 | 214 | 47 |  | Fixed | Roof
Solar Registration Program | NJSRRE1542553683 | East Orange | 7017 | 9 | 6.93 | Residential | No | Behind the Meter | Trinity Solar | PSE&G | Accepted | 2019-10-17 | 2019-10-21 | 2020-10-21 | HANWHA | Q.PEAK DUO BLK-G5 315 | Solar Panels |  | 0.315 | 7 | 124 | 11 |  | Fixed | Roof
Solar Registration Program | NJSRRE1542553683 | East Orange | 7017 | 9 | 6.93 | Residential | No | Behind the Meter | Trinity Solar | PSE&G | Accepted | 2019-10-17 | 2019-10-21 | 2020-10-21 | HANWHA | Q.PEAK DUO BLK-G5 315 | Solar Panels |  | 0.315 | 3 | 214 | 9 |  | Fixed | Roof
Solar Registration Program | NJSRRE1542553683 | East Orange | 7017 | 9 | 6.93 | Residential | No | Behind the Meter | Trinity Solar | PSE&G | Accepted | 2019-10-17 | 2019-10-21 | 2020-10-21 | HANWHA | Q.PEAK DUO BLK-G5 315 | Solar Panels |  | 0.315 | 2 | 214 | 30 |  | Fixed | Roof
Solar Registration Program | NJSRRE1542553683 | East Orange | 7017 | 9 | 6.93 | Residential | No | Behind the Meter | Trinity Solar | PSE&G | Accepted | 2019-10-17 | 2019-10-21 | 2020-10-21 | Solar Edge | SE6000H-US000BNC4 | Inverters | 6000 |  | 1 |  |  | 0.97 |  | Outdoor | side of home
Solar Registration Program | NJSRRE1542553697 | MILLVILLE | 8332 | 20 | 6.93 | Residential | Yes | Behind the Meter | Vivint Solar Developer, LLC | AC Electric | Accepted | 2019-10-17 | 2019-10-21 | 2020-10-21 | Hanwha | Q.PEAK BLK-G5 315 | Solar Panels |  | 0.315 | 16 | 245 | 22 |  | Fixed | Roof
Solar Registration Program | NJSRRE1542553697 | MILLVILLE | 8332 | 20 | 6.93 | Residential | Yes | Behind the Meter | Vivint Solar Developer, LLC | AC Electric | Accepted | 2019-10-17 | 2019-10-21 | 2020-10-21 | Hanwha | Q.PEAK BLK-G5 315 | Solar Panels |  | 0.315 | 6 | 155 | 22 |  | Fixed | Roof
Solar Registration Program | NJSRRE1542553697 | MILLVILLE | 8332 | 20 | 6.93 | Residential | Yes | Behind the Meter | Vivint Solar Developer, LLC | AC Electric | Accepted | 2019-10-17 | 2019-10-21 | 2020-10-21 | Solar Edge | SE7600H-US000BNC4 | Inverters | 7600 |  | 1 |  |  | 0.992 |  | Outdoor | Near the Utility Meter
Solar Registration Program | NJSRRE1542554044 | HAMMONTON | 8037 | 19 | 6.93 | Residential | Yes | Behind the Meter | Vivint Solar Developer, LLC | AC Electric | Accepted | 2019-10-17 | 2019-10-21 | 2020-10-21 | HANWHA SOLAR | Q.PEAK BLK-G5 315 | Solar Panels |  | 0.315 | 13 | 223 | 12 |  | Fixed | Roof
Solar Registration Program | NJSRRE1542554044 | HAMMONTON | 8037 | 19 | 6.93 | Residential | Yes | Behind the Meter | Vivint Solar Developer, LLC | AC Electric | Accepted | 2019-10-17 | 2019-10-21 | 2020-10-21 | HANWHA SOLAR | Q.PEAK BLK-G5 315 | Solar Panels |  | 0.315 | 9 | 43 | 12 |  | Fixed | Roof
Solar Registration Program | NJSRRE1542554044 | HAMMONTON | 8037 | 19 | 6.93 | Residential | Yes | Behind the Meter | Vivint Solar Developer, LLC | AC Electric | Accepted | 2019-10-17 | 2019-10-21 | 2020-10-21 | SOLAREDGE | SE7600H-US000BNC4 | Inverters | 7600 |  | 1 |  |  | 0.992 |  | Outdoor | Near The Utility Meter
Solar Registration Program | NJSRRE1542558552 | Bayville | 8721 | 18 | 6.93 | Residential | Yes | Behind the Meter | Trinity Solar | JCP&L | Accepted | 2019-10-18 | 2019-10-22 | 2020-10-22 | HANWHA | Q.PEAK DUO BLK-G5 315 | Solar Panels |  | 0.315 | 22 | 83 | 16 |  | Fixed | Roof
Solar Registration Program | NJSRRE1542558552 | Bayville | 8721 | 18 | 6.93 | Residential | Yes | Behind the Meter | Trinity Solar | JCP&L | Accepted | 2019-10-18 | 2019-10-22 | 2020-10-22 | Solar Edge | SE6000H-US000BNC4 | Inverters | 6000 |  | 1 |  |  | 0.97 |  | Outdoor | side of home
Solar Registration Program | NJSRRE1542576027 | PLAINFIELD | 7060 | 10 | 6.93 | Residential | Yes | Behind the Meter | Vivint Solar Developer, LLC | PSE&G | Accepted | 2019-10-22 | 2019-10-24 | 2020-10-24 | Hanwha | Q.PEAK BLK-G5 315 | Solar Panels |  | 0.315 | 8 | 342 | 33 |  | Fixed | Roof
Solar Registration Program | NJSRRE1542576027 | PLAINFIELD | 7060 | 10 | 6.93 | Residential | Yes | Behind the Meter | Vivint Solar Developer, LLC | PSE&G | Accepted | 2019-10-22 | 2019-10-24 | 2020-10-24 | Hanwha | Q.PEAK BLK-G5 315 | Solar Panels |  | 0.315 | 14 | 162 | 33 |  | Fixed | Roof
Solar Registration Program | NJSRRE1542576027 | PLAINFIELD | 7060 | 10 | 6.93 | Residential | Yes | Behind the Meter | Vivint Solar Developer, LLC | PSE&G | Accepted | 2019-10-22 | 2019-10-24 | 2020-10-24 | Solar Edge | SE7600H-US | Inverters | 7600 |  | 1 |  |  | 0.992 |  | Outdoor | Near the Utility Meter
Solar Registration Program | NJSRRE1542576076 | HADDON | 8108 | 14 | 6.93 | Residential | Yes | Behind the Meter | Vivint Solar Developer, LLC | PSE&G | Accepted | 2019-10-22 | 2019-10-24 | 2020-10-24 | Hanwha Solar | Q.PEAK BLK-G5 315 | Solar Panels |  | 0.315 | 14 | 200 | 37 |  | Fixed | Roof
Solar Registration Program | NJSRRE1542576076 | HADDON | 8108 | 14 | 6.93 | Residential | Yes | Behind the Meter | Vivint Solar Developer, LLC | PSE&G | Accepted | 2019-10-22 | 2019-10-24 | 2020-10-24 | Hanwha Solar | Q.PEAK BLK G5 315 | Solar Panels |  | 0.315 | 8 | 200 | 19 |  | Fixed | Roof
Solar Registration Program | NJSRRE1542576076 | HADDON | 8108 | 14 | 6.93 | Residential | Yes | Behind the Meter | Vivint Solar Developer, LLC | PSE&G | Accepted | 2019-10-22 | 2019-10-24 | 2020-10-24 | Solar edge | SE7600H-US | Inverters | 7600 |  | 1 |  |  | 0.992 |  | Outdoor | near the utility meter
Solar Registration Program | NJSRRE1542576369 | RIDGEFIELD | 7657 | 7 | 6.93 | Residential | Yes | Behind the Meter | Vivint Solar Developer, LLC | PSE&G | Accepted | 2019-10-24 | 2019-10-24 | 2020-10-24 | Hanwha Solar | Q.PEAK BLK-G5 315 | Solar Panels |  | 0.315 | 22 | 127 | 18 |  | Fixed | Roof
Solar Registration Program | NJSRRE1542576369 | RIDGEFIELD | 7657 | 7 | 6.93 | Residential | Yes | Behind the Meter | Vivint Solar Developer, LLC | PSE&G | Accepted | 2019-10-24 | 2019-10-24 | 2020-10-24 | Solar Edge | SE7600H-US | Inverters | 7600 |  | 1 |  |  | 0.992 |  | Outdoor | Near the Utility Meter
Solar Registration Program | NJSRRE1542579761 | Teaneck | 7666 | 7 | 6.93 | Residential | Yes | Behind the Meter | Trinity Solar | PSE&G | Accepted | 2019-10-23 | 2019-10-25 | 2020-10-25 | Hanwha | Q.PEAK DUO BLK-G5 315 | Solar Panels |  | 0.315 | 22 | 188 | 23 |  | Fixed | Roof
Solar Registration Program | NJSRRE1542579761 | Teaneck | 7666 | 7 | 6.93 | Residential | Yes | Behind the Meter | Trinity Solar | PSE&G | Accepted | 2019-10-23 | 2019-10-25 | 2020-10-25 | Solar Edge | SE6000 | Inverters | 6000 |  | 1 |  |  | 0.97 |  | Outside | side of home
Solar Registration Program | NJSRRE1542581728 | Plainfield | 7062 | 10 | 6.93 | Residential | No | Behind the Meter | Trinity Solar | PSE&G | Accepted | 2019-10-24 | 2019-10-28 | 2020-10-28 | Hanwha 315 | Q.PEAK DUO BLK-G5 315 | Solar Panels |  | 0.315 | 5 | 127 | 30 |  | Fixed | Roof | garage
Solar Registration Program | NJSRRE1542581728 | Plainfield | 7062 | 10 | 6.93 | Residential | No | Behind the Meter | Trinity Solar | PSE&G | Accepted | 2019-10-24 | 2019-10-28 | 2020-10-28 | Hanwha 315 | Q.PEAK DUO BLK-G5 315 | Solar Panels |  | 0.315 | 8 | 217 | 18 |  | Fixed | Roof
Solar Registration Program | NJSRRE1542581728 | Plainfield | 7062 | 10 | 6.93 | Residential | No | Behind the Meter | Trinity Solar | PSE&G | Accepted | 2019-10-24 | 2019-10-28 | 2020-10-28 | Hanwha 315 | Q.PEAK DUO BLK-G5 315 | Solar Panels |  | 0.315 | 9 | 217 | 37 |  | Fixed | Roof
Solar Registration Program | NJSRRE1542581728 | Plainfield | 7062 | 10 | 6.93 | Residential | No | Behind the Meter | Trinity Solar | PSE&G | Accepted | 2019-10-24 | 2019-10-28 | 2020-10-28 | Solar Edge | SE6000H-US | Inverters | 6000 |  | 1 |  |  | 0.97 |  | Outside | side of home
Solar Registration Program | NJSRRE1542679434 | Ocean Township | 7712 | 17 | 6.93 | Residential | No | Behind the Meter | Suntuity Solar LLC | JCP&L | Accepted | 2019-10-26 | 2019-10-29 | 2020-10-29 | Yingli Green Energy | YL315D-30b | Solar Panels |  | 0.315 | 12 | 104 | 21 |  | Fixed | Roof
Solar Registration Program | NJSRRE1542679434 | Ocean Township | 7712 | 17 | 6.93 | Residential | No | Behind the Meter | Suntuity Solar LLC | JCP&L | Accepted | 2019-10-26 | 2019-10-29 | 2020-10-29 | Yingli Green Energy | YL315D-30b | Solar Panels |  | 0.315 | 8 | 104 | 21 |  | Fixed | Roof
Solar Registration Program | NJSRRE1542679434 | Ocean Township | 7712 | 17 | 6.93 | Residential | No | Behind the Meter | Suntuity Solar LLC | JCP&L | Accepted | 2019-10-26 | 2019-10-29 | 2020-10-29 | Yingli Green Energy | YL315D-30b | Solar Panels |  | 0.315 | 2 | 284 | 21 |  | Fixed | Roof
Solar Registration Program | NJSRRE1542679434 | Ocean Township | 7712 | 17 | 6.93 | Residential | No | Behind the Meter | Suntuity Solar LLC | JCP&L | Accepted | 2019-10-26 | 2019-10-29 | 2020-10-29 | Enphase Energy | IQ7-60-2-US | Inverters | 240 |  | 22 |  |  | 0.97 |  | Outdoor | Behind the PV Modules
Solar Registration Program | NJSRRE1542684176 | Jersey City | 7305 | 8 | 6.93 | Residential | Yes | Behind the Meter | Pro Custom Solar dba Momentum Solar | PSE&G | Accepted | 2019-10-28 | 2019-10-30 | 2020-10-30 | Hanwha | Q.Peak DUO BLK-G5 315 | Solar Panels |  | 0.315 | 14 | 148 | 25 |  | Fixed | Roof
Solar Registration Program | NJSRRE1542684176 | Jersey City | 7305 | 8 | 6.93 | Residential | Yes | Behind the Meter | Pro Custom Solar dba Momentum Solar | PSE&G | Accepted | 2019-10-28 | 2019-10-30 | 2020-10-30 | Hanwha | Q.Peak DUO BLK-G5 315 | Solar Panels |  | 0.315 | 5 | 238 | 26 |  | Fixed | Roof
Solar Registration Program | NJSRRE1542684176 | Jersey City | 7305 | 8 | 6.93 | Residential | Yes | Behind the Meter | Pro Custom Solar dba Momentum Solar | PSE&G | Accepted | 2019-10-28 | 2019-10-30 | 2020-10-30 | Hanwha | Q.Peak DUO BLK-G5 315 | Solar Panels |  | 0.315 | 3 | 328 | 24 |  | Fixed | Roof
Solar Registration Program | NJSRRE1542684176 | Jersey City | 7305 | 8 | 6.93 | Residential | Yes | Behind the Meter | Pro Custom Solar dba Momentum Solar | PSE&G | Accepted | 2019-10-28 | 2019-10-30 | 2020-10-30 | Enphase Energy | IQ6-60-2-US | Inverters | 240 |  | 22 |  |  | 0.97 |  | Outdoor | Roof
Solar Registration Program | NJSRRE1542684230 | Williamstown | 8094 | 15 | 6.93 | Residential | No | Behind the Meter | Vivint Solar Developer, LLC | AC Electric | Accepted | 2019-10-28 | 2019-10-30 | 2020-10-30 | Hanwha Solar | Q.PEAK BLK-G5 315 | Solar Panels |  | 0.315 | 22 | 205 | 32 |  | Fixed | Roof
Solar Registration Program | NJSRRE1542684230 | Williamstown | 8094 | 15 | 6.93 | Residential | No | Behind the Meter | Vivint Solar Developer, LLC | AC Electric | Accepted | 2019-10-28 | 2019-10-30 | 2020-10-30 | Solar Edge | SE7600H-US000BNC4 | Inverters | 7600 |  | 1 |  |  | 0.992 |  | Outdoor | Near the utility meter
Solar Registration Program | NJSRRE1542687320 | Mount Holly | 8060 | 13 | 6.93 | Residential | No | Behind the Meter | Green Power energy | PSE&G | Accepted | 2019-10-29 | 2019-10-31 | 2020-10-31 | Hanwha | Q.PEAK DUO BLK-G5 315 | Solar Panels |  | 0.315 | 22 | 105 | 30 |  | Fixed | Roof
Solar Registration Program | NJSRRE1542687320 | Mount Holly | 8060 | 13 | 6.93 | Residential | No | Behind the Meter | Green Power energy | PSE&G | Accepted | 2019-10-29 | 2019-10-31 | 2020-10-31 | SolarEdge | SE6000H-US | Inverters | 6000 |  | 1 |  |  | 0.97 |  | Outside | Next to meter
Solar Registration Program | NJSRRE1542790682 | Morganville | 7751 | 17 | 6.93 | Residential | No | Behind the Meter | Ecological Systems LLC | JCP&L | Accepted | 2019-10-30 | 2019-11-01 | 2020-11-01 | Blue Sun | BSM330M-60 | Solar Panels |  | 0.33 | 21 | 180 | 20 |  | Fixed | Roof
Solar Registration Program | NJSRRE1542790682 | Morganville | 7751 | 17 | 6.93 | Residential | No | Behind the Meter | Ecological Systems LLC | JCP&L | Accepted | 2019-10-30 | 2019-11-01 | 2020-11-01 | SMA | 6.0-US | Inverters | 6000 |  | 1 |  |  | 0.97 |  | Outside | at meter
Solar Registration Program | NJSRRE1542790682 | Morganville | 7751 | 17 | 6.93 | Residential | No | Behind the Meter | Ecological Systems LLC | JCP&L | Accepted | 2019-10-30 | 2019-11-01 | 2020-11-01 | Solar Log | CL200 | Meters |  |  | 1 |  |  |  | Yes | Outdoor
Solar Registration Program | NJSRRE1542790721 | Vorhees TWP | 8043 | 14 | 6.93 | Residential | No | Behind the Meter | Vision Solar LLC | PSE&G | Accepted | 2019-10-30 | 2019-11-01 | 2020-11-01 | HANWHA Q CELLS | QPEAK DUO-G5 315 | Solar Panels |  | 0.315 | 18 | 234 | 18 |  | Fixed | Roof
Solar Registration Program | NJSRRE1542790721 | Vorhees TWP | 8043 | 14 | 6.93 | Residential | No | Behind the Meter | Vision Solar LLC | PSE&G | Accepted | 2019-10-30 | 2019-11-01 | 2020-11-01 | HANWHA QCELLS | QPEAK DUO-G5 315 | Solar Panels |  | 0.315 | 4 | 234 | 18 |  | Fixed | Roof
Solar Registration Program | NJSRRE1542790721 | Vorhees TWP | 8043 | 14 | 6.93 | Residential | No | Behind the Meter | Vision Solar LLC | PSE&G | Accepted | 2019-10-30 | 2019-11-01 | 2020-11-01 | ENPHASE | IQ7-60-2-US | Inverters | 0.25 |  | 22 |  |  | 0.96 |  | Other | BEHIND PANELS
Solar Registration Program | NJSRRE1542850501 | Hawthorne | 7506 | 6 | 6.93 | Residential | No | Behind the Meter | Green Power Energy | PSE&G | Accepted | 2019-10-31 | 2019-11-04 | 2020-11-04 | Panasonic | VBHN330SA17 | Solar Panels |  | 0.33 | 12 | 264 | 14 |  | Fixed | Roof
Solar Registration Program | NJSRRE1542850501 | Hawthorne | 7506 | 6 | 6.93 | Residential | No | Behind the Meter | Green Power Energy | PSE&G | Accepted | 2019-10-31 | 2019-11-04 | 2020-11-04 | Panasonic | VBHN330SA17 | Solar Panels |  | 0.33 | 9 | 83 | 23 |  | Fixed | Roof
Solar Registration Program | NJSRRE1542850501 | Hawthorne | 7506 | 6 | 6.93 | Residential | No | Behind the Meter | Green Power Energy | PSE&G | Accepted | 2019-10-31 | 2019-11-04 | 2020-11-04 | SolarEdge | SE7600H-US | Inverters | 7600 |  | 1 |  |  | 0.97 |  | Outside | Next to meter
Solar Registration Program | NJSRRE1542907809 | Merchantville | 8109 | 14 | 6.93 | Residential | Yes | Behind the Meter | Vivint Solar Developer, LLC | PSE&G | Accepted | 2019-11-04 | 2019-11-06 | 2020-11-06 | Hanwha | Q.PEAK BLK-G5 315 | Solar Panels |  | 0.315 | 22 | 266 | 22 |  | Fixed | Roof
Solar Registration Program | NJSRRE1542907809 | Merchantville | 8109 | 14 | 6.93 | Residential | Yes | Behind the Meter | Vivint Solar Developer, LLC | PSE&G | Accepted | 2019-11-04 | 2019-11-06 | 2020-11-06 | Solar Edge | SE7600H-US000BNC4 | Inverters | 7600 |  | 1 |  |  | 0.992 |  | Outdoor | Near the utility meter
Solar Registration Program | NJSRRE1543041022 | Dumont | 7628 | 7 | 6.93 | Residential | Yes | Behind the Meter | Trinity Solar | PSE&G | Accepted | 2019-11-06 | 2019-11-08 | 2020-11-08 | Hanwha 315 | Q.PEAK DUO BLK-G5 315 | Solar Panels |  | 0.315 | 13 | 267 | 34 |  | Fixed | Roof
Solar Registration Program | NJSRRE1543041022 | Dumont | 7628 | 7 | 6.93 | Residential | Yes | Behind the Meter | Trinity Solar | PSE&G | Accepted | 2019-11-06 | 2019-11-08 | 2020-11-08 | Hanwha 315 | Q.PEAK DUO BLK-G5 315 | Solar Panels |  | 0.315 | 5 | 177 | 34 |  | Fixed | Roof
Solar Registration Program | NJSRRE1543041022 | Dumont | 7628 | 7 | 6.93 | Residential | Yes | Behind the Meter | Trinity Solar | PSE&G | Accepted | 2019-11-06 | 2019-11-08 | 2020-11-08 | Hanwha 315 | Q.PEAK DUO BLK-G5 315 | Solar Panels |  | 0.315 | 4 | 267 | 9 |  | Fixed | Roof
Solar Registration Program | NJSRRE1543041022 | Dumont | 7628 | 7 | 6.93 | Residential | Yes | Behind the Meter | Trinity Solar | PSE&G | Accepted | 2019-11-06 | 2019-11-08 | 2020-11-08 | Solar Edge | SE6000 | Inverters | 6000 |  | 1 |  |  | 0.97 |  | Outside | side of home
Solar Registration Program | NJSRRE1543042495 | PENNSAUKEN | 8110 | 14 | 6.93 | Residential | Yes | Behind the Meter | Vivint Solar Developer, LLC | PSE&G | Accepted | 2019-11-06 | 2019-11-11 | 2020-11-11 | Hanwha | Q.PEAK BLK-G5 315 | Solar Panels |  | 0.315 | 10 | 327 | 22 |  | Fixed | Roof
Solar Registration Program | NJSRRE1543042495 | PENNSAUKEN | 8110 | 14 | 6.93 | Residential | Yes | Behind the Meter | Vivint Solar Developer, LLC | PSE&G | Accepted | 2019-11-06 | 2019-11-11 | 2020-11-11 | Hanwha | Q.PEAK BLK-G5 315 | Solar Panels |  | 0.315 | 12 | 147 | 22 |  | Fixed | Roof
Solar Registration Program | NJSRRE1543042495 | PENNSAUKEN | 8110 | 14 | 6.93 | Residential | Yes | Behind the Meter | Vivint Solar Developer, LLC | PSE&G | Accepted | 2019-11-06 | 2019-11-11 | 2020-11-11 | Solar Edge | SE7600H-US000BNC4 | Inverters | 7600 |  | 1 |  |  | 0.992 |  | Outdoor | Near the utility meter
Solar Registration Program | NJSRRE1543046196 | Teaneck | 7666 | 7 | 6.93 | Residential | Yes | Behind the Meter | Trinity Solar | PSE&G | Accepted | 2019-11-07 | 2019-11-11 | 2020-11-11 | Hanwha | Q.PEAK DUO BLK-G5 315 | Solar Panels |  | 0.315 | 22 | 201 | 34 |  | Fixed | Roof
Solar Registration Program | NJSRRE1543046196 | Teaneck | 7666 | 7 | 6.93 | Residential | Yes | Behind the Meter | Trinity Solar | PSE&G | Accepted | 2019-11-07 | 2019-11-11 | 2020-11-11 | Solar Edge | SE6000 | Inverters | 6000 |  | 1 |  |  | 0.97 |  | Outside | side of home
Solar Registration Program | NJSRRE1543058027 | Sicklerville | 8081 | 14 | 6.93 | Residential | Yes | Behind the Meter | Trinity Solar | AC Electric | Accepted | 2019-11-08 | 2019-11-12 | 2020-11-12 | HANWHA | Q.PEAK DUO BLK-G5 315 | Solar Panels |  | 0.315 | 22 | 165 | 30 |  | Fixed | Roof
Solar Registration Program | NJSRRE1543058027 | Sicklerville | 8081 | 14 | 6.93 | Residential | Yes | Behind the Meter | Trinity Solar | AC Electric | Accepted | 2019-11-08 | 2019-11-12 | 2020-11-12 | Solar Edge | SE6000H-US000BNC4 | Inverters | 6000 |  | 1 |  |  | 0.97 |  | Outdoor | side of home
Solar Registration Program | NJSRRE1543060879 | Lyndhurst | 7071 | 7 | 6.93 | Residential | Yes | Behind the Meter | Pro Custom Solar dba Momentum Solar | PSE&G | Accepted | 2019-11-08 | 2019-11-13 | 2020-11-13 | Hanwha | Q.Peak DUO BLK-G5 315 | Solar Panels |  | 0.315 | 4 | 125 | 45 |  | Fixed | Roof
Solar Registration Program | NJSRRE1543060879 | Lyndhurst | 7071 | 7 | 6.93 | Residential | Yes | Behind the Meter | Pro Custom Solar dba Momentum Solar | PSE&G | Accepted | 2019-11-08 | 2019-11-13 | 2020-11-13 | Hanwha | Q.Peak DUO BLK-G5 315 | Solar Panels |  | 0.315 | 5 | 125 | 12 |  | Fixed | Roof
Solar Registration Program | NJSRRE1543060879 | Lyndhurst | 7071 | 7 | 6.93 | Residential | Yes | Behind the Meter | Pro Custom Solar dba Momentum Solar | PSE&G | Accepted | 2019-11-08 | 2019-11-13 | 2020-11-13 | Hanwha | Q.Peak DUO BLK-G5 315 | Solar Panels |  | 0.315 | 3 | 125 | 15 |  | Fixed | Roof
Solar Registration Program | NJSRRE1543060879 | Lyndhurst | 7071 | 7 | 6.93 | Residential | Yes | Behind the Meter | Pro Custom Solar dba Momentum Solar | PSE&G | Accepted | 2019-11-08 | 2019-11-13 | 2020-11-13 | Hanwha | Q.Peak DUO BLK-G5 315 | Solar Panels |  | 0.315 | 4 | 305 | 18 |  | Fixed | Roof
Solar Registration Program | NJSRRE1543060879 | Lyndhurst | 7071 | 7 | 6.93 | Residential | Yes | Behind the Meter | Pro Custom Solar dba Momentum Solar | PSE&G | Accepted | 2019-11-08 | 2019-11-13 | 2020-11-13 | Hanwha | Q.Peak DUO BLK-G5 315 | Solar Panels |  | 0.315 | 6 | 305 | 45 |  | Fixed | Roof
Solar Registration Program | NJSRRE1543060879 | Lyndhurst | 7071 | 7 | 6.93 | Residential | Yes | Behind the Meter | Pro Custom Solar dba Momentum Solar | PSE&G | Accepted | 2019-11-08 | 2019-11-13 | 2020-11-13 | Enphase Energy | IQ6-60-2-US | Inverters | 240 |  | 22 |  |  | 0.97 |  | Outdoor | Roof
Solar Registration Program | NJSRRE1543063616 | Barnegat | 8005 | 18 | 6.93 | Residential | Yes | Behind the Meter | Suntuity Solar LLC | AC Electric | Accepted | 2019-11-09 | 2019-11-13 | 2020-11-13 | Yingli Green Energy | YL315D-30b | Solar Panels |  | 0.315 | 16 | 211 | 20 |  | Fixed | Roof
Solar Registration Program | NJSRRE1543063616 | Barnegat | 8005 | 18 | 6.93 | Residential | Yes | Behind the Meter | Suntuity Solar LLC | AC Electric | Accepted | 2019-11-09 | 2019-11-13 | 2020-11-13 | Yingli Green Energy | YL315D-30b | Solar Panels |  | 0.315 | 6 | 120 | 20 |  | Fixed | Roof
Solar Registration Program | NJSRRE1543063616 | Barnegat | 8005 | 18 | 6.93 | Residential | Yes | Behind the Meter | Suntuity Solar LLC | AC Electric | Accepted | 2019-11-09 | 2019-11-13 | 2020-11-13 | Enphase Energy | IQ7-60-2-US | Inverters | 240 |  | 22 |  |  | 0.97 |  | Outdoor | Behind the PV Modules
Solar Registration Program | NJSRRE1543066079 | Elmwood Park | 7407 | 7 | 6.93 | Residential | Yes | Behind the Meter | Vivint Solar Developer, LLC | PSE&G | Accepted | 2019-11-11 | 2019-11-14 | 2020-11-14 | Hanwha Solar | Q.PEAK BLK-G5 315 | Solar Panels |  | 0.315 | 8 | 339 | 40 |  | Fixed | Roof
Solar Registration Program | NJSRRE1543066079 | Elmwood Park | 7407 | 7 | 6.93 | Residential | Yes | Behind the Meter | Vivint Solar Developer, LLC | PSE&G | Accepted | 2019-11-11 | 2019-11-14 | 2020-11-14 | Hanwha Solar | Q.PEAK BLK-G5 315 | Solar Panels |  | 0.315 | 14 | 159 | 40 |  | Fixed | Roof
Solar Registration Program | NJSRRE1543066079 | Elmwood Park | 7407 | 7 | 6.93 | Residential | Yes | Behind the Meter | Vivint Solar Developer, LLC | PSE&G | Accepted | 2019-11-11 | 2019-11-14 | 2020-11-14 | solar edge | SE7600H-US000BNC4 | Inverters | 7600 |  | 1 |  |  | 0.992 |  | Outdoor | near the utility meter
Solar Registration Program | NJSRRE1543067397 | Howell Township | 7731 | 17 | 6.93 | Residential | Yes | Behind the Meter | Trinity Solar | JCP&L | Accepted | 2019-11-12 | 2019-11-14 | 2020-11-14 | Hanwha | Q.PEAK DUO BLK-G5 315 | Solar Panels |  | 0.315 | 7 | 285 | 18 |  | Fixed | Roof
Solar Registration Program | NJSRRE1543067397 | Howell Township | 7731 | 17 | 6.93 | Residential | Yes | Behind the Meter | Trinity Solar | JCP&L | Accepted | 2019-11-12 | 2019-11-14 | 2020-11-14 | Hanwha | Q.PEAK DUO BLK-G5 315 | Solar Panels |  | 0.315 | 9 | 195 | 14 |  | Fixed | Roof
Solar Registration Program | NJSRRE1543067397 | Howell Township | 7731 | 17 | 6.93 | Residential | Yes | Behind the Meter | Trinity Solar | JCP&L | Accepted | 2019-11-12 | 2019-11-14 | 2020-11-14 | Hanwha | Q.PEAK DUO BLK-G5 315 | Solar Panels |  | 0.315 | 6 | 195 | 29 |  | Fixed | Roof
Solar Registration Program | NJSRRE1543067397 | Howell Township | 7731 | 17 | 6.93 | Residential | Yes | Behind the Meter | Trinity Solar | JCP&L | Accepted | 2019-11-12 | 2019-11-14 | 2020-11-14 | Solar Edge | SE6000 | Inverters | 6000 |  | 1 |  |  | 0.97 |  | Outside | side of home
Solar Registration Program | NJSRRE1543254596 | Red Bank | 7701 | 17 | 6.93 | Residential | Yes | Behind the Meter | Trinity Solar | JCP&L | Accepted | 2019-11-14 | 2019-11-19 | 2020-11-19 | Hanwha | Q.PEAK DUO BLK-G5 315 | Solar Panels |  | 0.315 | 22 | 243 | 23 |  | Fixed | Roof
Solar Registration Program | NJSRRE1543254596 | Red Bank | 7701 | 17 | 6.93 | Residential | Yes | Behind the Meter | Trinity Solar | JCP&L | Accepted | 2019-11-14 | 2019-11-19 | 2020-11-19 | Solar Edge | SE6000 | Inverters | 6000 |  | 1 |  |  | 0.97 |  | Outside | side of home
Solar Registration Program | NJSRRE1543399270 | Colonia | 7067 | 10 | 6.93 | Residential | Yes | Behind the Meter | Pro Custom Solar dba Momentum Solar | PSE&G | Accepted | 2019-11-15 | 2019-11-20 | 2020-11-20 | Hanwha | Q.Peak DUO BLK-G5 315 | Solar Panels |  | 0.315 | 12 | 195 | 22 |  | Fixed | Roof
Solar Registration Program | NJSRRE1543399270 | Colonia | 7067 | 10 | 6.93 | Residential | Yes | Behind the Meter | Pro Custom Solar dba Momentum Solar | PSE&G | Accepted | 2019-11-15 | 2019-11-20 | 2020-11-20 | Hanwha | Q.Peak DUO BLK-G5 315 | Solar Panels |  | 0.315 | 10 | 15 | 23 |  | Fixed | Roof
Solar Registration Program | NJSRRE1543399270 | Colonia | 7067 | 10 | 6.93 | Residential | Yes | Behind the Meter | Pro Custom Solar dba Momentum Solar | PSE&G | Accepted | 2019-11-15 | 2019-11-20 | 2020-11-20 | Enphase Energy | IQ6-60-2-US | Inverters | 240 |  | 22 |  |  | 0.97 |  | Outdoor | Roof
Solar Registration Program | NJSRRE1543417187 | Belleville | 7109 | 9 | 6.93 | Residential | No | Behind the Meter | Suntuity Solar LLC | PSE&G | Accepted | 2019-11-18 | 2019-11-20 | 2020-11-20 | Yingli Green Energy | YL315D-30b | Solar Panels |  | 0.315 | 22 | 193 | 1 |  | Fixed | Roof
Solar Registration Program | NJSRRE1543417187 | Belleville | 7109 | 9 | 6.93 | Residential | No | Behind the Meter | Suntuity Solar LLC | PSE&G | Accepted | 2019-11-18 | 2019-11-20 | 2020-11-20 | Enphase Energy | IQ7-60-2-US | Inverters | 240 |  | 22 |  |  | 0.97 |  | Outdoor | Behind the PV Modules
Solar Registration Program | NJSRRE1543421142 | Pine Hill | 8021 | 14 | 6.93 | Residential | Yes | Behind the Meter | Trinity Solar | AC Electric | Accepted | 2019-11-19 | 2019-11-21 | 2020-11-21 | HANWHA | Q.PEAK DUO BLK-G5 315 | Solar Panels |  | 0.315 | 7 | 122 | 40 |  | Fixed | Roof
Solar Registration Program | NJSRRE1543421142 | Pine Hill | 8021 | 14 | 6.93 | Residential | Yes | Behind the Meter | Trinity Solar | AC Electric | Accepted | 2019-11-19 | 2019-11-21 | 2020-11-21 | HANWHA | Q.PEAK DUO BLK-G5 315 | Solar Panels |  | 0.315 | 10 | 122 | 9 |  | Fixed | Roof
Solar Registration Program | NJSRRE1543421142 | Pine Hill | 8021 | 14 | 6.93 | Residential | Yes | Behind the Meter | Trinity Solar | AC Electric | Accepted | 2019-11-19 | 2019-11-21 | 2020-11-21 | HANWHA | Q.PEAK DUO BLK-G5 315 | Solar Panels |  | 0.315 | 5 | 212 | 43 |  | Fixed | Roof
Solar Registration Program | NJSRRE1543421142 | Pine Hill | 8021 | 14 | 6.93 | Residential | Yes | Behind the Meter | Trinity Solar | AC Electric | Accepted | 2019-11-19 | 2019-11-21 | 2020-11-21 | SOLAR EDGE | SE6000H-US | Inverters | 6000 |  | 1 |  |  | 0.97 |  | Outdoor | SIDE OF HOME
Solar Registration Program | NJSRRE1543421160 | West Berlin | 8091 | 14 | 6.93 | Residential | No | Behind the Meter | Trinity Solar | AC Electric | Accepted | 2019-11-19 | 2019-11-21 | 2020-11-21 | Yingli 315 | YL315D-30b | Solar Panels |  | 0.315 | 22 | 163 | 27 |  | Fixed | Roof
Solar Registration Program | NJSRRE1543421160 | West Berlin | 8091 | 14 | 6.93 | Residential | No | Behind the Meter | Trinity Solar | AC Electric | Accepted | 2019-11-19 | 2019-11-21 | 2020-11-21 | Solar Edge | SE6000H-US | Inverters | 6000 |  | 1 |  |  | 0.97 |  | Outside | side of home
Solar Registration Program | NJSRRE1543422111 | Keansburg | 7734 | 17 | 6.93 | Residential | Yes | Behind the Meter | Pro Custom Solar dba Momentum Solar | JCP&L | Accepted | 2019-11-19 | 2019-11-22 | 2020-11-22 | Hanwha | Q.Peak DUO BLK-G5 315 | Solar Panels |  | 0.315 | 4 | 164 | 29 |  | Fixed | Roof
Solar Registration Program | NJSRRE1543422111 | Keansburg | 7734 | 17 | 6.93 | Residential | Yes | Behind the Meter | Pro Custom Solar dba Momentum Solar | JCP&L | Accepted | 2019-11-19 | 2019-11-22 | 2020-11-22 | Hanwha | Q.Peak DUO BLK-G5 315 | Solar Panels |  | 0.315 | 6 | 164 | 6 |  | Fixed | Roof
Solar Registration Program | NJSRRE1543422111 | Keansburg | 7734 | 17 | 6.93 | Residential | Yes | Behind the Meter | Pro Custom Solar dba Momentum Solar | JCP&L | Accepted | 2019-11-19 | 2019-11-22 | 2020-11-22 | Hanwha | Q.Peak DUO BLK-G5 315 | Solar Panels |  | 0.315 | 10 | 252 | 36 |  | Fixed | Roof
Solar Registration Program | NJSRRE1543422111 | Keansburg | 7734 | 17 | 6.93 | Residential | Yes | Behind the Meter | Pro Custom Solar dba Momentum Solar | JCP&L | Accepted | 2019-11-19 | 2019-11-22 | 2020-11-22 | Hanwha | Q.Peak DUO BLK-G5 315 | Solar Panels |  | 0.315 | 2 | 164 | 6 |  | Fixed | Roof
Solar Registration Program | NJSRRE1543422111 | Keansburg | 7734 | 17 | 6.93 | Residential | Yes | Behind the Meter | Pro Custom Solar dba Momentum Solar | JCP&L | Accepted | 2019-11-19 | 2019-11-22 | 2020-11-22 | Enphase Energy | IQ6-60-2-US | Inverters | 240 |  | 22 |  |  | 0.97 |  | Outdoor | Roof
Solar Registration Program | NJSRRE1543422171 | Stewartsville | 8886 | 2 | 6.93 | Residential | Yes | Behind the Meter | Pro Custom Solar dba Momentum Solar | JCP&L | Accepted | 2019-11-19 | 2019-11-22 | 2020-11-22 | Hanwha | Q.Peak DUO BLK-G5 315 | Solar Panels |  | 0.315 | 18 | 227 | 32 |  | Fixed | Roof
Solar Registration Program | NJSRRE1543422171 | Stewartsville | 8886 | 2 | 6.93 | Residential | Yes | Behind the Meter | Pro Custom Solar dba Momentum Solar | JCP&L | Accepted | 2019-11-19 | 2019-11-22 | 2020-11-22 | Hanwha | Q.Peak DUO BLK-G5 315 | Solar Panels |  | 0.315 | 4 | 47 | 32 |  | Fixed | Roof
Solar Registration Program | NJSRRE1543422171 | Stewartsville | 8886 | 2 | 6.93 | Residential | Yes | Behind the Meter | Pro Custom Solar dba Momentum Solar | JCP&L | Accepted | 2019-11-19 | 2019-11-22 | 2020-11-22 | Enphase Energy | IQ6-60-2-US | Inverters | 240 |  | 22 |  |  | 0.97 |  | Outdoor | Roof
Solar Registration Program | NJSRRE1543425766 | Pemberton | 8068 | 13 | 6.93 | Residential | Yes | Behind the Meter | Trinity Solar | JCP&L | Accepted | 2019-11-20 | 2019-11-25 | 2020-11-25 | Hanwha | Q.PEAK DUO BLK-G5 315 | Solar Panels |  | 0.315 | 22 | 227 | 18 |  | Fixed | Roof
Solar Registration Program | NJSRRE1543425766 | Pemberton | 8068 | 13 | 6.93 | Residential | Yes | Behind the Meter | Trinity Solar | JCP&L | Accepted | 2019-11-20 | 2019-11-25 | 2020-11-25 | Solar Edge | SE6000 | Inverters | 6000 |  | 1 |  |  | 0.97 |  | Outside | side of home
Solar Registration Program | NJSRRE1543434362 | Ridgefield Park | 7660 | 7 | 6.93 | Residential | No | Behind the Meter | Trinity Solar | PSE&G | Accepted | 2019-11-21 | 2019-11-26 | 2020-11-26 | HANWHA | Q.PEAK DUO BLK-G5 315 | Solar Panels |  | 0.315 | 22 | 117 | 18 |  | Fixed | Roof
Solar Registration Program | NJSRRE1543434362 | Ridgefield Park | 7660 | 7 | 6.93 | Residential | No | Behind the Meter | Trinity Solar | PSE&G | Accepted | 2019-11-21 | 2019-11-26 | 2020-11-26 | SOLAR EDGE | SE6000H-US | Inverters | 6000 |  | 1 |  |  | 0.97 |  | Outside | SIDE OF HOME
Solar Registration Program | NJSRRE1543438741 | Brunswick | 8816 | 11 | 6.93 | Residential | No | Behind the Meter | Pro Custom Solar dba Momentum Solar | PSE&G | Accepted | 2019-11-23 | 2019-11-27 | 2020-11-27 | Hanwha | Q.Peak DUO BLK-G5 315 | Solar Panels |  | 0.315 | 22 | 190 | 15 |  | Fixed | Roof
Solar Registration Program | NJSRRE1543438741 | Brunswick | 8816 | 11 | 6.93 | Residential | No | Behind the Meter | Pro Custom Solar dba Momentum Solar | PSE&G | Accepted | 2019-11-23 | 2019-11-27 | 2020-11-27 | Enphase Energy | IQ6-60-2-US | Inverters | 240 |  | 22 |  |  | 0.97 |  | Outdoor | Roof
Solar Registration Program | NJSRRE1543446896 | Teaneck | 7666 | 7 | 6.93 | Residential | No | Behind the Meter | Trinity Solar | PSE&G | Accepted | 2019-11-26 | 2019-12-02 | 2020-12-02 | HANWHA | Q.PEAK DUO BLK-G5 315 | Solar Panels |  | 0.315 | 14 | 196 | 23 |  | Fixed | Roof
Solar Registration Program | NJSRRE1543446896 | Teaneck | 7666 | 7 | 6.93 | Residential | No | Behind the Meter | Trinity Solar | PSE&G | Accepted | 2019-11-26 | 2019-12-02 | 2020-12-02 | HANWHA | Q.PEAK DUO BLK-G5 315 | Solar Panels |  | 0.315 | 8 | 196 | 14 |  | Fixed | Roof
Solar Registration Program | NJSRRE1543446896 | Teaneck | 7666 | 7 | 6.93 | Residential | No | Behind the Meter | Trinity Solar | PSE&G | Accepted | 2019-11-26 | 2019-12-02 | 2020-12-02 | SOLAR EDGE | SE6000H-US | Inverters | 6000 |  | 1 |  |  | 0.97 |  | Outside | SIDE OF HOME
Solar Registration Program | NJSRRE1543447225 | Long Branch | 7740 | 17 | 6.93 | Residential | No | Behind the Meter | Trinity Solar | JCP&L | Accepted | 2019-11-26 | 2019-12-02 | 2020-12-02 | Hanwha | Q.PEAK DUO BLK-G5 315 | Solar Panels |  | 0.315 | 19 | 150 | 25 |  | Fixed | Roof
Solar Registration Program | NJSRRE1543447225 | Long Branch | 7740 | 17 | 6.93 | Residential | No | Behind the Meter | Trinity Solar | JCP&L | Accepted | 2019-11-26 | 2019-12-02 | 2020-12-02 | Hanwha | Q.PEAK DUO BLK-G5 315 | Solar Panels |  | 0.315 | 3 | 240 | 25 |  | Fixed | Roof
Solar Registration Program | NJSRRE1543447225 | Long Branch | 7740 | 17 | 6.93 | Residential | No | Behind the Meter | Trinity Solar | JCP&L | Accepted | 2019-11-26 | 2019-12-02 | 2020-12-02 | Solar Edge | SE6000 | Inverters | 6000 |  | 1 |  |  | 0.97 |  | Outside | side of home
Solar Registration Program | NJSRRE1543450818 | Paterson | 7502 | 6 | 6.93 | Residential | No | Behind the Meter | Trinity Solar | PSE&G | Accepted | 2019-11-27 | 2019-12-03 | 2020-12-03 | HANWHA | Q.PEAK DUO BLK-G5 315 | Solar Panels |  | 0.315 | 6 | 231 | 34 |  | Fixed | Roof
Solar Registration Program | NJSRRE1543450818 | Paterson | 7502 | 6 | 6.93 | Residential | No | Behind the Meter | Trinity Solar | PSE&G | Accepted | 2019-11-27 | 2019-12-03 | 2020-12-03 | HANWHA | Q.PEAK DUO BLK-G5 315 | Solar Panels |  | 0.315 | 16 | 322 | 23 |  | Fixed | Roof
Solar Registration Program | NJSRRE1543450818 | Paterson | 7502 | 6 | 6.93 | Residential | No | Behind the Meter | Trinity Solar | PSE&G | Accepted | 2019-11-27 | 2019-12-03 | 2020-12-03 | SOLAR EDGE | SE6000H-US | Inverters | 6000 |  | 1 |  |  | 0.97 |  | Outside | SIDE OF HOME
Solar Registration Program | NJSRRE1543451558 | East Winsdor | 8512 | 11 | 6.93 | Residential | Yes | Behind the Meter | Trinity Solar | JCP&L | Accepted | 2019-11-27 | 2019-12-03 | 2020-12-03 | Hanwha 315 | Q.PEAK DUO BLK-G5 315 | Solar Panels |  | 0.315 | 22 | 164 | 18 |  | Fixed | Roof
Solar Registration Program | NJSRRE1543451558 | East Winsdor | 8512 | 11 | 6.93 | Residential | Yes | Behind the Meter | Trinity Solar | JCP&L | Accepted | 2019-11-27 | 2019-12-03 | 2020-12-03 | Solar Edge | SE6000H-US | Inverters | 6000 |  | 1 |  |  | 0.97 |  | Outside | side of home
Solar Registration Program | NJSRRE1543452913 | Edison | 8820 | 11 | 6.93 | Residential | No | Behind the Meter | Sunrun Installation Services, Inc. | PSE&G | Accepted | 2019-11-27 | 2019-12-05 | 2020-12-05 | LG Electronics | LG330N1C-A5 | Solar Panels |  | 0.33 | 21 | 221 | 28 |  | Fixed | Roof
Solar Registration Program | NJSRRE1543452913 | Edison | 8820 | 11 | 6.93 | Residential | No | Behind the Meter | Sunrun Installation Services, Inc. | PSE&G | Accepted | 2019-11-27 | 2019-12-05 | 2020-12-05 | Enphase Energy | IQ7-60-x-US (240V) | Inverters | 240 |  | 21 |  |  | 0.96 |  | Outdoor | Rooftop
Solar Registration Program | NJSRRE1543463269 | Jamesburg | 8831 | 11 | 6.93 | Residential | Yes | Behind the Meter | Pro Custom Solar dba Momentum Solar | JCP&L | Accepted | 2019-12-02 | 2019-12-04 | 2020-12-04 | Hanwha | Q.Peak DUO BLK-G5 315 | Solar Panels |  | 0.315 | 12 | 199 | 23 |  | Fixed | Roof
Solar Registration Program | NJSRRE1543463269 | Jamesburg | 8831 | 11 | 6.93 | Residential | Yes | Behind the Meter | Pro Custom Solar dba Momentum Solar | JCP&L | Accepted | 2019-12-02 | 2019-12-04 | 2020-12-04 | Hanwha | Q.Peak DUO BLK-G5 315 | Solar Panels |  | 0.315 | 10 | 19 | 23 |  | Fixed | Roof
Solar Registration Program | NJSRRE1543463269 | Jamesburg | 8831 | 11 | 6.93 | Residential | Yes | Behind the Meter | Pro Custom Solar dba Momentum Solar | JCP&L | Accepted | 2019-12-02 | 2019-12-04 | 2020-12-04 | Enphase Energy | IQ6-60-2-US | Inverters | 240 |  | 22 |  |  | 0.97 |  | Outdoor | Roof
Solar Registration Program | NJSRRE1543464332 | Dover | 7801 | 3 | 6.93 | Residential | Yes | Behind the Meter | Vivint Solar Developer, LLC | JCP&L | Accepted | 2019-12-03 | 2019-12-04 | 2020-12-04 | HANWHA SOLAR | Q.PEAK BLK-G5 315 | Solar Panels |  | 0.315 | 22 | 131 | 25 |  | Fixed | Roof
Solar Registration Program | NJSRRE1543464332 | Dover | 7801 | 3 | 6.93 | Residential | Yes | Behind the Meter | Vivint Solar Developer, LLC | JCP&L | Accepted | 2019-12-03 | 2019-12-04 | 2020-12-04 | solar edge | SE7600H-US | Inverters | 7600 |  | 1 |  |  | 0.992 |  | Outdoor | near utility meter
Solar Registration Program | NJSRRE1543464348 | Elizabeth | 7206 | 10 | 6.93 | Residential | Yes | Behind the Meter | Trinity Solar | PSE&G | Accepted | 2019-12-02 | 2019-12-05 | 2020-12-05 | Hanwha 315 | Q.PEAK DUO BLK-G5 315 | Solar Panels |  | 0.315 | 8 | 145 | 34 |  | Fixed | Roof
Solar Registration Program | NJSRRE1543464348 | Elizabeth | 7206 | 10 | 6.93 | Residential | Yes | Behind the Meter | Trinity Solar | PSE&G | Accepted | 2019-12-02 | 2019-12-05 | 2020-12-05 | Hanwha 315 | Q.PEAK DUO BLK-G5 315 | Solar Panels |  | 0.315 | 8 | 145 | 4 |  | Fixed | Roof
Solar Registration Program | NJSRRE1543464348 | Elizabeth | 7206 | 10 | 6.93 | Residential | Yes | Behind the Meter | Trinity Solar | PSE&G | Accepted | 2019-12-02 | 2019-12-05 | 2020-12-05 | Hanwha 315 | Q.PEAK DUO BLK-G5 315 | Solar Panels |  | 0.315 | 6 | 235 | 34 |  | Fixed | Roof
Solar Registration Program | NJSRRE1543464348 | Elizabeth | 7206 | 10 | 6.93 | Residential | Yes | Behind the Meter | Trinity Solar | PSE&G | Accepted | 2019-12-02 | 2019-12-05 | 2020-12-05 | Solar Edge | SE6000H-US | Inverters | 6000 |  | 1 |  |  | 0.97 |  | Outside | side of home
Solar Registration Program | NJSRRE1543464387 | River Vale | 7675 | 7 | 6.93 | Residential | Yes | Behind the Meter | Trinity Solar | PSE&G | Accepted | 2019-12-02 | 2019-12-04 | 2020-12-04 | hanwha | Q.PEAK DUO BLK-G5 315 | Solar Panels |  | 0.315 | 5 | 246 | 23 |  | Fixed | Roof
Solar Registration Program | NJSRRE1543464387 | River Vale | 7675 | 7 | 6.93 | Residential | Yes | Behind the Meter | Trinity Solar | PSE&G | Accepted | 2019-12-02 | 2019-12-04 | 2020-12-04 | hanwha | Q.PEAK DUO BLK-G5 315 | Solar Panels |  | 0.315 | 6 | 248 | 23 |  | Fixed | Roof
Solar Registration Program | NJSRRE1543464387 | River Vale | 7675 | 7 | 6.93 | Residential | Yes | Behind the Meter | Trinity Solar | PSE&G | Accepted | 2019-12-02 | 2019-12-04 | 2020-12-04 | hanwha | Q.PEAK DUO BLK-G5 315 | Solar Panels |  | 0.315 | 3 | 258 | 23 |  | Fixed | Roof
Solar Registration Program | NJSRRE1543464387 | River Vale | 7675 | 7 | 6.93 | Residential | Yes | Behind the Meter | Trinity Solar | PSE&G | Accepted | 2019-12-02 | 2019-12-04 | 2020-12-04 | hanwha | Q.PEAK DUO BLK-G5 315 | Solar Panels |  | 0.315 | 4 | 68 | 23 |  | Fixed | Roof
Solar Registration Program | NJSRRE1543464387 | River Vale | 7675 | 7 | 6.93 | Residential | Yes | Behind the Meter | Trinity Solar | PSE&G | Accepted | 2019-12-02 | 2019-12-04 | 2020-12-04 | hanwha | Q.PEAK DUO BLK-G5 315 | Solar Panels |  | 0.315 | 4 | 168 | 23 |  | Fixed | Roof
Solar Registration Program | NJSRRE1543464387 | River Vale | 7675 | 7 | 6.93 | Residential | Yes | Behind the Meter | Trinity Solar | PSE&G | Accepted | 2019-12-02 | 2019-12-04 | 2020-12-04 | solar edge | SE6000H-US | Inverters | 6000 |  | 1 |  |  | 0.97 |  | Outside | side of home
Solar Registration Program | NJSRRE1543473846 | Toms River | 8753 | 18 | 6.93 | Residential | No | Behind the Meter | Pro Custom Solar dba Momentum Solar | JCP&L | Accepted | 2019-12-03 | 2019-12-05 | 2020-12-05 | Hanwha | Q.Peak DUO BLK-G5 315 | Solar Panels |  | 0.315 | 22 | 121 | 21 |  | Fixed | Roof
Solar Registration Program | NJSRRE1543473846 | Toms River | 8753 | 18 | 6.93 | Residential | No | Behind the Meter | Pro Custom Solar dba Momentum Solar | JCP&L | Accepted | 2019-12-03 | 2019-12-05 | 2020-12-05 | Enphase Energy | IQ6-60-2-US | Inverters | 240 |  | 22 |  |  | 0.97 |  | Outdoor | Roof
Solar Registration Program | NJSRRE1543474695 | Whiting | 8759 | 18 | 6.93 | Residential | Yes | Behind the Meter | Trinity Solar | JCP&L | Accepted | 2019-12-03 | 2019-12-05 | 2020-12-05 | Hanwha | Q.PEAK DUO BLK-G5 315 | Solar Panels |  | 0.315 | 14 | 54 | 18 |  | Fixed | Roof
Solar Registration Program | NJSRRE1543474695 | Whiting | 8759 | 18 | 6.93 | Residential | Yes | Behind the Meter | Trinity Solar | JCP&L | Accepted | 2019-12-03 | 2019-12-05 | 2020-12-05 | Hanwha | Q.PEAK DUO BLK-G5 315 | Solar Panels |  | 0.315 | 8 | 234 | 18 |  | Fixed | Roof
Solar Registration Program | NJSRRE1543474695 | Whiting | 8759 | 18 | 6.93 | Residential | Yes | Behind the Meter | Trinity Solar | JCP&L | Accepted | 2019-12-03 | 2019-12-05 | 2020-12-05 | Solar Edge | SE6000 | Inverters | 6000 |  | 1 |  |  | 0.97 |  | Outside | side of home
Solar Registration Program | NJSRRE1543474942 | Pennsauken | 8110 | 14 | 6.93 | Residential | No | Behind the Meter | Vivint Solar Developer, LLC | PSE&G | Accepted | 2019-12-10 | 2019-12-11 | 2020-12-11 | Hanwha Solar | Q.PEAK BLK-G5 315 | Solar Panels |  | 0.315 | 5 | 60 | 39 |  | Fixed | Roof
Solar Registration Program | NJSRRE1543474942 | Pennsauken | 8110 | 14 | 6.93 | Residential | No | Behind the Meter | Vivint Solar Developer, LLC | PSE&G | Accepted | 2019-12-10 | 2019-12-11 | 2020-12-11 | Hanwha Solar | Q.PEAK BLK-G5 315 | Solar Panels |  | 0.315 | 11 | 240 | 39 |  | Fixed | Roof
Solar Registration Program | NJSRRE1543474942 | Pennsauken | 8110 | 14 | 6.93 | Residential | No | Behind the Meter | Vivint Solar Developer, LLC | PSE&G | Accepted | 2019-12-10 | 2019-12-11 | 2020-12-11 | Hanwha Solar | Q.PEAK BLK-G5 315 | Solar Panels |  | 0.315 | 6 | 240 | 9 |  | Fixed | Roof
Solar Registration Program | NJSRRE1543474942 | Pennsauken | 8110 | 14 | 6.93 | Residential | No | Behind the Meter | Vivint Solar Developer, LLC | PSE&G | Accepted | 2019-12-10 | 2019-12-11 | 2020-12-11 | Solar Edge | SE7600H-US | Inverters | 7600 |  | 1 |  |  | 0.992 |  | Outdoor | near the utility meter
Solar Registration Program | NJSRRE1543477991 | Brick | 8723 | 18 | 6.93 | Residential | Yes | Behind the Meter | Trinity Solar | JCP&L | Accepted | 2019-12-04 | 2019-12-06 | 2020-12-06 | Hanwha 315 | Q.PEAK DUO BLK-G5 315 | Solar Panels |  | 0.315 | 14 | 81 | 18 |  | Fixed | Roof
Solar Registration Program | NJSRRE1543477991 | Brick | 8723 | 18 | 6.93 | Residential | Yes | Behind the Meter | Trinity Solar | JCP&L | Accepted | 2019-12-04 | 2019-12-06 | 2020-12-06 | Hanwha 315 | Q.PEAK DUO BLK-G5 315 | Solar Panels |  | 0.315 | 8 | 81 | 18 |  | Fixed | Roof
Solar Registration Program | NJSRRE1543477991 | Brick | 8723 | 18 | 6.93 | Residential | Yes | Behind the Meter | Trinity Solar | JCP&L | Accepted | 2019-12-04 | 2019-12-06 | 2020-12-06 | Solar Edge | SE6000H-US | Inverters | 6000 |  | 1 |  |  | 0.97 |  | Outside | side of home
Solar Registration Program | NJSRRE1543478019 | SOMERSET | 8873 | 5 | 6.93 | Residential | No | Behind the Meter | Vivint Solar Developer, LLC | PSE&G | Accepted | 2019-12-04 | 2019-12-06 | 2020-12-06 | Hanwha Solar | Q.PEAK BLK-G5 315 | Solar Panels |  | 0.315 | 3 | 39 | 43 |  | Fixed | Roof
Solar Registration Program | NJSRRE1543478019 | SOMERSET | 8873 | 5 | 6.93 | Residential | No | Behind the Meter | Vivint Solar Developer, LLC | PSE&G | Accepted | 2019-12-04 | 2019-12-06 | 2020-12-06 | Hanwha Solar | Q.PEAK BLK-G5 315 | Solar Panels |  | 0.315 | 9 | 219 | 22 |  | Fixed | Roof
Solar Registration Program | NJSRRE1543478019 | SOMERSET | 8873 | 5 | 6.93 | Residential | No | Behind the Meter | Vivint Solar Developer, LLC | PSE&G | Accepted | 2019-12-04 | 2019-12-06 | 2020-12-06 | Hanwha solar | Q.PEAK BLK-G5 315 | Solar Panels |  | 0.315 | 3 | 219 | 22 |  | Fixed | Roof
Solar Registration Program | NJSRRE1543478019 | SOMERSET | 8873 | 5 | 6.93 | Residential | No | Behind the Meter | Vivint Solar Developer, LLC | PSE&G | Accepted | 2019-12-04 | 2019-12-06 | 2020-12-06 | Hanwha Solar | Q.PEAK BLK-G5 315 | Solar Panels |  | 0.315 | 7 | 39 | 22 |  | Fixed | Roof
Solar Registration Program | NJSRRE1543478019 | SOMERSET | 8873 | 5 | 6.93 | Residential | No | Behind the Meter | Vivint Solar Developer, LLC | PSE&G | Accepted | 2019-12-04 | 2019-12-06 | 2020-12-06 | Solar Edge | SE7600H-US | Inverters | 7600 |  | 1 |  |  | 0.992 |  | Outdoor | near the utility meter
Solar Registration Program | NJSRRE1543495782 | ISELIN | 8830 | 11 | 6.93 | Residential | Yes | Behind the Meter | Vivint Solar Developer, LLC | PSE&G | Accepted | 2019-12-06 | 2019-12-10 | 2020-12-10 | HANWHA SOLAR | Q.PEAK BLK-G5 315 | Solar Panels |  | 0.315 | 9 | 179 | 39 |  | Fixed | Roof
Solar Registration Program | NJSRRE1543495782 | ISELIN | 8830 | 11 | 6.93 | Residential | Yes | Behind the Meter | Vivint Solar Developer, LLC | PSE&G | Accepted | 2019-12-06 | 2019-12-10 | 2020-12-10 | HANWHA SOLAR | Q.PEAK BLK-G5 315 | Solar Panels |  | 0.315 | 4 | 89 | 38 |  | Fixed | Roof
Solar Registration Program | NJSRRE1543495782 | ISELIN | 8830 | 11 | 6.93 | Residential | Yes | Behind the Meter | Vivint Solar Developer, LLC | PSE&G | Accepted | 2019-12-06 | 2019-12-10 | 2020-12-10 | HANWHA SOLAR | Q.PEAK BLK-G5 315 | Solar Panels |  | 0.315 | 9 | 269 | 38 |  | Fixed | Roof
Solar Registration Program | NJSRRE1543495782 | ISELIN | 8830 | 11 | 6.93 | Residential | Yes | Behind the Meter | Vivint Solar Developer, LLC | PSE&G | Accepted | 2019-12-06 | 2019-12-10 | 2020-12-10 | SOLAREDGE | SE7600H-US | Inverters | 7600 |  | 1 |  |  | 0.992 |  | Outdoor | Near the Utility Meter
Solar Registration Program | NJSRRE1543501511 | Hamilton | 8690 | 12 | 6.93 | Residential | Yes | Behind the Meter | Suntuity Solar LLC | PSE&G | Accepted | 2019-12-09 | 2019-12-11 | 2020-12-11 | Yingli Green Energy | YL315D-30b | Solar Panels |  | 0.315 | 22 | 112 | 27 |  | Fixed | Roof
Solar Registration Program | NJSRRE1543501511 | Hamilton | 8690 | 12 | 6.93 | Residential | Yes | Behind the Meter | Suntuity Solar LLC | PSE&G | Accepted | 2019-12-09 | 2019-12-11 | 2020-12-11 | Enphase Energy | IQ7-60-2-US | Inverters | 240 |  | 22 |  |  | 0.97 |  | Outdoor | Behind the PV Modules
Solar Registration Program | NJSRRE1543501680 | Delran | 8075 | 13 | 6.93 | Residential | No | Behind the Meter | Trinity Solar | PSE&G | Accepted | 2019-12-09 | 2019-12-11 | 2020-12-11 | Hanwha | Q.PEAK DUO BLK-G5 315 | Solar Panels |  | 0.315 | 6 | 120 | 30 |  | Fixed | Roof
Solar Registration Program | NJSRRE1543501680 | Delran | 8075 | 13 | 6.93 | Residential | No | Behind the Meter | Trinity Solar | PSE&G | Accepted | 2019-12-09 | 2019-12-11 | 2020-12-11 | Hanwha | Q.PEAK DUO BLK-G5 315 | Solar Panels |  | 0.315 | 4 | 210 | 45 |  | Fixed | Roof
Solar Registration Program | NJSRRE1543501680 | Delran | 8075 | 13 | 6.93 | Residential | No | Behind the Meter | Trinity Solar | PSE&G | Accepted | 2019-12-09 | 2019-12-11 | 2020-12-11 | Hanwha | Q.PEAK DUO BLK-G5 315 | Solar Panels |  | 0.315 | 12 | 210 | 45 |  | Fixed | Roof
Solar Registration Program | NJSRRE1543501680 | Delran | 8075 | 13 | 6.93 | Residential | No | Behind the Meter | Trinity Solar | PSE&G | Accepted | 2019-12-09 | 2019-12-11 | 2020-12-11 | Solar Edge | SE6000 | Inverters | 6000 |  | 1 |  |  | 0.97 |  | Outside | side of home
Solar Registration Program | NJSRRE1543501944 | Beachwood | 8722 | 18 | 6.93 | Residential | Yes | Behind the Meter | Trinity Solar | JCP&L | Accepted | 2019-12-09 | 2019-12-11 | 2020-12-11 | Hanwha | Q.PEAK DUO BLK-G5 315 | Solar Panels |  | 0.315 | 22 | 135 | 23 |  | Fixed | Roof
Solar Registration Program | NJSRRE1543501944 | Beachwood | 8722 | 18 | 6.93 | Residential | Yes | Behind the Meter | Trinity Solar | JCP&L | Accepted | 2019-12-09 | 2019-12-11 | 2020-12-11 | Solar Edge | SE6000 | Inverters | 6000 |  | 1 |  |  | 0.97 |  | Outside | side of home
Solar Registration Program | NJSRRE1543502216 | Jamesburg | 8831 | 11 | 6.93 | Residential | No | Behind the Meter | Sunrun Installation Services, Inc. | JCP&L | Accepted | 2019-12-09 | 2019-12-12 | 2020-12-12 | LG Electronics | LG330N1C-A5 | Solar Panels |  | 0.33 | 21 | 250 | 34 |  | Fixed | Roof
Solar Registration Program | NJSRRE1543502216 | Jamesburg | 8831 | 11 | 6.93 | Residential | No | Behind the Meter | Sunrun Installation Services, Inc. | JCP&L | Accepted | 2019-12-09 | 2019-12-12 | 2020-12-12 | Delta Electronics | M6-TL-US | Inverters | 5760 |  | 1 |  |  | 0.96 |  | Outdoor | Next To Meter
Solar Registration Program | NJSRRE1543502311 | Williamstown | 8094 | 15 | 6.93 | Residential | No | Behind the Meter | Vivint Solar Developer, LLC | AC Electric | Accepted | 2019-12-09 | 2019-12-12 | 2020-12-12 | HANWHA SOLAR | Q.PEAK BLK-G5 315 | Solar Panels |  | 0.315 | 22 | 119 | 28 |  | Fixed | Roof
Solar Registration Program | NJSRRE1543502311 | Williamstown | 8094 | 15 | 6.93 | Residential | No | Behind the Meter | Vivint Solar Developer, LLC | AC Electric | Accepted | 2019-12-09 | 2019-12-12 | 2020-12-12 | solar edge | SE7600H-US | Inverters | 7600 |  | 1 |  |  | 0.992 |  | Outdoor | near the utility meter
Solar Registration Program | NJSRRE1543502323 | Teaneck | 7666 | 7 | 6.93 | Residential | Yes | Behind the Meter | Pro Custom Solar dba Momentum Solar | PSE&G | Accepted | 2019-12-09 | 2019-12-12 | 2020-12-12 | HANWHA | Q.PEAK DUO BLK-G5 315 | Solar Panels |  | 0.315 | 17 | 116 | 38 |  | Fixed | Roof
Solar Registration Program | NJSRRE1543502323 | Teaneck | 7666 | 7 | 6.93 | Residential | Yes | Behind the Meter | Pro Custom Solar dba Momentum Solar | PSE&G | Accepted | 2019-12-09 | 2019-12-12 | 2020-12-12 | HANWHA | Q.PEAK DUO BLK-G5 315 | Solar Panels |  | 0.315 | 5 | 115 | 35 |  | Fixed | Roof
Solar Registration Program | NJSRRE1543502323 | Teaneck | 7666 | 7 | 6.93 | Residential | Yes | Behind the Meter | Pro Custom Solar dba Momentum Solar | PSE&G | Accepted | 2019-12-09 | 2019-12-12 | 2020-12-12 | Enphase Energy | IQ6-60-2-US | Inverters | 240 |  | 22 |  |  | 0.97 |  | Outdoor | Roof
Solar Registration Program | NJSRRE1543514135 | Williamstown | 8094 | 15 | 6.93 | Residential | Yes | Behind the Meter | Trinity Solar | AC Electric | Accepted | 2019-12-11 | 2019-12-16 | 2020-12-16 | Hanwha | Q.PEAK DUO BLK-G5 315 | Solar Panels |  | 0.315 | 22 | 167 | 30 |  | Fixed | Roof
Solar Registration Program | NJSRRE1543514135 | Williamstown | 8094 | 15 | 6.93 | Residential | Yes | Behind the Meter | Trinity Solar | AC Electric | Accepted | 2019-12-11 | 2019-12-16 | 2020-12-16 | Solar Edge | SE6000 | Inverters | 6000 |  | 1 |  |  | 0.97 |  | Outside | side of home
Solar Registration Program | NJSRRE1543518954 | East Windsor | 8520 | 12 | 6.93 | Residential | Yes | Behind the Meter | Suntuity Solar LLC | JCP&L | Accepted | 2019-12-12 | 2019-12-16 | 2020-12-16 | Yingli Green Energy | YL315D-30b | Solar Panels |  | 0.315 | 6 | 286 | 20 |  | Fixed | Roof
Solar Registration Program | NJSRRE1543518954 | East Windsor | 8520 | 12 | 6.93 | Residential | Yes | Behind the Meter | Suntuity Solar LLC | JCP&L | Accepted | 2019-12-12 | 2019-12-16 | 2020-12-16 | Yingli Green Energy | YL315D-30b | Solar Panels |  | 0.315 | 6 | 106 | 20 |  | Fixed | Roof
Solar Registration Program | NJSRRE1543518954 | East Windsor | 8520 | 12 | 6.93 | Residential | Yes | Behind the Meter | Suntuity Solar LLC | JCP&L | Accepted | 2019-12-12 | 2019-12-16 | 2020-12-16 | Yingli Green Energy | YL315D-30b | Solar Panels |  | 0.315 | 10 | 286 | 20 |  | Fixed | Roof
Solar Registration Program | NJSRRE1543518954 | East Windsor | 8520 | 12 | 6.93 | Residential | Yes | Behind the Meter | Suntuity Solar LLC | JCP&L | Accepted | 2019-12-12 | 2019-12-16 | 2020-12-16 | Enphase Energy | IQ7-60-2-US | Inverters | 240 |  | 22 |  |  | 0.97 |  | Outdoor | Behind the PV Modules
Solar Registration Program | NJSRRE1543532404 | POINT PLEASANT BORO | 8742 | 18 | 6.93 | Residential | Yes | Behind the Meter | Vivint Solar Developer, LLC | JCP&L | Accepted | 2019-12-12 | 2019-12-16 | 2020-12-16 | HANWHA SOLAR | Q.PEAK BLK-G5 315 | Solar Panels |  | 0.315 | 14 | 17 | 19 |  | Fixed | Roof
Solar Registration Program | NJSRRE1543532404 | POINT PLEASANT BORO | 8742 | 18 | 6.93 | Residential | Yes | Behind the Meter | Vivint Solar Developer, LLC | JCP&L | Accepted | 2019-12-12 | 2019-12-16 | 2020-12-16 | HANWHA SOLAR | Q.PEAK BLK-G5 315 | Solar Panels |  | 0.315 | 8 | 197 | 19 |  | Fixed | Roof
Solar Registration Program | NJSRRE1543532404 | POINT PLEASANT BORO | 8742 | 18 | 6.93 | Residential | Yes | Behind the Meter | Vivint Solar Developer, LLC | JCP&L | Accepted | 2019-12-12 | 2019-12-16 | 2020-12-16 | SOLAREDGE | SE7600H-US | Inverters | 7600 |  | 1 |  |  | 0.992 |  | Outdoor | Near the Utility Meter
Solar Registration Program | NJSRRE1543532621 | Paterson | 7513 | 6 | 6.93 | Residential | Yes | Behind the Meter | Trinity Solar | PSE&G | Accepted | 2019-12-12 | 2019-12-17 | 2020-12-17 | HANWHA | Q.PEAK DUO BLK-G5 315 | Solar Panels |  | 0.315 | 6 | 278 | 18 |  | Fixed | Roof
Solar Registration Program | NJSRRE1543532621 | Paterson | 7513 | 6 | 6.93 | Residential | Yes | Behind the Meter | Trinity Solar | PSE&G | Accepted | 2019-12-12 | 2019-12-17 | 2020-12-17 | HANWHA | Q.PEAK DUO BLK-G5 315 | Solar Panels |  | 0.315 | 3 | 98 | 43 |  | Fixed | Roof
Solar Registration Program | NJSRRE1543532621 | Paterson | 7513 | 6 | 6.93 | Residential | Yes | Behind the Meter | Trinity Solar | PSE&G | Accepted | 2019-12-12 | 2019-12-17 | 2020-12-17 | HANWHA | Q.PEAK DUO BLK-G5 315 | Solar Panels |  | 0.315 | 2 | 188 | 43 |  | Fixed | Roof
Solar Registration Program | NJSRRE1543532621 | Paterson | 7513 | 6 | 6.93 | Residential | Yes | Behind the Meter | Trinity Solar | PSE&G | Accepted | 2019-12-12 | 2019-12-17 | 2020-12-17 | HANWHA | Q.PEAK DUO BLK-G5 315 | Solar Panels |  | 0.315 | 5 | 278 | 43 |  | Fixed | Roof
Solar Registration Program | NJSRRE1543532621 | Paterson | 7513 | 6 | 6.93 | Residential | Yes | Behind the Meter | Trinity Solar | PSE&G | Accepted | 2019-12-12 | 2019-12-17 | 2020-12-17 | HANWHA | Q.PEAK DUO BLK-G5 315 | Solar Panels |  | 0.315 | 6 | 98 | 18 |  | Fixed | Roof
Solar Registration Program | NJSRRE1543532621 | Paterson | 7513 | 6 | 6.93 | Residential | Yes | Behind the Meter | Trinity Solar | PSE&G | Accepted | 2019-12-12 | 2019-12-17 | 2020-12-17 | Solar Edge | SE6000H-US000BNC4 | Inverters | 6000 |  | 1 |  |  | 0.97 |  | Outdoor | side of home
Solar Registration Program | NJSRRE1543533932 | CHESTERFIELD TWP | 8515 | 13 | 6.93 | Residential | No | Behind the Meter | Tesla Energy Operations Inc | PSE&G | Accepted | 2019-12-12 | 2019-12-17 | 2020-12-17 | Hanwha Q-Cells | Q.Peak DUO BLK-G5/SC315 | Solar Panels |  | 0.315 | 6 | 170 | 40 |  | Fixed | Roof
Solar Registration Program | NJSRRE1543533932 | CHESTERFIELD TWP | 8515 | 13 | 6.93 | Residential | No | Behind the Meter | Tesla Energy Operations Inc | PSE&G | Accepted | 2019-12-12 | 2019-12-17 | 2020-12-17 | Hanwha Q-Cells | Q.Peak DUO BLK-G5/SC315 | Solar Panels |  | 0.315 | 9 | 260 | 30 |  | Fixed | Roof
Solar Registration Program | NJSRRE1543533932 | CHESTERFIELD TWP | 8515 | 13 | 6.93 | Residential | No | Behind the Meter | Tesla Energy Operations Inc | PSE&G | Accepted | 2019-12-12 | 2019-12-17 | 2020-12-17 | Hanwha Q-Cells | Q.Peak DUO BLK-G5/SC315 | Solar Panels |  | 0.315 | 7 | 170 | 40 |  | Fixed | Roof
Solar Registration Program | NJSRRE1543533932 | CHESTERFIELD TWP | 8515 | 13 | 6.93 | Residential | No | Behind the Meter | Tesla Energy Operations Inc | PSE&G | Accepted | 2019-12-12 | 2019-12-17 | 2020-12-17 | SOLAREDGE | SE7600H-US000SNC2 | Inverters | 7600 |  | 1 |  |  | 0.99 |  | Outdoor | Outdoor
Solar Registration Program | NJSRRE1543535773 | Irvington | 7111 | 9 | 6.93 | Residential | No | Behind the Meter | Suntuity Solar LLC | PSE&G | Accepted | 2019-12-13 | 2019-12-18 | 2020-12-18 | Yingli Green Energy | YL315D-30b | Solar Panels |  | 0.315 | 7 | 307 | 10 |  | Fixed | Roof
Solar Registration Program | NJSRRE1543535773 | Irvington | 7111 | 9 | 6.93 | Residential | No | Behind the Meter | Suntuity Solar LLC | PSE&G | Accepted | 2019-12-13 | 2019-12-18 | 2020-12-18 | Yingli Green Energy | YL315D-30b | Solar Panels |  | 0.315 | 15 | 127 | 37 |  | Fixed | Roof
Solar Registration Program | NJSRRE1543535773 | Irvington | 7111 | 9 | 6.93 | Residential | No | Behind the Meter | Suntuity Solar LLC | PSE&G | Accepted | 2019-12-13 | 2019-12-18 | 2020-12-18 | Enphase Energy | IQ7-60-2-US | Inverters | 240 |  | 22 |  |  | 0.97 |  | Outdoor | Behind the PV Modules
Solar Registration Program | NJSRRE1543547384 | Clifton | 7011 | 6 | 6.93 | Residential | Yes | Behind the Meter | Pro Custom Solar dba Momentum Solar | PSE&G | Accepted | 2019-12-13 | 2019-12-17 | 2020-12-17 | HANWHA | Q.PEAK DUO BLK-G5 315 | Solar Panels |  | 0.315 | 10 | 62 | 44 |  | Fixed | Roof
Solar Registration Program | NJSRRE1543547384 | Clifton | 7011 | 6 | 6.93 | Residential | Yes | Behind the Meter | Pro Custom Solar dba Momentum Solar | PSE&G | Accepted | 2019-12-13 | 2019-12-17 | 2020-12-17 | HANWHA | Q.PEAK DUO BLK-G5 315 | Solar Panels |  | 0.315 | 6 | 242 | 20 |  | Fixed | Roof
Solar Registration Program | NJSRRE1543547384 | Clifton | 7011 | 6 | 6.93 | Residential | Yes | Behind the Meter | Pro Custom Solar dba Momentum Solar | PSE&G | Accepted | 2019-12-13 | 2019-12-17 | 2020-12-17 | HANWHA | Q.PEAK DUO BLK-G5 315 | Solar Panels |  | 0.315 | 6 | 242 | 44 |  | Fixed | Roof
Solar Registration Program | NJSRRE1543547384 | Clifton | 7011 | 6 | 6.93 | Residential | Yes | Behind the Meter | Pro Custom Solar dba Momentum Solar | PSE&G | Accepted | 2019-12-13 | 2019-12-17 | 2020-12-17 | Enphase Energy | IQ6-60-2-US | Inverters | 230 |  | 22 |  |  | 0.97 |  | Outdoor | Roof
Solar Registration Program | NJSRRE1543552622 | Cape May | 8204 | 21 | 6.93 | Residential | Yes | Behind the Meter | All Season Solar | AC Electric | Accepted | 2019-12-16 | 2019-12-19 | 2020-12-19 | Certain Teed | CT315HC11-04 | Solar Panels |  | 0.315 | 22 | 247 | 23 |  | Fixed | Roof
Solar Registration Program | NJSRRE1543552622 | Cape May | 8204 | 21 | 6.93 | Residential | Yes | Behind the Meter | All Season Solar | AC Electric | Accepted | 2019-12-16 | 2019-12-19 | 2020-12-19 | Enphase | IQ7 | Inverters | 240 |  | 22 |  |  | 0.97 |  | Outdoor | Under Module
Solar Registration Program | NJSRRE1543570801 | Southampton | 8088 | 13 | 6.93 | Residential | Yes | Behind the Meter | Pro Custom Solar dba Momentum Solar | JCP&L | Accepted | 2019-12-19 | 2019-12-23 | 2020-12-23 | Hanwha | Q.Peak DUO BLK-G5 315 | Solar Panels |  | 0.315 | 22 | 147 | 26 |  | Fixed | Roof
Solar Registration Program | NJSRRE1543570801 | Southampton | 8088 | 13 | 6.93 | Residential | Yes | Behind the Meter | Pro Custom Solar dba Momentum Solar | JCP&L | Accepted | 2019-12-19 | 2019-12-23 | 2020-12-23 | Enphase Energy | IQ6-60-2-US | Inverters | 240 |  | 22 |  |  | 0.97 |  | Outdoor | Roof
Solar Registration Program | NJSRRE1543585898 | Northfield | 8225 | 19 | 6.93 | Residential | No | Behind the Meter | Trinity Solar | AC Electric | Accepted | 2019-12-20 | 2019-12-26 | 2020-12-26 | HANWHA | Q.PEAK DUO BLK-G5 315 | Solar Panels |  | 0.315 | 22 | 108 | 18 |  | Fixed | Roof
Solar Registration Program | NJSRRE1543585898 | Northfield | 8225 | 19 | 6.93 | Residential | No | Behind the Meter | Trinity Solar | AC Electric | Accepted | 2019-12-20 | 2019-12-26 | 2020-12-26 | SOLAR EDGE | SE6000H-US | Inverters | 6000 |  | 1 |  |  | 0.97 |  | Outside | SIDE OF HOME
Solar Registration Program | NJSRRE1543586299 | Teaneck | 7666 | 7 | 6.93 | Residential | Yes | Behind the Meter | Trinity Solar | PSE&G | Accepted | 2019-12-20 | 2019-12-26 | 2020-12-26 | Hanwha | Q.PEAK DUO BLK-G5 315 | Solar Panels |  | 0.315 | 17 | 206 | 43 |  | Fixed | Roof
Solar Registration Program | NJSRRE1543586299 | Teaneck | 7666 | 7 | 6.93 | Residential | Yes | Behind the Meter | Trinity Solar | PSE&G | Accepted | 2019-12-20 | 2019-12-26 | 2020-12-26 | Hanwha | Q.PEAK DUO BLK-G5 315 | Solar Panels |  | 0.315 | 5 | 206 | 18 |  | Fixed | Roof
Solar Registration Program | NJSRRE1543586299 | Teaneck | 7666 | 7 | 6.93 | Residential | Yes | Behind the Meter | Trinity Solar | PSE&G | Accepted | 2019-12-20 | 2019-12-26 | 2020-12-26 | Solar Edge | SE6000 | Inverters | 6000 |  | 1 |  |  | 0.97 |  | Outside | side of home
Solar Registration Program | NJSRRE1543586549 | Sicklerville | 8081 | 14 | 6.93 | Residential | Yes | Behind the Meter | Vision Solar LLC | AC Electric | Accepted | 2019-12-20 | 2019-12-26 | 2020-12-26 | hanwa qcells | q.peak duo-g5 315 | Solar Panels |  | 0.315 | 22 | 221 | 40 |  | Fixed | Roof
Solar Registration Program | NJSRRE1543586549 | Sicklerville | 8081 | 14 | 6.93 | Residential | Yes | Behind the Meter | Vision Solar LLC | AC Electric | Accepted | 2019-12-20 | 2019-12-26 | 2020-12-26 | enphase | iq7-60-2-us | Inverters | 0.25 |  | 22 |  |  | 0.96 |  | Other | behind panels
Solar Registration Program | NJSRRE1543651779 | NORTH BRUNSWICK | 8902 | 11 | 6.93 | Residential | Yes | Behind the Meter | Vivint Solar Developer, LLC | PSE&G | Accepted | 2019-12-23 | 2019-12-27 | 2020-12-27 | Hanwha Solar | Q.PEAK BLK-G5 315 | Solar Panels |  | 0.315 | 22 | 101 | 29 |  | Fixed | Roof
Solar Registration Program | NJSRRE1543651779 | NORTH BRUNSWICK | 8902 | 11 | 6.93 | Residential | Yes | Behind the Meter | Vivint Solar Developer, LLC | PSE&G | Accepted | 2019-12-23 | 2019-12-27 | 2020-12-27 | Solar Edge | SE7600H-US | Inverters | 7600 |  | 1 |  |  | 0.992 |  | Outdoor | Near the utility meter
Solar Registration Program | NJSRRE1543659877 | Shamong | 8088 | 13 | 6.93 | Residential | No | Behind the Meter | Trinity Solar | AC Electric | Accepted | 2019-12-23 | 2019-12-30 | 2020-12-30 | YINGLI | YL315D-30b | Solar Panels |  | 0.315 | 4 | 152 | 23 |  | Fixed | Roof
Solar Registration Program | NJSRRE1543659877 | Shamong | 8088 | 13 | 6.93 | Residential | No | Behind the Meter | Trinity Solar | AC Electric | Accepted | 2019-12-23 | 2019-12-30 | 2020-12-30 | YINGLI | YL315D-30b | Solar Panels |  | 0.315 | 18 | 152 | 23 |  | Fixed | Roof
Solar Registration Program | NJSRRE1543659877 | Shamong | 8088 | 13 | 6.93 | Residential | No | Behind the Meter | Trinity Solar | AC Electric | Accepted | 2019-12-23 | 2019-12-30 | 2020-12-30 | SOLAR EDGE | SE6000H-US | Inverters | 6000 |  | 1 |  |  | 0.97 |  | Outside | SIDE OF HOME
Solar Registration Program | NJSRRE1543664185 | Bayonne | 7002 | 8 | 6.93 | Residential | Yes | Behind the Meter | Pro Custom Solar dba Momentum Solar | PSE&G | Accepted | 2019-12-23 | 2019-12-30 | 2020-12-30 | Hanwha | Q.Peak DUO BLK-G5 315 | Solar Panels |  | 0.315 | 4 | 303 | 12 |  | Fixed | Roof
Solar Registration Program | NJSRRE1543664185 | Bayonne | 7002 | 8 | 6.93 | Residential | Yes | Behind the Meter | Pro Custom Solar dba Momentum Solar | PSE&G | Accepted | 2019-12-23 | 2019-12-30 | 2020-12-30 | Hanwha | Q.Peak DUO BLK-G5 315 | Solar Panels |  | 0.315 | 13 | 123 | 12 |  | Fixed | Roof
Solar Registration Program | NJSRRE1543664185 | Bayonne | 7002 | 8 | 6.93 | Residential | Yes | Behind the Meter | Pro Custom Solar dba Momentum Solar | PSE&G | Accepted | 2019-12-23 | 2019-12-30 | 2020-12-30 | Hanwha | Q.Peak DUO BLK-G5 315 | Solar Panels |  | 0.315 | 5 | 303 | 13 |  | Fixed | Roof
Solar Registration Program | NJSRRE1543664185 | Bayonne | 7002 | 8 | 6.93 | Residential | Yes | Behind the Meter | Pro Custom Solar dba Momentum Solar | PSE&G | Accepted | 2019-12-23 | 2019-12-30 | 2020-12-30 | Enphase Energy | IQ6-60-2-US | Inverters | 240 |  | 22 |  |  | 0.97 |  | Outdoor | Roof
Solar Registration Program | NJSRRE1543821355 | WARETOWN | 8758 | 18 | 6.93 | Residential | Yes | Behind the Meter | Vivint Solar Developer, LLC | JCP&L | Accepted | 2019-12-26 | 2019-12-31 | 2020-12-31 | Hanwha Solar | Q.PEAK BLK-G5 315 | Solar Panels |  | 0.315 | 22 | 183 | 34 |  | Fixed | Roof
Solar Registration Program | NJSRRE1543821355 | WARETOWN | 8758 | 18 | 6.93 | Residential | Yes | Behind the Meter | Vivint Solar Developer, LLC | JCP&L | Accepted | 2019-12-26 | 2019-12-31 | 2020-12-31 | Solar Edge | SE7600H-US | Inverters | 7600 |  | 1 |  |  | 0.992 |  | Outdoor | Near the utility meter
Solar Registration Program | NJSRRE1543481898 | Newark | 7103 | 9 | 6.94 | Residential | No | Behind the Meter | Sundial Solar Innovations | PSE&G | Accepted | 2019-12-05 | 2019-12-09 | 2020-12-09 | LG | LG365q1c-a5 | Solar Panels |  | 0.365 | 19 | 200 | 35 |  | Fixed | Roof
Solar Registration Program | NJSRRE1543481898 | Newark | 7103 | 9 | 6.94 | Residential | No | Behind the Meter | Sundial Solar Innovations | PSE&G | Accepted | 2019-12-05 | 2019-12-09 | 2020-12-09 | Enphase | iq7+ | Inverters | 290 |  | 19 |  |  | 0.97 |  | Outdoor | roof
Solar Registration Program | NJSRRE1540177704 | Helmetta | 8828 | 11 | 6.96 | Residential | No | Behind the Meter | Sunrun Installation Services, Inc. | JCP&L | Accepted | 2019-01-02 | 2019-01-07 | 2020-01-07 | REC Solar | REC290TP2 BLK | Solar Panels |  | 0.29 | 13 | 112 | 19 |  | Fixed | Roof
Solar Registration Program | NJSRRE1540177704 | Helmetta | 8828 | 11 | 6.96 | Residential | No | Behind the Meter | Sunrun Installation Services, Inc. | JCP&L | Accepted | 2019-01-02 | 2019-01-07 | 2020-01-07 | REC Solar | REC290TP2 BLK | Solar Panels |  | 0.29 | 11 | 201 | 18 |  | Fixed | Roof
Solar Registration Program | NJSRRE1540177704 | Helmetta | 8828 | 11 | 6.96 | Residential | No | Behind the Meter | Sunrun Installation Services, Inc. | JCP&L | Accepted | 2019-01-02 | 2019-01-07 | 2020-01-07 | SMA America | SB6.0-1SP-US-40 | Inverters | 6000 |  | 1 |  |  | 0.96 |  | Outdoor | Next To Meter
Solar Registration Program | NJSRRE1540300460 | Manahawkin | 8050 | 18 | 6.96 | Residential | Yes | Behind the Meter | Sunrun Installation Services, Inc. | AC Electric | Accepted | 2019-01-30 | 2019-01-31 | 2020-01-31 | REC Solar | REC290TP2 BLK | Solar Panels |  | 0.29 | 16 | 155 | 23 |  | Fixed | Roof
Solar Registration Program | NJSRRE1540300460 | Manahawkin | 8050 | 18 | 6.96 | Residential | Yes | Behind the Meter | Sunrun Installation Services, Inc. | AC Electric | Accepted | 2019-01-30 | 2019-01-31 | 2020-01-31 | REC Solar | REC290TP2 BLK | Solar Panels |  | 0.29 | 8 | 246 | 21 |  | Fixed | Roof
Solar Registration Program | NJSRRE1540300460 | Manahawkin | 8050 | 18 | 6.96 | Residential | Yes | Behind the Meter | Sunrun Installation Services, Inc. | AC Electric | Accepted | 2019-01-30 | 2019-01-31 | 2020-01-31 | SMA America | SB6.0-1SP-US-40 | Inverters | 6000 |  | 1 |  |  | 0.96 |  | Outdoor | Next To Meter
Solar Registration Program | NJSRRE1540408558 | Old Bridge | 8857 | 11 | 6.96 | Residential | Yes | Behind the Meter | Sunrun Installation Services, Inc. | JCP&L | Accepted | 2019-02-28 | 2019-03-01 | 2020-03-01 | REC Solar | REC290TP2 BLK | Solar Panels |  | 0.29 | 21 | 183 | 18 |  | Fixed | Roof
Solar Registration Program | NJSRRE1540408558 | Old Bridge | 8857 | 11 | 6.96 | Residential | Yes | Behind the Meter | Sunrun Installation Services, Inc. | JCP&L | Accepted | 2019-02-28 | 2019-03-01 | 2020-03-01 | REC Solar | REC290TP2 BLK | Solar Panels |  | 0.29 | 3 | 271 | 18 |  | Fixed | Roof
Solar Registration Program | NJSRRE1540408558 | Old Bridge | 8857 | 11 | 6.96 | Residential | Yes | Behind the Meter | Sunrun Installation Services, Inc. | JCP&L | Accepted | 2019-02-28 | 2019-03-01 | 2020-03-01 | SolarEdge Technologies | SE6000H-USRGM | Inverters | 6000 |  | 1 |  |  | 0.96 |  | Outdoor | Next To Meter
Solar Registration Program | NJSRRE1540414569 | Edison Twp | 8817 | 11 | 6.96 | Residential | Yes | Behind the Meter | Sunrun Installation Services, Inc. | PSE&G | Accepted | 2019-03-01 | 2019-03-04 | 2020-03-04 | REC Solar | REC290TP2 BLK | Solar Panels |  | 0.29 | 7 | 175 | 18 |  | Fixed | Roof
Solar Registration Program | NJSRRE1540414569 | Edison Twp | 8817 | 11 | 6.96 | Residential | Yes | Behind the Meter | Sunrun Installation Services, Inc. | PSE&G | Accepted | 2019-03-01 | 2019-03-04 | 2020-03-04 | REC Solar | REC290TP2 BLK | Solar Panels |  | 0.29 | 17 | 354 | 18 |  | Fixed | Roof
Solar Registration Program | NJSRRE1540414569 | Edison Twp | 8817 | 11 | 6.96 | Residential | Yes | Behind the Meter | Sunrun Installation Services, Inc. | PSE&G | Accepted | 2019-03-01 | 2019-03-04 | 2020-03-04 | SMA America | SB6.0-1SP-US-40 | Inverters | 6000 |  | 1 |  |  | 0.96 |  | Outdoor | Next To Meter
Solar Registration Program | NJSRRE1540486221 | Jackson | 8527 | 18 | 6.96 | Residential | No | Behind the Meter | Sunrun Installation Services, Inc. | JCP&L | Accepted | 2019-03-14 | 2019-03-15 | 2020-03-15 | REC Solar | REC290TP2 BLK | Solar Panels |  | 0.29 | 15 | 222 | 34 |  | Fixed | Roof
Solar Registration Program | NJSRRE1540486221 | Jackson | 8527 | 18 | 6.96 | Residential | No | Behind the Meter | Sunrun Installation Services, Inc. | JCP&L | Accepted | 2019-03-14 | 2019-03-15 | 2020-03-15 | REC Solar | REC290TP2 BLK | Solar Panels |  | 0.29 | 9 | 133 | 34 |  | Fixed | Roof
Solar Registration Program | NJSRRE1540486221 | Jackson | 8527 | 18 | 6.96 | Residential | No | Behind the Meter | Sunrun Installation Services, Inc. | JCP&L | Accepted | 2019-03-14 | 2019-03-15 | 2020-03-15 | SMA America | SB6.0-1SP-US-40 | Inverters | 6000 |  | 1 |  |  | 0.96 |  | Outdoor | Next To Meter
Solar Registration Program | NJSRRE1540500017 | Middlesex Boro | 8846 | 11 | 6.96 | Residential | Yes | Behind the Meter | Sunrun Installation Services, Inc. | PSE&G | Accepted | 2019-03-19 | 2019-03-20 | 2020-03-20 | REC Solar | REC290TP2 BLK | Solar Panels |  | 0.29 | 24 | 140 | 28 |  | Fixed | Roof
Solar Registration Program | NJSRRE1540500017 | Middlesex Boro | 8846 | 11 | 6.96 | Residential | Yes | Behind the Meter | Sunrun Installation Services, Inc. | PSE&G | Accepted | 2019-03-19 | 2019-03-20 | 2020-03-20 | SolarEdge Technologies | SE6000H-USRGM | Inverters | 6000 |  | 1 |  |  | 0.96 |  | Outdoor | Next To Meter
Solar Registration Program | NJSRRE1540820373 | Union City | 7087 | 8 | 6.96 | Residential | No | Behind the Meter | Sunrun Installation Services, Inc. | PSE&G | Accepted | 2019-04-04 | 2019-04-05 | 2020-04-05 | REC Solar | REC290TP2 BLK | Solar Panels |  | 0.29 | 10 | 295 | 9 |  | Fixed | Roof
Solar Registration Program | NJSRRE1540820373 | Union City | 7087 | 8 | 6.96 | Residential | No | Behind the Meter | Sunrun Installation Services, Inc. | PSE&G | Accepted | 2019-04-04 | 2019-04-05 | 2020-04-05 | REC Solar | REC290TP2 BLK | Solar Panels |  | 0.29 | 14 | 115 | 9 |  | Fixed | Roof
Solar Registration Program | NJSRRE1540820373 | Union City | 7087 | 8 | 6.96 | Residential | No | Behind the Meter | Sunrun Installation Services, Inc. | PSE&G | Accepted | 2019-04-04 | 2019-04-05 | 2020-04-05 | SMA America | SB 6.0-1SP-US-40 | Inverters | 6000 |  | 1 |  |  | 0.96 |  | Outdoor | Near Main Panel
Solar Registration Program | NJSRRE1540858179 | Fanwood Boro | 7023 | 10 | 6.96 | Residential | Yes | Behind the Meter | Sunrun Installation Services, Inc. | PSE&G | Accepted | 2019-04-17 | 2019-04-18 | 2020-04-18 | REC Solar | REC290TP2 BLK | Solar Panels |  | 0.29 | 9 | 35 | 18 |  | Fixed | Roof
Solar Registration Program | NJSRRE1540858179 | Fanwood Boro | 7023 | 10 | 6.96 | Residential | Yes | Behind the Meter | Sunrun Installation Services, Inc. | PSE&G | Accepted | 2019-04-17 | 2019-04-18 | 2020-04-18 | REC Solar | REC290TP2 BLK | Solar Panels |  | 0.29 | 15 | 215 | 18 |  | Fixed | Roof
Solar Registration Program | NJSRRE1540858179 | Fanwood Boro | 7023 | 10 | 6.96 | Residential | Yes | Behind the Meter | Sunrun Installation Services, Inc. | PSE&G | Accepted | 2019-04-17 | 2019-04-18 | 2020-04-18 | SMA America | SB6.0-1SP-US-40 | Inverters | 6000 |  | 1 |  |  | 0.96 |  | Outdoor | Next To Meter
Solar Registration Program | NJSRRE1540870778 | Hawthorne Boro | 7506 | 6 | 6.96 | Residential | Yes | Behind the Meter | Sunrun Installation Services, Inc. | PSE&G | Accepted | 2019-04-22 | 2019-04-23 | 2020-04-23 | REC Solar | REC290TP2 BLK | Solar Panels |  | 0.29 | 24 | 172 | 18 |  | Fixed | Roof
Solar Registration Program | NJSRRE1540870778 | Hawthorne Boro | 7506 | 6 | 6.96 | Residential | Yes | Behind the Meter | Sunrun Installation Services, Inc. | PSE&G | Accepted | 2019-04-22 | 2019-04-23 | 2020-04-23 | SMA America | SB6.0-1SP-US-40 | Inverters | 6000 |  | 1 |  |  | 0.96 |  | Outdoor | Next To Meter
Solar Registration Program | NJSRRE1541133098 | Bridgewater TWP | 8807 | 5 | 6.96 | Residential | No | Behind the Meter | Sunrun Installation Services, Inc. | PSE&G | Accepted | 2019-06-11 | 2019-06-14 | 2020-06-14 | REC Solar | REC290TP2 BLK | Solar Panels |  | 0.29 | 24 | 104 | 34 |  | Fixed | Roof
Solar Registration Program | NJSRRE1541133098 | Bridgewater TWP | 8807 | 5 | 6.96 | Residential | No | Behind the Meter | Sunrun Installation Services, Inc. | PSE&G | Accepted | 2019-06-11 | 2019-06-14 | 2020-06-14 | SolarEdge Technologies | SE7600A-USS2RGM | Inverters | 7600 |  | 1 |  |  | 0.96 |  | Outdoor | Next To Meter
Solar Registration Program | NJSRRE1541432294 | Lawrence Twp Mer | 8648 | 12 | 6.96 | Residential | Yes | Behind the Meter | Sunrun Installation Services, Inc. | PSE&G | Accepted | 2019-06-19 | 2019-06-24 | 2020-06-24 | REC Solar | REC290TP2 BLK | Solar Panels |  | 0.29 | 4 | 53 | 9 |  | Fixed | Roof
Solar Registration Program | NJSRRE1541432294 | Lawrence Twp Mer | 8648 | 12 | 6.96 | Residential | Yes | Behind the Meter | Sunrun Installation Services, Inc. | PSE&G | Accepted | 2019-06-19 | 2019-06-24 | 2020-06-24 | REC Solar | REC290TP2 BLK | Solar Panels |  | 0.29 | 6 | 232 | 30 |  | Fixed | Roof
Solar Registration Program | NJSRRE1541432294 | Lawrence Twp Mer | 8648 | 12 | 6.96 | Residential | Yes | Behind the Meter | Sunrun Installation Services, Inc. | PSE&G | Accepted | 2019-06-19 | 2019-06-24 | 2020-06-24 | REC Solar | REC290TP2 BLK | Solar Panels |  | 0.29 | 2 | 52 | 30 |  | Fixed | Roof
Solar Registration Program | NJSRRE1541432294 | Lawrence Twp Mer | 8648 | 12 | 6.96 | Residential | Yes | Behind the Meter | Sunrun Installation Services, Inc. | PSE&G | Accepted | 2019-06-19 | 2019-06-24 | 2020-06-24 | REC Solar | REC290TP2 BLK | Solar Panels |  | 0.29 | 9 | 53 | 5 |  | Fixed | Roof
Solar Registration Program | NJSRRE1541432294 | Lawrence Twp Mer | 8648 | 12 | 6.96 | Residential | Yes | Behind the Meter | Sunrun Installation Services, Inc. | PSE&G | Accepted | 2019-06-19 | 2019-06-24 | 2020-06-24 | REC Solar | REC290TP2 BLK | Solar Panels |  | 0.29 | 3 | 232 | 5 |  | Fixed | Roof
Solar Registration Program | NJSRRE1541432294 | Lawrence Twp Mer | 8648 | 12 | 6.96 | Residential | Yes | Behind the Meter | Sunrun Installation Services, Inc. | PSE&G | Accepted | 2019-06-19 | 2019-06-24 | 2020-06-24 | SolarEdge Technologies | SE6000H-USRGM | Inverters | 6000 |  | 1 |  |  | 0.96 |  | Outdoor | Next To Meter
Solar Registration Program | NJSRRE1541440980 | Deptford Township | 8096 | 15 | 6.96 | Residential | Yes | Behind the Meter | Sunrun Installation Services, Inc. | PSE&G | Accepted | 2019-06-20 | 2019-06-25 | 2020-06-25 | REC Solar | REC290TP2 BLK | Solar Panels |  | 0.29 | 18 | 129 | 27 |  | Fixed | Roof
Solar Registration Program | NJSRRE1541440980 | Deptford Township | 8096 | 15 | 6.96 | Residential | Yes | Behind the Meter | Sunrun Installation Services, Inc. | PSE&G | Accepted | 2019-06-20 | 2019-06-25 | 2020-06-25 | REC Solar | REC290TP2 BLK | Solar Panels |  | 0.29 | 6 | 219 | 40 |  | Fixed | Roof
Solar Registration Program | NJSRRE1541440980 | Deptford Township | 8096 | 15 | 6.96 | Residential | Yes | Behind the Meter | Sunrun Installation Services, Inc. | PSE&G | Accepted | 2019-06-20 | 2019-06-25 | 2020-06-25 | Ningbo Ginlong Technologies | Solis-1P6K-4G-US | Inverters | 6000 |  | 1 |  |  | 0.96 |  | Outdoor | Next To Meter
Solar Registration Program | NJSRRE1541609003 | Piscataway | 8854 | 11 | 6.96 | Residential | No | Behind the Meter | Sunrun Installation Services, Inc. | PSE&G | Accepted | 2019-07-03 | 2019-07-08 | 2020-07-08 | REC Solar | REC290TP2 BLK | Solar Panels |  | 0.29 | 17 | 141 | 27 |  | Fixed | Roof
Solar Registration Program | NJSRRE1541609003 | Piscataway | 8854 | 11 | 6.96 | Residential | No | Behind the Meter | Sunrun Installation Services, Inc. | PSE&G | Accepted | 2019-07-03 | 2019-07-08 | 2020-07-08 | REC Solar | REC290TP2 BLK | Solar Panels |  | 0.29 | 7 | 232 | 25 |  | Fixed | Roof
Solar Registration Program | NJSRRE1541609003 | Piscataway | 8854 | 11 | 6.96 | Residential | No | Behind the Meter | Sunrun Installation Services, Inc. | PSE&G | Accepted | 2019-07-03 | 2019-07-08 | 2020-07-08 | Ningbo Ginlong Technologies | Solis-1P6K-4G-US | Inverters | 6000 |  | 1 |  |  | 0.96 |  | Outdoor | Next To Meter
Solar Registration Program | NJSRRE1541624216 | Clark | 7066 | 10 | 6.96 | Residential | Yes | Behind the Meter | Sunrun Installation Services, Inc. | PSE&G | Accepted | 2019-07-09 | 2019-07-11 | 2020-07-11 | REC Solar | REC290TP2 BLK | Solar Panels |  | 0.29 | 18 | 131 | 33 |  | Fixed | Roof
Solar Registration Program | NJSRRE1541624216 | Clark | 7066 | 10 | 6.96 | Residential | Yes | Behind the Meter | Sunrun Installation Services, Inc. | PSE&G | Accepted | 2019-07-09 | 2019-07-11 | 2020-07-11 | REC Solar | REC290TP2 BLK | Solar Panels |  | 0.29 | 2 | 37 | 18 |  | Fixed | Roof
Solar Registration Program | NJSRRE1541624216 | Clark | 7066 | 10 | 6.96 | Residential | Yes | Behind the Meter | Sunrun Installation Services, Inc. | PSE&G | Accepted | 2019-07-09 | 2019-07-11 | 2020-07-11 | REC Solar | REC290TP2 BLK | Solar Panels |  | 0.29 | 2 | 219 | 34 |  | Fixed | Roof
Solar Registration Program | NJSRRE1541624216 | Clark | 7066 | 10 | 6.96 | Residential | Yes | Behind the Meter | Sunrun Installation Services, Inc. | PSE&G | Accepted | 2019-07-09 | 2019-07-11 | 2020-07-11 | REC Solar | REC290TP2 BLK | Solar Panels |  | 0.29 | 2 | 309 | 34 |  | Fixed | Roof
Solar Registration Program | NJSRRE1541624216 | Clark | 7066 | 10 | 6.96 | Residential | Yes | Behind the Meter | Sunrun Installation Services, Inc. | PSE&G | Accepted | 2019-07-09 | 2019-07-11 | 2020-07-11 | SolarEdge Technologies | SE6000H-USRGM | Inverters | 6000 |  | 1 |  |  | 0.96 |  | Outdoor | Next To Meter
Solar Registration Program | NJSRRE1541624950 | Carteret | 7008 | 11 | 6.96 | Residential | No | Behind the Meter | Sunrun Installation Services, Inc. | PSE&G | Accepted | 2019-07-09 | 2019-07-11 | 2020-07-11 | REC Solar | REC290TP2 BLK | Solar Panels |  | 0.29 | 5 | 101 | 21 |  | Fixed | Roof
Solar Registration Program | NJSRRE1541624950 | Carteret | 7008 | 11 | 6.96 | Residential | No | Behind the Meter | Sunrun Installation Services, Inc. | PSE&G | Accepted | 2019-07-09 | 2019-07-11 | 2020-07-11 | REC Solar | REC290TP2 BLK | Solar Panels |  | 0.29 | 11 | 282 | 23 |  | Fixed | Roof
Solar Registration Program | NJSRRE1541624950 | Carteret | 7008 | 11 | 6.96 | Residential | No | Behind the Meter | Sunrun Installation Services, Inc. | PSE&G | Accepted | 2019-07-09 | 2019-07-11 | 2020-07-11 | REC Solar | REC290TP2 BLK | Solar Panels |  | 0.29 | 8 | 190 | 20 |  | Fixed | Roof
Solar Registration Program | NJSRRE1541624950 | Carteret | 7008 | 11 | 6.96 | Residential | No | Behind the Meter | Sunrun Installation Services, Inc. | PSE&G | Accepted | 2019-07-09 | 2019-07-11 | 2020-07-11 | Ningbo Ginlong Technologies | Solis-1P6K-4G-US | Inverters | 6000 |  | 1 |  |  | 0.96 |  | Outdoor | Next To Meter
Solar Registration Program | NJSRRE1541624980 | Sicklerville | 8081 | 14 | 6.96 | Residential | Yes | Behind the Meter | Sunrun Installation Services, Inc. | AC Electric | Accepted | 2019-07-09 | 2019-07-11 | 2020-07-11 | REC Solar | REC290TP2 BLK | Solar Panels |  | 0.29 | 24 | 162 | 34 |  | Fixed | Roof
Solar Registration Program | NJSRRE1541624980 | Sicklerville | 8081 | 14 | 6.96 | Residential | Yes | Behind the Meter | Sunrun Installation Services, Inc. | AC Electric | Accepted | 2019-07-09 | 2019-07-11 | 2020-07-11 | Ningbo Ginlong Technologies | Solis-1P6K-4G-US | Inverters | 6000 |  | 1 |  |  | 0.96 |  | Outdoor | Next To Meter
Solar Registration Program | NJSRRE1541805568 | Metuchen | 8840 | 11 | 6.96 | Residential | No | Behind the Meter | Sunrun Installation Services, Inc. | PSE&G | Accepted | 2019-08-08 | 2019-08-23 | 2020-08-23 | REC Solar | REC290TP2 BLK | Solar Panels |  | 0.29 | 24 | 183 | 18 |  | Fixed | Roof
Solar Registration Program | NJSRRE1541805568 | Metuchen | 8840 | 11 | 6.96 | Residential | No | Behind the Meter | Sunrun Installation Services, Inc. | PSE&G | Accepted | 2019-08-08 | 2019-08-23 | 2020-08-23 | Ningbo Ginlong Technologies | Solis-1P6K-4G-US | Inverters | 6000 |  | 1 |  |  | 0.96 |  | Outdoor | Next To Meter
Solar Registration Program | NJSRRE1541814644 | Mystic Islands | 8087 | 18 | 6.96 | Residential | Yes | Behind the Meter | Sunrun Installation Services, Inc. | AC Electric | Accepted | 2019-08-11 | 2019-08-23 | 2020-08-23 | REC Solar | REC290TP2 BLK | Solar Panels |  | 0.29 | 24 | 57 | 30 |  | Fixed | Roof
Solar Registration Program | NJSRRE1541814644 | Mystic Islands | 8087 | 18 | 6.96 | Residential | Yes | Behind the Meter | Sunrun Installation Services, Inc. | AC Electric | Accepted | 2019-08-11 | 2019-08-23 | 2020-08-23 | Ningbo Ginlong Technologies | Solis-1P6K-4G-US | Inverters | 6000 |  | 1 |  |  | 0.96 |  | Outdoor | Next To Meter
Solar Registration Program | NJSRRE1541817874 | Manasquan | 8736 | 17 | 6.96 | Residential | Yes | Behind the Meter | Sunrun Installation Services, Inc. | JCP&L | Accepted | 2019-08-12 | 2019-08-23 | 2020-08-23 | REC Solar | REC290TP2 BLK | Solar Panels |  | 0.29 | 15 | 105 | 14 |  | Fixed | Roof
Solar Registration Program | NJSRRE1541817874 | Manasquan | 8736 | 17 | 6.96 | Residential | Yes | Behind the Meter | Sunrun Installation Services, Inc. | JCP&L | Accepted | 2019-08-12 | 2019-08-23 | 2020-08-23 | REC Solar | REC290TP2 BLK | Solar Panels |  | 0.29 | 9 | 195 | 37 |  | Fixed | Roof
Solar Registration Program | NJSRRE1541817874 | Manasquan | 8736 | 17 | 6.96 | Residential | Yes | Behind the Meter | Sunrun Installation Services, Inc. | JCP&L | Accepted | 2019-08-12 | 2019-08-23 | 2020-08-23 | Ningbo Ginlong Technologies | Solis-1P6K-4G-US | Inverters | 6000 |  | 1 |  |  | 0.96 |  | Outdoor | Next To Meter
Solar Registration Program | NJSRRE1541820853 | Westampton Twp | 8060 | 13 | 6.96 | Residential | Yes | Behind the Meter | Sunrun Installation Services, Inc. | PSE&G | Accepted | 2019-08-13 | 2019-08-23 | 2020-08-23 | REC Solar | REC290TP2 BLK | Solar Panels |  | 0.29 | 4 | 199 | 14 |  | Fixed | Roof
Solar Registration Program | NJSRRE1541820853 | Westampton Twp | 8060 | 13 | 6.96 | Residential | Yes | Behind the Meter | Sunrun Installation Services, Inc. | PSE&G | Accepted | 2019-08-13 | 2019-08-23 | 2020-08-23 | REC Solar | REC290TP2 BLK | Solar Panels |  | 0.29 | 10 | 19 | 23 |  | Fixed | Roof
Solar Registration Program | NJSRRE1541820853 | Westampton Twp | 8060 | 13 | 6.96 | Residential | Yes | Behind the Meter | Sunrun Installation Services, Inc. | PSE&G | Accepted | 2019-08-13 | 2019-08-23 | 2020-08-23 | REC Solar | REC290TP2 BLK | Solar Panels |  | 0.29 | 10 | 199 | 23 |  | Fixed | Roof
Solar Registration Program | NJSRRE1541820853 | Westampton Twp | 8060 | 13 | 6.96 | Residential | Yes | Behind the Meter | Sunrun Installation Services, Inc. | PSE&G | Accepted | 2019-08-13 | 2019-08-23 | 2020-08-23 | Ginlong | Solis-1P6K-4G-US | Inverters | 6000 |  | 1 |  |  | 0.96 |  | Outside | Next to Meter
Solar Registration Program | NJSRRE1541858853 | Warren | 7059 | 5 | 6.96 | Residential | No | Behind the Meter | Sunrun Installation Services, Inc. | PSE&G | Accepted | 2019-08-19 | 2019-08-23 | 2020-08-23 | REC Solar | REC290TP2 BLK | Solar Panels |  | 0.29 | 24 | 173 | 34 |  | Fixed | Roof
Solar Registration Program | NJSRRE1541858853 | Warren | 7059 | 5 | 6.96 | Residential | No | Behind the Meter | Sunrun Installation Services, Inc. | PSE&G | Accepted | 2019-08-19 | 2019-08-23 | 2020-08-23 | SolarEdge Technologies | SE7600A-USS2RGM | Inverters | 7600 |  | 1 |  |  | 0.96 |  | Outdoor | Next To Meter
Solar Registration Program | NJSRRE1541858853 | Warren | 7059 | 5 | 6.96 | Residential | No | Behind the Meter | Sunrun Installation Services, Inc. | PSE&G | Accepted | 2019-08-19 | 2019-08-23 | 2020-08-23 | LG Chem | RESU 10H SEG | Electric Storage Battery |  |  | 1 |  |  |  | Lithium Ion |  | outside
Solar Registration Program | NJSRRE1541873966 | Browns Mills | 8015 | 13 | 6.96 | Residential | Yes | Behind the Meter | Sunrun Installation Services, Inc. | JCP&L | Final As-Built Received | 2019-08-22 | 2019-08-27 | 2020-08-27 | REC Solar | REC290TP2 BLK | Solar Panels |  | 0.29 | 12 | 283 | 23 |  | Fixed | Roof
Solar Registration Program | NJSRRE1541873966 | Browns Mills | 8015 | 13 | 6.96 | Residential | Yes | Behind the Meter | Sunrun Installation Services, Inc. | JCP&L | Final As-Built Received | 2019-08-22 | 2019-08-27 | 2020-08-27 | REC Solar | REC290TP2 BLK | Solar Panels |  | 0.29 | 12 | 103 | 18 |  | Fixed | Roof
Solar Registration Program | NJSRRE1541873966 | Browns Mills | 8015 | 13 | 6.96 | Residential | Yes | Behind the Meter | Sunrun Installation Services, Inc. | JCP&L | Final As-Built Received | 2019-08-22 | 2019-08-27 | 2020-08-27 | SolarEdge Technologies | SE7600A-USS2RGM | Inverters | 7600 |  | 1 |  |  | 0.96 |  | Outdoor | Next To Meter
Solar Registration Program | NJSRRE1541873966 | Browns Mills | 8015 | 13 | 6.96 | Residential | Yes | Behind the Meter | Sunrun Installation Services, Inc. | JCP&L | Final As-Built Received | 2019-08-22 | 2019-08-27 | 2020-08-27 | LG Chem | RESU 10H SEG | Electric Storage Battery |  |  | 1 |  |  |  | Lithium Ion |  | outside
Solar Registration Program | NJSRRE1541938658 | West Caldwell | 7006 | 9 | 6.96 | Residential | Yes | Behind the Meter | Sunrun Installation Services, Inc. | PSE&G | Accepted | 2019-08-29 | 2019-09-04 | 2020-09-04 | REC Solar | REC290TP2 BLK | Solar Panels |  | 0.29 | 16 | 117 | 27 |  | Fixed | Roof
Solar Registration Program | NJSRRE1541938658 | West Caldwell | 7006 | 9 | 6.96 | Residential | Yes | Behind the Meter | Sunrun Installation Services, Inc. | PSE&G | Accepted | 2019-08-29 | 2019-09-04 | 2020-09-04 | REC Solar | REC290TP2 BLK | Solar Panels |  | 0.29 | 8 | 297 | 34 |  | Fixed | Roof
Solar Registration Program | NJSRRE1541938658 | West Caldwell | 7006 | 9 | 6.96 | Residential | Yes | Behind the Meter | Sunrun Installation Services, Inc. | PSE&G | Accepted | 2019-08-29 | 2019-09-04 | 2020-09-04 | Ningbo Ginlong Technologies | Solis-1P6K-4G-US | Inverters | 6000 |  | 1 |  |  | 0.96 |  | Outdoor | Next To Meter
Solar Registration Program | NJSRRE1542192589 | Union Beach | 7735 | 17 | 6.96 | Residential | Yes | Behind the Meter | Sunrun Installation Services, Inc. | JCP&L | Accepted | 2019-09-04 | 2019-09-09 | 2020-09-09 | REC Solar | REC290TP2 BLK | Solar Panels |  | 0.29 | 17 | 198 | 34 |  | Fixed | Roof
Solar Registration Program | NJSRRE1542192589 | Union Beach | 7735 | 17 | 6.96 | Residential | Yes | Behind the Meter | Sunrun Installation Services, Inc. | JCP&L | Accepted | 2019-09-04 | 2019-09-09 | 2020-09-09 | REC Solar | REC290TP2 BLK | Solar Panels |  | 0.29 | 7 | 18 | 18 |  | Fixed | Roof
Solar Registration Program | NJSRRE1542192589 | Union Beach | 7735 | 17 | 6.96 | Residential | Yes | Behind the Meter | Sunrun Installation Services, Inc. | JCP&L | Accepted | 2019-09-04 | 2019-09-09 | 2020-09-09 | Ningbo Ginlong Technologies | Solis-1P6K-4G-US | Inverters | 6000 |  | 1 |  |  | 0.96 |  | Outdoor | Next To Meter
Solar Registration Program | NJSRRE1542513412 | North Arlington | 7031 | 7 | 6.96 | Residential | Yes | Behind the Meter | Sunrun Installation Services, Inc. | PSE&G | Accepted | 2019-10-07 | 2019-10-10 | 2020-10-10 | REC Solar | REC290TP2 BLK | Solar Panels |  | 0.29 | 14 | 124 | 23 |  | Fixed | Roof
Solar Registration Program | NJSRRE1542513412 | North Arlington | 7031 | 7 | 6.96 | Residential | Yes | Behind the Meter | Sunrun Installation Services, Inc. | PSE&G | Accepted | 2019-10-07 | 2019-10-10 | 2020-10-10 | REC Solar | REC290TP2 BLK | Solar Panels |  | 0.29 | 10 | 304 | 23 |  | Fixed | Roof
Solar Registration Program | NJSRRE1542513412 | North Arlington | 7031 | 7 | 6.96 | Residential | Yes | Behind the Meter | Sunrun Installation Services, Inc. | PSE&G | Accepted | 2019-10-07 | 2019-10-10 | 2020-10-10 | Delta Electronics | M6-TL-US | Inverters | 5760 |  | 1 |  |  | 0.96 |  | Outdoor | Next To Meter
Solar Registration Program | NJSRRE1542528763 | Hackettstown | 7840 | 2 | 6.96 | Residential | Yes | Behind the Meter | Sunrun Installation Services, Inc. | JCP&L | Accepted | 2019-10-11 | 2019-10-15 | 2020-10-15 | REC Solar | REC290TP2 BLK | Solar Panels |  | 0.29 | 15 | 98 | 23 |  | Fixed | Roof
Solar Registration Program | NJSRRE1542528763 | Hackettstown | 7840 | 2 | 6.96 | Residential | Yes | Behind the Meter | Sunrun Installation Services, Inc. | JCP&L | Accepted | 2019-10-11 | 2019-10-15 | 2020-10-15 | REC Solar | REC290TP2 BLK | Solar Panels |  | 0.29 | 9 | 99 | 18 |  | Fixed | Roof
Solar Registration Program | NJSRRE1542528763 | Hackettstown | 7840 | 2 | 6.96 | Residential | Yes | Behind the Meter | Sunrun Installation Services, Inc. | JCP&L | Accepted | 2019-10-11 | 2019-10-15 | 2020-10-15 | Delta Electronics | M6-TL-US | Inverters | 5760 |  | 1 |  |  | 0.96 |  | Outdoor | Next To Meter
Solar Registration Program | NJSRRE1542582557 | Paterson City | 7502 | 6 | 6.96 | Residential | Yes | Behind the Meter | Sunrun Installation Services, Inc. | PSE&G | Accepted | 2019-10-24 | 2019-10-28 | 2020-10-28 | REC Solar | REC290TP2 BLK | Solar Panels |  | 0.29 | 18 | 139 | 23 |  | Fixed | Roof
Solar Registration Program | NJSRRE1542582557 | Paterson City | 7502 | 6 | 6.96 | Residential | Yes | Behind the Meter | Sunrun Installation Services, Inc. | PSE&G | Accepted | 2019-10-24 | 2019-10-28 | 2020-10-28 | REC Solar | REC290TP2 BLK | Solar Panels |  | 0.29 | 6 | 49 | 23 |  | Fixed | Roof
Solar Registration Program | NJSRRE1542582557 | Paterson City | 7502 | 6 | 6.96 | Residential | Yes | Behind the Meter | Sunrun Installation Services, Inc. | PSE&G | Accepted | 2019-10-24 | 2019-10-28 | 2020-10-28 | Delta Electronics | M6-TL-US | Inverters | 5760 |  | 1 |  |  | 0.96 |  | Outdoor | Next To Meter
Solar Registration Program | NJSRRE1542685665 | Irvington Town | 7111 | 9 | 6.96 | Residential | No | Behind the Meter | Sunrun Installation Services, Inc. | PSE&G | Accepted | 2019-10-28 | 2019-10-31 | 2020-10-31 | REC Solar | REC290TP2 BLK | Solar Panels |  | 0.29 | 15 | 226 | 18 |  | Fixed | Roof
Solar Registration Program | NJSRRE1542685665 | Irvington Town | 7111 | 9 | 6.96 | Residential | No | Behind the Meter | Sunrun Installation Services, Inc. | PSE&G | Accepted | 2019-10-28 | 2019-10-31 | 2020-10-31 | REC Solar | REC290TP2 BLK | Solar Panels |  | 0.29 | 9 | 318 | 18 |  | Fixed | Roof
Solar Registration Program | NJSRRE1542685665 | Irvington Town | 7111 | 9 | 6.96 | Residential | No | Behind the Meter | Sunrun Installation Services, Inc. | PSE&G | Accepted | 2019-10-28 | 2019-10-31 | 2020-10-31 | Delta Electronics | M6-TL-US | Inverters | 5760 |  | 1 |  |  | 0.96 |  | Outdoor | Next To Meter
Solar Registration Program | NJSRRE1542884289 | New Providence | 7974 | 10 | 6.96 | Residential | No | Behind the Meter | Sunrun Installation Services, Inc. | JCP&L | Accepted | 2019-11-01 | 2019-11-05 | 2020-11-05 | REC Solar | REC290TP2 BLK | Solar Panels |  | 0.29 | 24 | 244 | 34 |  | Fixed | Roof
Solar Registration Program | NJSRRE1542884289 | New Providence | 7974 | 10 | 6.96 | Residential | No | Behind the Meter | Sunrun Installation Services, Inc. | JCP&L | Accepted | 2019-11-01 | 2019-11-05 | 2020-11-05 | SolarEdge Technologies | SE7600A-USS2RGM | Inverters | 7600 |  | 1 |  |  | 0.96 |  | Outdoor | Next To Meter
Solar Registration Program | NJSRRE1542887779 | Bloomfield | 7003 | 9 | 6.96 | Residential | Yes | Behind the Meter | Sunrun Installation Services, Inc. | PSE&G | Accepted | 2019-11-01 | 2019-11-05 | 2020-11-05 | REC Solar | REC290TP2 BLK | Solar Panels |  | 0.29 | 10 | 287 | 27 |  | Fixed | Roof
Solar Registration Program | NJSRRE1542887779 | Bloomfield | 7003 | 9 | 6.96 | Residential | Yes | Behind the Meter | Sunrun Installation Services, Inc. | PSE&G | Accepted | 2019-11-01 | 2019-11-05 | 2020-11-05 | REC Solar | REC290TP2 BLK | Solar Panels |  | 0.29 | 14 | 107 | 27 |  | Fixed | Roof
Solar Registration Program | NJSRRE1542887779 | Bloomfield | 7003 | 9 | 6.96 | Residential | Yes | Behind the Meter | Sunrun Installation Services, Inc. | PSE&G | Accepted | 2019-11-01 | 2019-11-05 | 2020-11-05 | Delta Electronics | M6-TL-US | Inverters | 5760 |  | 1 |  |  | 0.96 |  | Outdoor | Next To Meter
Solar Registration Program | NJSRRE1543058740 | South Brunswick Township | 8540 | 12 | 6.96 | Residential | No | Behind the Meter | Sunrun Installation Services, Inc. | PSE&G | Accepted | 2019-11-08 | 2019-11-12 | 2020-11-12 | REC Solar | REC290TP2 BLK | Solar Panels |  | 0.29 | 13 | 263 | 27 |  | Fixed | Roof
Solar Registration Program | NJSRRE1543058740 | South Brunswick Township | 8540 | 12 | 6.96 | Residential | No | Behind the Meter | Sunrun Installation Services, Inc. | PSE&G | Accepted | 2019-11-08 | 2019-11-12 | 2020-11-12 | REC Solar | REC290TP2 BLK | Solar Panels |  | 0.29 | 11 | 173 | 40 |  | Fixed | Roof
Solar Registration Program | NJSRRE1543058740 | South Brunswick Township | 8540 | 12 | 6.96 | Residential | No | Behind the Meter | Sunrun Installation Services, Inc. | PSE&G | Accepted | 2019-11-08 | 2019-11-12 | 2020-11-12 | Delta Electronics | M6-TL-US | Inverters | 5760 |  | 1 |  |  | 0.96 |  | Outdoor | Next To Meter
Solar Registration Program | NJSRRE1543182856 | Maywood | 7607 | 7 | 6.96 | Residential | Yes | Behind the Meter | Sunrun Installation Services, Inc. | PSE&G | Accepted | 2019-11-13 | 2019-11-18 | 2020-11-18 | REC Solar | REC290TP2 BLK | Solar Panels |  | 0.29 | 24 | 103 | 40 |  | Fixed | Roof
Solar Registration Program | NJSRRE1543182856 | Maywood | 7607 | 7 | 6.96 | Residential | Yes | Behind the Meter | Sunrun Installation Services, Inc. | PSE&G | Accepted | 2019-11-13 | 2019-11-18 | 2020-11-18 | Delta Electronics | M6-TL-US | Inverters | 5760 |  | 1 |  |  | 0.96 |  | Outdoor | Next To Meter
Solar Registration Program | NJSRRE1543422211 | Teaneck | 7666 | 7 | 6.96 | Residential | Yes | Behind the Meter | Sunrun Installation Services, Inc. | PSE&G | Accepted | 2019-11-19 | 2019-11-22 | 2020-11-22 | REC Solar | REC290TP2 BLK | Solar Panels |  | 0.29 | 5 | 245 | 14 |  | Fixed | Roof
Solar Registration Program | NJSRRE1543422211 | Teaneck | 7666 | 7 | 6.96 | Residential | Yes | Behind the Meter | Sunrun Installation Services, Inc. | PSE&G | Accepted | 2019-11-19 | 2019-11-22 | 2020-11-22 | REC Solar | REC290TP2 BLK | Solar Panels |  | 0.29 | 19 | 65 | 30 |  | Fixed | Roof
Solar Registration Program | NJSRRE1543422211 | Teaneck | 7666 | 7 | 6.96 | Residential | Yes | Behind the Meter | Sunrun Installation Services, Inc. | PSE&G | Accepted | 2019-11-19 | 2019-11-22 | 2020-11-22 | Delta Electronics | M6-TL-US | Inverters | 5760 |  | 1 |  |  | 0.96 |  | Outdoor | Next To Meter
Solar Registration Program | NJSRRE1543426218 | Kearny | 7032 | 8 | 6.96 | Residential | No | Behind the Meter | Sunrun Installation Services, Inc. | PSE&G | Accepted | 2019-11-20 | 2019-11-25 | 2020-11-25 | REC Solar | REC290TP2 BLK | Solar Panels |  | 0.29 | 3 | 84 | 19 |  | Fixed | Roof
Solar Registration Program | NJSRRE1543426218 | Kearny | 7032 | 8 | 6.96 | Residential | No | Behind the Meter | Sunrun Installation Services, Inc. | PSE&G | Accepted | 2019-11-20 | 2019-11-25 | 2020-11-25 | REC Solar | REC290TP2 BLK | Solar Panels |  | 0.29 | 21 | 173 | 19 |  | Fixed | Roof
Solar Registration Program | NJSRRE1543426218 | Kearny | 7032 | 8 | 6.96 | Residential | No | Behind the Meter | Sunrun Installation Services, Inc. | PSE&G | Accepted | 2019-11-20 | 2019-11-25 | 2020-11-25 | Enphase Energy | IQ7-60-x-US (240V) | Inverters | 240 |  | 24 |  |  | 0.96 |  | Outdoor | Rooftop
Solar Registration Program | NJSRRE1543438775 | Hasbrouck Heights | 7604 | 7 | 6.96 | Residential | No | Behind the Meter | Sunrun Installation Services, Inc. | PSE&G | Accepted | 2019-11-23 | 2019-11-27 | 2020-11-27 | REC Solar | REC290TP2 BLK | Solar Panels |  | 0.29 | 10 | 307 | 30 |  | Fixed | Roof
Solar Registration Program | NJSRRE1543438775 | Hasbrouck Heights | 7604 | 7 | 6.96 | Residential | No | Behind the Meter | Sunrun Installation Services, Inc. | PSE&G | Accepted | 2019-11-23 | 2019-11-27 | 2020-11-27 | REC Solar | REC290TP2 BLK | Solar Panels |  | 0.29 | 14 | 127 | 30 |  | Fixed | Roof
Solar Registration Program | NJSRRE1543438775 | Hasbrouck Heights | 7604 | 7 | 6.96 | Residential | No | Behind the Meter | Sunrun Installation Services, Inc. | PSE&G | Accepted | 2019-11-23 | 2019-11-27 | 2020-11-27 | Delta Electronics | M6-TL-US | Inverters | 5760 |  | 1 |  |  | 0.96 |  | Outdoor | Next To Meter
Solar Registration Program | NJSRRE1543442889 | Jersey City | 7305 | 8 | 6.96 | Residential | Yes | Behind the Meter | Sunrun Installation Services, Inc. | PSE&G | Accepted | 2019-11-25 | 2019-11-27 | 2020-11-27 | REC Solar | REC290TP2 BLK | Solar Panels |  | 0.29 | 24 | 147 | 40 |  | Fixed | Roof
Solar Registration Program | NJSRRE1543442889 | Jersey City | 7305 | 8 | 6.96 | Residential | Yes | Behind the Meter | Sunrun Installation Services, Inc. | PSE&G | Accepted | 2019-11-25 | 2019-11-27 | 2020-11-27 | Delta Electronics | M6-TL-US | Inverters | 5760 |  | 1 |  |  | 0.96 |  | Outdoor | Next To Meter
Solar Registration Program | NJSRRE1543451874 | Hamilton twp mer | 8610 | 12 | 6.96 | Residential | Yes | Behind the Meter | Sunrun Installation Services, Inc. | PSE&G | Accepted | 2019-11-27 | 2019-12-03 | 2020-12-03 | REC Solar | REC290TP2 BLK | Solar Panels |  | 0.29 | 6 | 26 | 18 |  | Fixed | Roof
Solar Registration Program | NJSRRE1543451874 | Hamilton twp mer | 8610 | 12 | 6.96 | Residential | Yes | Behind the Meter | Sunrun Installation Services, Inc. | PSE&G | Accepted | 2019-11-27 | 2019-12-03 | 2020-12-03 | REC Solar | REC290TP2 BLK | Solar Panels |  | 0.29 | 18 | 296 | 18 |  | Fixed | Roof
Solar Registration Program | NJSRRE1543451874 | Hamilton twp mer | 8610 | 12 | 6.96 | Residential | Yes | Behind the Meter | Sunrun Installation Services, Inc. | PSE&G | Accepted | 2019-11-27 | 2019-12-03 | 2020-12-03 | Delta Electronics | M6-TL-US | Inverters | 5760 |  | 1 |  |  | 0.96 |  | Outdoor | Next To Meter
Solar Registration Program | NJSRRE1543471148 | Bridgewater Township | 8807 | 5 | 6.96 | Residential | No | Behind the Meter | Sunrun Installation Services, Inc. | PSE&G | Accepted | 2019-12-03 | 2019-12-05 | 2020-12-05 | REC Solar | REC290TP2 BLK | Solar Panels |  | 0.29 | 24 | 158 | 30 |  | Fixed | Roof
Solar Registration Program | NJSRRE1543471148 | Bridgewater Township | 8807 | 5 | 6.96 | Residential | No | Behind the Meter | Sunrun Installation Services, Inc. | PSE&G | Accepted | 2019-12-03 | 2019-12-05 | 2020-12-05 | Enphase Energy | IQ7-60-x-US (240V) | Inverters | 240 |  | 24 |  |  | 0.96 |  | Outdoor | Rooftop
Solar Registration Program | NJSRRE1543478967 | Barnegat Township | 8005 | 18 | 6.96 | Residential | Yes | Behind the Meter | Sunrun Installation Services, Inc. | JCP&L | Accepted | 2019-12-04 | 2019-12-09 | 2020-12-09 | REC Solar | REC290TP2 BLK | Solar Panels |  | 0.29 | 24 | 177 | 18 |  | Fixed | Roof
Solar Registration Program | NJSRRE1543478967 | Barnegat Township | 8005 | 18 | 6.96 | Residential | Yes | Behind the Meter | Sunrun Installation Services, Inc. | JCP&L | Accepted | 2019-12-04 | 2019-12-09 | 2020-12-09 | Delta Electronics | M6-TL-US | Inverters | 5760 |  | 1 |  |  | 0.96 |  | Outdoor | Next To Meter
Solar Registration Program | NJSRRE1540477209 | Cherry Hill | 8034 | 14 | 7 | Residential | Yes | Behind the Meter | Pro Custom Solar dba Momentum Solar | PSE&G | Accepted | 2019-03-12 | 2019-03-13 | 2020-03-13 | TRINA SOLAR | TSM280-DD05A.05(II) | Solar Panels |  | 0.28 | 5 | 170 | 20 |  | Fixed | Roof
Solar Registration Program | NJSRRE1540477209 | Cherry Hill | 8034 | 14 | 7 | Residential | Yes | Behind the Meter | Pro Custom Solar dba Momentum Solar | PSE&G | Accepted | 2019-03-12 | 2019-03-13 | 2020-03-13 | TRINA SOLAR | TSM280-DD05A.05(II) | Solar Panels |  | 0.28 | 12 | 171 | 20 |  | Fixed | Roof
Solar Registration Program | NJSRRE1540477209 | Cherry Hill | 8034 | 14 | 7 | Residential | Yes | Behind the Meter | Pro Custom Solar dba Momentum Solar | PSE&G | Accepted | 2019-03-12 | 2019-03-13 | 2020-03-13 | TRINA SOLAR | TSM280-DD05A.05(II) | Solar Panels |  | 0.28 | 8 | 260 | 20 |  | Fixed | Roof
Solar Registration Program | NJSRRE1540477209 | Cherry Hill | 8034 | 14 | 7 | Residential | Yes | Behind the Meter | Pro Custom Solar dba Momentum Solar | PSE&G | Accepted | 2019-03-12 | 2019-03-13 | 2020-03-13 | ENPHASE | IQ6 | Inverters | 230 |  | 25 |  |  | 0.97 |  | Outside | ROOF
Solar Registration Program | NJSRRE1541480252 | STOCKTON | 8559 | 4 | 7 | Residential | Yes | Behind the Meter | Pro Custom Solar dba Momentum Solar | JCP&L | Accepted | 2019-06-25 | 2019-06-27 | 2020-06-27 | HYUNDAI | HiS-S280RG | Solar Panels |  | 0.28 | 15 | 146 | 27 |  | Fixed | Roof
Solar Registration Program | NJSRRE1541480252 | STOCKTON | 8559 | 4 | 7 | Residential | Yes | Behind the Meter | Pro Custom Solar dba Momentum Solar | JCP&L | Accepted | 2019-06-25 | 2019-06-27 | 2020-06-27 | HYUNDAI | HiS-S280RG | Solar Panels |  | 0.28 | 10 | 327 | 12 |  | Fixed | Roof
Solar Registration Program | NJSRRE1541480252 | STOCKTON | 8559 | 4 | 7 | Residential | Yes | Behind the Meter | Pro Custom Solar dba Momentum Solar | JCP&L | Accepted | 2019-06-25 | 2019-06-27 | 2020-06-27 | Enphase | IQ6-60-2-US | Inverters | 240 |  | 25 |  |  | 0.97 |  | Outdoor | Roof
Solar Registration Program | NJSRRE1541712677 | Bridgeton | 8302 | 20 | 7 | Residential | Yes | Behind the Meter | Seabright Solar | AC Electric | Accepted | 2019-07-31 | 2019-08-01 | 2020-08-01 | Sunpower | SPR-X21-350 | Solar Panels |  | 0.35 | 20 | 245 | 20 |  | Fixed | Roof
Solar Registration Program | NJSRRE1541712677 | Bridgeton | 8302 | 20 | 7 | Residential | Yes | Behind the Meter | Seabright Solar | AC Electric | Accepted | 2019-07-31 | 2019-08-01 | 2020-08-01 | Sunpower | SPR-X21-350 | Inverters | 0.32 |  | 20 |  |  | 0.99 |  | Outside | Roof
Solar Registration Program | NJSRRE1541883853 | EWING | 8618 | 12 | 7 | Residential | Yes | Behind the Meter | Vivint Solar Developer, LLC | PSE&G | Accepted | 2019-09-12 | 2019-09-13 | 2020-09-13 | Tina Solar | TSM-280DD05A.05(II) | Solar Panels |  | 0.28 | 25 | 261 | 34 |  | Fixed | Roof
Solar Registration Program | NJSRRE1541883853 | EWING | 8618 | 12 | 7 | Residential | Yes | Behind the Meter | Vivint Solar Developer, LLC | PSE&G | Accepted | 2019-09-12 | 2019-09-13 | 2020-09-13 | Enphase | S230-60-LL-2-US | Inverters | 220 |  | 25 |  |  | 0.972 |  | Outdoor | Underneath Each Module
Solar Registration Program | NJSRRE1542525235 | West Windsor | 8850 | 11 | 7 | Residential | No | Behind the Meter | Accord Power Inc | PSE&G | Accepted | 2019-10-21 | 2019-10-21 | 2020-10-21 | SunPower | x21 350 blk | Solar Panels |  | 0.35 | 5 | 181 | 25 |  | Fixed | Roof
Solar Registration Program | NJSRRE1542525235 | West Windsor | 8850 | 11 | 7 | Residential | No | Behind the Meter | Accord Power Inc | PSE&G | Accepted | 2019-10-21 | 2019-10-21 | 2020-10-21 | SunPower | x21 350 blk | Solar Panels |  | 0.35 | 15 | 179 | 31 |  | Fixed | Roof
Solar Registration Program | NJSRRE1542525235 | West Windsor | 8850 | 11 | 7 | Residential | No | Behind the Meter | Accord Power Inc | PSE&G | Accepted | 2019-10-21 | 2019-10-21 | 2020-10-21 | Sunpower Integrated Enphase Microinverter | IQ 7X Microinverter | Inverters | 0.32 |  | 20 |  |  | 0.975 |  | Outdoor | roof Intergrated in solar panel
Solar Registration Program | NJSRRE1542562114 | Mount Laurel Township | 8054 | 13 | 7 | Residential | Yes | Behind the Meter | SunnyMac LLC | PSE&G | Accepted | 2019-10-21 | 2019-10-23 | 2020-10-23 | SunPower | SPR-X21-350 | Solar Panels |  | 0.35 | 11 | 172 | 45 |  | Fixed | Roof
Solar Registration Program | NJSRRE1542562114 | Mount Laurel Township | 8054 | 13 | 7 | Residential | Yes | Behind the Meter | SunnyMac LLC | PSE&G | Accepted | 2019-10-21 | 2019-10-23 | 2020-10-23 | SunPower | SPR-X21-350 | Solar Panels |  | 0.35 | 9 | 172 | 45 |  | Fixed | Roof
Solar Registration Program | NJSRRE1542562114 | Mount Laurel Township | 8054 | 13 | 7 | Residential | Yes | Behind the Meter | SunnyMac LLC | PSE&G | Accepted | 2019-10-21 | 2019-10-23 | 2020-10-23 | Enphase | IQ7XS-96-ACM-US | Inverters | 0.315 |  | 20 |  |  | 0.99 |  | Outdoor | roof
Solar Registration Program | NJSRRE1542579451 | Lavallette | 8735 | 18 | 7 | Residential | No | Behind the Meter | EMT Renewables | JCP&L | Accepted | 2019-10-23 | 2019-10-25 | 2020-10-25 | Sunpower | 350w-BLK-D-AC | Solar Panels |  | 0.35 | 10 | 276 | 11 |  | Fixed | Roof
Solar Registration Program | NJSRRE1542579451 | Lavallette | 8735 | 18 | 7 | Residential | No | Behind the Meter | EMT Renewables | JCP&L | Accepted | 2019-10-23 | 2019-10-25 | 2020-10-25 | Sunpower | 350w-BLK-D-AC | Solar Panels |  | 0.35 | 10 | 96 | 11 |  | Fixed | Roof
Solar Registration Program | NJSRRE1542579451 | Lavallette | 8735 | 18 | 7 | Residential | No | Behind the Meter | EMT Renewables | JCP&L | Accepted | 2019-10-23 | 2019-10-25 | 2020-10-25 | Sunpower | 320w-blk-d-ac | Inverters | 320 |  | 20 |  |  | 0.95 |  | Other | next to meter
Solar Registration Program | NJSRRE1542775957 | Montclair | 7042 | 9 | 7 | Residential | No | Behind the Meter | Geoscape Solar | PSE&G | Accepted | 2019-10-30 | 2019-11-01 | 2020-11-01 | LG Electronics | LG350N1C-V5 | Solar Panels |  | 0.35 | 8 | 207 | 14 |  | Fixed | Roof
Solar Registration Program | NJSRRE1542775957 | Montclair | 7042 | 9 | 7 | Residential | No | Behind the Meter | Geoscape Solar | PSE&G | Accepted | 2019-10-30 | 2019-11-01 | 2020-11-01 | LG Electronics | LG350N1C-V5 | Solar Panels |  | 0.35 | 12 | 207 | 37 |  | Fixed | Roof
Solar Registration Program | NJSRRE1542775957 | Montclair | 7042 | 9 | 7 | Residential | No | Behind the Meter | Geoscape Solar | PSE&G | Accepted | 2019-10-30 | 2019-11-01 | 2020-11-01 | SolarEdge | SE5000H-US | Inverters | 5000 |  | 1 |  |  | 0.98 |  | Outside | adj. to utility meter
Solar Registration Program | NJSRRE1543441106 | Phillipsburg | 8865 | 2 | 7 | Residential | Yes | Behind the Meter | Antonio L. Dimichino, LLC | JCP&L | Accepted | 2019-11-24 | 2019-11-27 | 2020-11-27 | Hanwha Solar One | 350 | Solar Panels |  | 0.35 | 20 | 144 | 35 |  | Fixed | Roof
Solar Registration Program | NJSRRE1543441106 | Phillipsburg | 8865 | 2 | 7 | Residential | Yes | Behind the Meter | Antonio L. Dimichino, LLC | JCP&L | Accepted | 2019-11-24 | 2019-11-27 | 2020-11-27 | Solar Edge | SE10000H | Inverters | 10000 |  | 1 |  |  | 0.97 |  | Indoor | Next to Electrical Panel
Solar Registration Program | NJSRRE1543500174 | Ocean View | 8230 | 21 | 7 | Residential | No | Behind the Meter | OCEAN SOLAR | AC Electric | Accepted | 2019-12-07 | 2019-12-10 | 2020-12-10 | LG | LG350 MONO | Solar Panels |  | 0.35 | 20 | 245 | 10 |  | Fixed | Roof
Solar Registration Program | NJSRRE1543500174 | Ocean View | 8230 | 21 | 7 | Residential | No | Behind the Meter | OCEAN SOLAR | AC Electric | Accepted | 2019-12-07 | 2019-12-10 | 2020-12-10 | SOLAR EDGE | SE6000H-US | Inverters | 6000 |  | 1 |  |  | 0.99 |  | Indoor | GARAGE
Solar Registration Program | NJSRRE1543505577 | Hamilton Township | 8330 | 19 | 7 | Residential | No | Behind the Meter | Green Power energy | AC Electric | Accepted | 2019-12-10 | 2019-12-12 | 2020-12-12 | LG Electronics | LG350N1C-V5 | Solar Panels |  | 0.35 | 20 | 168 | 27 |  | Fixed | Roof
Solar Registration Program | NJSRRE1543505577 | Hamilton Township | 8330 | 19 | 7 | Residential | No | Behind the Meter | Green Power energy | AC Electric | Accepted | 2019-12-10 | 2019-12-12 | 2020-12-12 | SolarEdge | SE6000H-US | Inverters | 6000 |  | 1 |  |  | 0.97 |  | Outside | Next to meter
Solar Registration Program | NJSRRE1543537995 | Teaneck | 7666 | 7 | 7 | Residential | No | Behind the Meter | Empire Solar Solutions, LLC | PSE&G | Accepted | 2019-12-13 | 2019-12-17 | 2020-12-17 | LG | 350N1K-A5 | Solar Panels |  | 0.35 | 20 | 162 | 30 |  | Fixed | Roof
Solar Registration Program | NJSRRE1543537995 | Teaneck | 7666 | 7 | 7 | Residential | No | Behind the Meter | Empire Solar Solutions, LLC | PSE&G | Accepted | 2019-12-13 | 2019-12-17 | 2020-12-17 | SolarEdge | SE6000U-US | Inverters | 0.6 |  | 1 |  |  | 0.992 |  | Outdoor | Next to service meter
Solar Registration Program | NJSRRE1543585978 | New Egypt | 8533 | 18 | 7 | Residential | No | Behind the Meter | SunPower Corporation, Systems | JCP&L | Accepted | 2019-12-20 | 2019-12-26 | 2020-12-26 | SUNPOWER | SPR-X21-350-BLK-E-AC | Solar Panels |  | 0.35 | 6 | 216 | 25 |  | Fixed | Roof
Solar Registration Program | NJSRRE1543585978 | New Egypt | 8533 | 18 | 7 | Residential | No | Behind the Meter | SunPower Corporation, Systems | JCP&L | Accepted | 2019-12-20 | 2019-12-26 | 2020-12-26 | SUNPOWER | SPR-X21-350-BLK-E-AC | Solar Panels |  | 0.35 | 14 | 126 | 33 |  | Fixed | Roof
Solar Registration Program | NJSRRE1543585978 | New Egypt | 8533 | 18 | 7 | Residential | No | Behind the Meter | SunPower Corporation, Systems | JCP&L | Accepted | 2019-12-20 | 2019-12-26 | 2020-12-26 | SUNPOWER | SPR-X21-350-BLK-E-AC | Inverters | 320 |  | 20 |  |  | 0.96 |  | Other | under each panel
Solar Registration Program | NJSRRE1540212551 | Wayne | 7470 | 6 | 7.02 | Residential | No | Behind the Meter | Solar Spectrum LLC | PSE&G | Accepted | 2019-01-07 | 2019-02-15 | 2020-02-15 | Hanawa Q Cells | Q.PEAK-G4.1-305 | Solar Panels |  | 0.305 | 18 | 253 | 21 |  | Fixed | Roof
Solar Registration Program | NJSRRE1540212551 | Wayne | 7470 | 6 | 7.02 | Residential | No | Behind the Meter | Solar Spectrum LLC | PSE&G | Accepted | 2019-01-07 | 2019-02-15 | 2020-02-15 | Hanawa Q Cells | Q.PEAK-G4.1-305 | Solar Panels |  | 0.305 | 5 | 253 | 21 |  | Fixed | Roof
Solar Registration Program | NJSRRE1540212551 | Wayne | 7470 | 6 | 7.02 | Residential | No | Behind the Meter | Solar Spectrum LLC | PSE&G | Accepted | 2019-01-07 | 2019-02-15 | 2020-02-15 | Solar Edge Technologies | SE6000H-US | Inverters | 25 |  | 1 |  |  | 0.99 |  | Outdoor | Near Meter
Solar Registration Program | NJSRRE1541805451 | Whitesboro | 8210 | 21 | 7.02 | Residential | Yes | Behind the Meter | All Season Solar | AC Electric | Final As-Built Received | 2019-08-08 | 2019-08-23 | 2020-08-23 | Trina | TSM DD05A.05II 305W MAR 2019 | Solar Panels |  | 0.305 | 2 | 297 | 28 |  | Fixed | Roof
Solar Registration Program | NJSRRE1541805451 | Whitesboro | 8210 | 21 | 7.02 | Residential | Yes | Behind the Meter | All Season Solar | AC Electric | Final As-Built Received | 2019-08-08 | 2019-08-23 | 2020-08-23 | Trina | TSM DD05A.05II 305W MAR 2019 | Solar Panels |  | 0.305 | 4 | 117 | 28 |  | Fixed | Roof
Solar Registration Program | NJSRRE1541805451 | Whitesboro | 8210 | 21 | 7.02 | Residential | Yes | Behind the Meter | All Season Solar | AC Electric | Final As-Built Received | 2019-08-08 | 2019-08-23 | 2020-08-23 | Trina | TSM DD05A.05II 305W MAR 2019 | Solar Panels |  | 0.305 | 4 | 27 | 24 |  | Fixed | Roof
Solar Registration Program | NJSRRE1541805451 | Whitesboro | 8210 | 21 | 7.02 | Residential | Yes | Behind the Meter | All Season Solar | AC Electric | Final As-Built Received | 2019-08-08 | 2019-08-23 | 2020-08-23 | Trina | TSM DD05A.05II 305W MAR 2019 | Solar Panels |  | 0.305 | 2 | 297 | 28 |  | Fixed | Roof
Solar Registration Program | NJSRRE1541805451 | Whitesboro | 8210 | 21 | 7.02 | Residential | Yes | Behind the Meter | All Season Solar | AC Electric | Final As-Built Received | 2019-08-08 | 2019-08-23 | 2020-08-23 | Trina | TSM DD05A.05II 305W MAR 2019 | Solar Panels |  | 0.305 | 6 | 207 | 28 |  | Fixed | Roof
Solar Registration Program | NJSRRE1541805451 | Whitesboro | 8210 | 21 | 7.02 | Residential | Yes | Behind the Meter | All Season Solar | AC Electric | Final As-Built Received | 2019-08-08 | 2019-08-23 | 2020-08-23 | Trina | TSM DD05A.05II 305W MAR 2019 | Solar Panels |  | 0.305 | 1 | 117 | 28 |  | Fixed | Roof
Solar Registration Program | NJSRRE1541805451 | Whitesboro | 8210 | 21 | 7.02 | Residential | Yes | Behind the Meter | All Season Solar | AC Electric | Final As-Built Received | 2019-08-08 | 2019-08-23 | 2020-08-23 | Trina | TSM DD05A.05II 305W MAR 2019 | Solar Panels |  | 0.305 | 4 | 207 | 24 |  | Fixed | Roof
Solar Registration Program | NJSRRE1541805451 | Whitesboro | 8210 | 21 | 7.02 | Residential | Yes | Behind the Meter | All Season Solar | AC Electric | Final As-Built Received | 2019-08-08 | 2019-08-23 | 2020-08-23 | Enphase | IQ7 | Inverters | 240 |  | 23 |  |  | 0.97 |  | Outdoor | Under Module
Solar Registration Program | NJSRRE1541809998 | Burlington | 8016 | 13 | 7.02 | Residential | Yes | Behind the Meter | Complete Solar | PSE&G | Accepted | 2019-09-17 | 2019-09-17 | 2020-09-17 | Longi - LR-6-60PB-305M | LR-6-60PB-305M | Solar Panels |  | 0.305 | 23 | 280.93 | 22.61 |  | Fixed | Roof
Solar Registration Program | NJSRRE1541809998 | Burlington | 8016 | 13 | 7.02 | Residential | Yes | Behind the Meter | Complete Solar | PSE&G | Accepted | 2019-09-17 | 2019-09-17 | 2020-09-17 | SolarEdge Technologies SE6000H-US- RGM | SE6000H-US- RGM | Inverters | 6000 |  | 1 |  |  | 0.97 |  | Outdoor | by MSP
Solar Registration Program | NJSRRE1541841387 | Linden | 7036 | 10 | 7.02 | Residential | No | Behind the Meter | Whitman Construction, LLC | PSE&G | Accepted | 2019-08-15 | 2019-08-23 | 2020-08-23 | Trina Solar | TSM-305DD05A | Solar Panels |  | 0.305 | 23 | 132 | 40 |  | Fixed | Roof
Solar Registration Program | NJSRRE1541841387 | Linden | 7036 | 10 | 7.02 | Residential | No | Behind the Meter | Whitman Construction, LLC | PSE&G | Accepted | 2019-08-15 | 2019-08-23 | 2020-08-23 | Enphase Energy | IQ7-60-2-US | Inverters | 0.24 |  | 23 |  |  | 0.976 |  | Outside | roof
Solar Registration Program | NJSRRE1541888873 | Pennsauken TWP | 8110 | 14 | 7.02 | Residential | Yes | Behind the Meter | 1st Light Energy Inc | PSE&G | Accepted | 2019-08-27 | 2019-08-30 | 2020-08-30 | Trina | TSM-305DD05A.05 | Solar Panels |  | 0.305 | 23 | 228 | 37 |  | Fixed | Roof
Solar Registration Program | NJSRRE1541888873 | Pennsauken TWP | 8110 | 14 | 7.02 | Residential | Yes | Behind the Meter | 1st Light Energy Inc | PSE&G | Accepted | 2019-08-27 | 2019-08-30 | 2020-08-30 | SMA | SB 6.0-US | Inverters | 6000 |  | 1 |  |  | 0.98 |  | Outside | within 10 feet of meter
Solar Registration Program | NJSRRE1541903722 | Monroe Twp | 8331 |  | 7.02 | Residential | Yes | Behind the Meter | All Season Solar | JCP&L | Accepted | 2019-08-29 | 2019-09-03 | 2020-09-03 | Trina | TSMDD05A..05II 305w | Solar Panels |  | 0.305 | 23 | 187 | 31 |  | Fixed | Roof
Solar Registration Program | NJSRRE1541903722 | Monroe Twp | 8331 |  | 7.02 | Residential | Yes | Behind the Meter | All Season Solar | JCP&L | Accepted | 2019-08-29 | 2019-09-03 | 2020-09-03 | Enphase | IQ7 | Inverters | 240 |  | 23 |  |  | 0.97 |  | Outdoor | under module
Solar Registration Program | NJSRRE1542033486 | Barnegat | 8005 | 18 | 7.02 | Residential | Yes | Behind the Meter | New Jersey Clean Energy Solutions | AC Electric | Final As-Built Received | 2019-09-03 | 2019-09-05 | 2020-09-05 | Trinia | TSM-DD05A.08(II)BLK | Solar Panels |  | 0.305 | 18 | 258 | 37 |  | Fixed | Roof | House
Solar Registration Program | NJSRRE1542033486 | Barnegat | 8005 | 18 | 7.02 | Residential | Yes | Behind the Meter | New Jersey Clean Energy Solutions | AC Electric | Final As-Built Received | 2019-09-03 | 2019-09-05 | 2020-09-05 | Trinia | TSM-DD05A.08(II)BLK | Solar Panels |  | 0.305 | 5 | 258 | 37 |  | Fixed | Roof | House
Solar Registration Program | NJSRRE1542033486 | Barnegat | 8005 | 18 | 7.02 | Residential | Yes | Behind the Meter | New Jersey Clean Energy Solutions | AC Electric | Final As-Built Received | 2019-09-03 | 2019-09-05 | 2020-09-05 | Enphase | IQ7 | Inverters | 240 |  | 23 |  |  | 0.97 |  | Outside | under panel
Solar Registration Program | NJSRRE1542408866 | Mount Laurel | 8054 | 13 | 7.02 | Residential | Yes | Behind the Meter | All Season Solar | PSE&G | Accepted | 2019-09-16 | 2019-09-18 | 2020-09-18 | Trina | TSMDD05A.05II 305w | Solar Panels |  | 0.305 | 23 | 97 | 20 |  | Fixed | Roof
Solar Registration Program | NJSRRE1542408866 | Mount Laurel | 8054 | 13 | 7.02 | Residential | Yes | Behind the Meter | All Season Solar | PSE&G | Accepted | 2019-09-16 | 2019-09-18 | 2020-09-18 | Enphase | IQ7 | Inverters | 240 |  | 23 |  |  | 0.97 |  | Outdoor | under module
Solar Registration Program | NJSRRE1542419918 | Oaklyn Boro | 8107 | 14 | 7.02 | Residential | Yes | Behind the Meter | 1st Light Energy Inc | PSE&G | Accepted | 2019-09-18 | 2019-09-20 | 2020-09-20 | Trina | TSM-305DD05A.05(II) | Solar Panels |  | 0.305 | 23 | 147 | 23 |  | Fixed | Roof
Solar Registration Program | NJSRRE1542419918 | Oaklyn Boro | 8107 | 14 | 7.02 | Residential | Yes | Behind the Meter | 1st Light Energy Inc | PSE&G | Accepted | 2019-09-18 | 2019-09-20 | 2020-09-20 | SMA | SB 6.0-US (240V) | Inverters | 6000 |  | 1 |  |  | 0.97 |  | Outside | within 10 feet of meter
Solar Registration Program | NJSRRE1542428474 | Haddon Twp | 8107 | 14 | 7.02 | Residential | No | Behind the Meter | Bright Planet Solar | AC Electric | Accepted | 2019-09-23 | 2019-09-25 | 2020-09-25 | LONGI | LR6-60PB-305M | Solar Panels |  | 0.305 | 4 | 153 | 23 |  | Fixed | Roof
Solar Registration Program | NJSRRE1542428474 | Haddon Twp | 8107 | 14 | 7.02 | Residential | No | Behind the Meter | Bright Planet Solar | AC Electric | Accepted | 2019-09-23 | 2019-09-25 | 2020-09-25 | LONGI | LR6-60PB-305M | Solar Panels |  | 0.305 | 13 | 251 | 27 |  | Fixed | Roof
Solar Registration Program | NJSRRE1542428474 | Haddon Twp | 8107 | 14 | 7.02 | Residential | No | Behind the Meter | Bright Planet Solar | AC Electric | Accepted | 2019-09-23 | 2019-09-25 | 2020-09-25 | LONGI | LR6-60PB-305M | Solar Panels |  | 0.305 | 6 | 231 | 23 |  | Fixed | Roof
Solar Registration Program | NJSRRE1542428474 | Haddon Twp | 8107 | 14 | 7.02 | Residential | No | Behind the Meter | Bright Planet Solar | AC Electric | Accepted | 2019-09-23 | 2019-09-25 | 2020-09-25 | Solar Edge | SE6000H-USRGM | Inverters | 6000 |  | 1 |  |  | 0.98 |  | Outdoor | Next to Meter
Solar Registration Program | NJSRRE1542416821 | Oaklyn Boro | 8107 | 14 | 7.03 | Residential | Yes | Behind the Meter | Bright Planet Solar | PSE&G | Final As-Built Received | 2019-09-18 | 2019-09-23 | 2020-09-23 | SUNPOWER S-SERIES | X22-370 | Solar Panels |  | 0.37 | 19 | 130 | 31 |  | Fixed | Roof
Solar Registration Program | NJSRRE1542416821 | Oaklyn Boro | 8107 | 14 | 7.03 | Residential | Yes | Behind the Meter | Bright Planet Solar | PSE&G | Final As-Built Received | 2019-09-18 | 2019-09-23 | 2020-09-23 | SOLAR EDGE | SE6000H-USRGM | Inverters | 6000 |  | 1 |  |  | 0.98 |  | Outdoor | OUTSIDE
Solar Registration Program | NJSRRE1542553222 | VENTNOR | 8406 | 19 | 7.03 | Residential | No | Behind the Meter | Evoke Solar, Inc | AC Electric | Accepted | 2019-10-17 | 2019-10-21 | 2020-10-21 | SunPower | SRP-X22-370-AC | Solar Panels |  | 0.37 | 19 | 139 | 27 |  | Fixed | Roof
Solar Registration Program | NJSRRE1542553222 | VENTNOR | 8406 | 19 | 7.03 | Residential | No | Behind the Meter | Evoke Solar, Inc | AC Electric | Accepted | 2019-10-17 | 2019-10-21 | 2020-10-21 | ENPHASE | IQ7XS-96-ACM-US | Inverters | 0.32 |  | 19 |  |  | 0.975 |  | Outside | UNDER EA. PANEL
Solar Registration Program | NJSRRE1539837727 | Dayton | 8810 | 11 | 7.04 | Residential | No | Behind the Meter | Panatec Corporation | PSE&G | Extension Incomplete | 2018-11-21 | 2018-11-28 | 2019-11-28 | Panasonic | HIT320N | Solar Panels |  | 0.32 | 22 | 130 | 22 |  | Fixed | Roof
Solar Registration Program | NJSRRE1539837727 | Dayton | 8810 | 11 | 7.04 | Residential | No | Behind the Meter | Panatec Corporation | PSE&G | Extension Incomplete | 2018-11-21 | 2018-11-28 | 2019-11-28 | SolarEdge | SE7600H | Inverters | 7600 |  | 1 |  |  | 0.985 |  | Indoor | outdoor
Solar Registration Program | NJSRRE1540459430 | Elizabeth | 7202 | 10 | 7.04 | Residential | Yes | Behind the Meter | Skyline Solar, LLC | PSE&G | Accepted | 2019-03-07 | 2019-03-11 | 2020-03-11 | Silfab | SLA-M 320Wp | Solar Panels |  | 0.32 | 22 | 222 | 37 |  | Fixed | Roof
Solar Registration Program | NJSRRE1540459430 | Elizabeth | 7202 | 10 | 7.04 | Residential | Yes | Behind the Meter | Skyline Solar, LLC | PSE&G | Accepted | 2019-03-07 | 2019-03-11 | 2020-03-11 | SolarEdge | SE5000H-US000NNC2 | Inverters | 5000 |  | 1 |  |  | 0.99 |  | Outdoor | within 5 feet of meter
Solar Registration Program | NJSRRE1540459667 | Atco | 8004 | 14 | 7.04 | Residential | Yes | Behind the Meter | Skyline Solar, LLC | AC Electric | Accepted | 2019-03-07 | 2019-03-08 | 2020-03-08 | Silfab | SLA-M 320Wp | Solar Panels |  | 0.32 | 22 | 192 | 34 |  | Fixed | Roof
Solar Registration Program | NJSRRE1540459667 | Atco | 8004 | 14 | 7.04 | Residential | Yes | Behind the Meter | Skyline Solar, LLC | AC Electric | Accepted | 2019-03-07 | 2019-03-08 | 2020-03-08 | SolarEdge | SE5000H-US000NNC2 | Inverters | 5000 |  | 1 |  |  | 0.99 |  | Outside | within 5 feet of meter
Solar Registration Program | NJSRRE1540459670 | Millville | 8323 | 20 | 7.04 | Residential | Yes | Behind the Meter | Skyline Solar, LLC | AC Electric | Accepted | 2019-03-07 | 2019-03-11 | 2020-03-11 | Silfab | SLA-M 320Wp | Solar Panels |  | 0.32 | 22 | 135 | 18 |  | Fixed | Roof
Solar Registration Program | NJSRRE1540459670 | Millville | 8323 | 20 | 7.04 | Residential | Yes | Behind the Meter | Skyline Solar, LLC | AC Electric | Accepted | 2019-03-07 | 2019-03-11 | 2020-03-11 | SolarEdge | SE5000H-US000NNC2 | Inverters | 5000 |  | 1 |  |  | 0.99 |  | Outside | within 5 feet of meter
Solar Registration Program | NJSRRE1540459672 | Pennsauken | 8110 | 14 | 7.04 | Residential | Yes | Behind the Meter | Skyline Solar, LLC | PSE&G | Accepted | 2019-03-07 | 2019-03-11 | 2020-03-11 | Silfab | SLA-M 320Wp | Solar Panels |  | 0.32 | 22 | 230 | 22 |  | Fixed | Roof
Solar Registration Program | NJSRRE1540459672 | Pennsauken | 8110 | 14 | 7.04 | Residential | Yes | Behind the Meter | Skyline Solar, LLC | PSE&G | Accepted | 2019-03-07 | 2019-03-11 | 2020-03-11 | SolarEdge | SE5000H-US000NNC2 | Inverters | 5000 |  | 1 |  |  | 0.99 |  | Outside | within 5 feet of meter
Solar Registration Program | NJSRRE1540459673 | Deptford | 8096 | 15 | 7.04 | Residential | Yes | Behind the Meter | Skyline Solar, LLC | PSE&G | Accepted | 2019-03-07 | 2019-03-08 | 2020-03-08 | Silfab | SLA-M 320Wp | Solar Panels |  | 0.32 | 22 | 290 | 22 |  | Fixed | Roof
Solar Registration Program | NJSRRE1540459673 | Deptford | 8096 | 15 | 7.04 | Residential | Yes | Behind the Meter | Skyline Solar, LLC | PSE&G | Accepted | 2019-03-07 | 2019-03-08 | 2020-03-08 | SolarEdge | SE5000H-US000NNC2 | Inverters | 5000 |  | 1 |  |  | 0.99 |  | Outside | within 5 feet of meter
Solar Registration Program | NJSRRE1540461610 | Somerset | 8873 | 5 | 7.04 | Residential | Yes | Behind the Meter | Skyline Solar, LLC | PSE&G | Accepted | 2019-03-08 | 2019-03-11 | 2020-03-11 | Silfab | SLA-M 320Wp | Solar Panels |  | 0.32 | 22 | 143 | 22 |  | Fixed | Roof
Solar Registration Program | NJSRRE1540461610 | Somerset | 8873 | 5 | 7.04 | Residential | Yes | Behind the Meter | Skyline Solar, LLC | PSE&G | Accepted | 2019-03-08 | 2019-03-11 | 2020-03-11 | SolarEdge | SE5000H-US000NNC2 | Inverters | 5000 |  | 1 |  |  | 0.99 |  | Outside | within five feet of meter
Solar Registration Program | NJSRRE1540461647 | Egg Harbor Township | 8234 | 19 | 7.04 | Residential | Yes | Behind the Meter | Skyline Solar, LLC | AC Electric | Accepted | 2019-03-08 | 2019-03-11 | 2020-03-11 | Silfab | SLA-M 320Wp | Solar Panels |  | 0.32 | 22 | 174 | 20 |  | Fixed | Roof
Solar Registration Program | NJSRRE1540461647 | Egg Harbor Township | 8234 | 19 | 7.04 | Residential | Yes | Behind the Meter | Skyline Solar, LLC | AC Electric | Accepted | 2019-03-08 | 2019-03-11 | 2020-03-11 | SolarEdge | SE5000H-US000NNC2 | Inverters | 5000 |  | 1 |  |  | 0.99 |  | Outside | within five feet of meter
Solar Registration Program | NJSRRE1540479869 | New Milford | 7646 | 7 | 7.04 | Residential | Yes | Behind the Meter | Skyline Solar, LLC | PSE&G | Accepted | 2019-03-13 | 2019-03-14 | 2020-03-14 | Silfab | SLA-M 320wP | Solar Panels |  | 0.32 | 22 | 157 | 30 |  | Fixed | Roof
Solar Registration Program | NJSRRE1540479869 | New Milford | 7646 | 7 | 7.04 | Residential | Yes | Behind the Meter | Skyline Solar, LLC | PSE&G | Accepted | 2019-03-13 | 2019-03-14 | 2020-03-14 | Solar Edge | SE5000H-US000NNC2 | Inverters | 5000 |  | 1 |  |  | 0.99 |  | Outside | within five feet of meter
Solar Registration Program | NJSRRE1540480477 | Egg Harbor | 8234 | 19 | 7.04 | Residential | Yes | Behind the Meter | Skyline Solar, LLC | AC Electric | Accepted | 2019-03-13 | 2019-03-14 | 2020-03-14 | Silfab | SLA-M 320Wp | Solar Panels |  | 0.32 | 22 | 117 | 17 |  | Fixed | Roof
Solar Registration Program | NJSRRE1540480477 | Egg Harbor | 8234 | 19 | 7.04 | Residential | Yes | Behind the Meter | Skyline Solar, LLC | AC Electric | Accepted | 2019-03-13 | 2019-03-14 | 2020-03-14 | Solar Edge | SE5000H-US000NNC2 | Inverters | 5000 |  | 1 |  |  | 0.99 |  | Outside | within five feet of meter
Solar Registration Program | NJSRRE1540480570 | Westville | 8093 | 15 | 7.04 | Residential | Yes | Behind the Meter | Skyline Solar, LLC | PSE&G | Accepted | 2019-03-13 | 2019-03-14 | 2020-03-14 | Silfab | SLA-M 320 | Solar Panels |  | 0.32 | 4 | 180 | 22 |  | Fixed | Roof
Solar Registration Program | NJSRRE1540480570 | Westville | 8093 | 15 | 7.04 | Residential | Yes | Behind the Meter | Skyline Solar, LLC | PSE&G | Accepted | 2019-03-13 | 2019-03-14 | 2020-03-14 | Silfab | SLA-M 320 | Solar Panels |  | 0.32 | 18 | 180 | 40 |  | Fixed | Roof
Solar Registration Program | NJSRRE1540480570 | Westville | 8093 | 15 | 7.04 | Residential | Yes | Behind the Meter | Skyline Solar, LLC | PSE&G | Accepted | 2019-03-13 | 2019-03-14 | 2020-03-14 | Solar Edge | SE5000H-US000BNC4 | Inverters | 5000 |  | 1 |  |  | 0.99 |  | Outside | within five feet of meter
Solar Registration Program | NJSRRE1540480570 | Westville | 8093 | 15 | 7.04 | Residential | Yes | Behind the Meter | Skyline Solar, LLC | PSE&G | Accepted | 2019-03-13 | 2019-03-14 | 2020-03-14 | SolarEdge | DCD-IPH-US-S4H-F-S | Meters |  |  | 1 |  |  |  | Yes | Outdoor
Solar Registration Program | NJSRRE1540511318 | Phillipsburg | 8865 | 2 | 7.04 | Residential | Yes | Behind the Meter | Skyline Solar, LLC | JCP&L | Accepted | 2019-03-21 | 2019-04-04 | 2020-04-04 | Silfab | SLA-M 320Wp | Solar Panels |  | 0.32 | 22 | 234 | 44 |  | Fixed | Roof
Solar Registration Program | NJSRRE1540511318 | Phillipsburg | 8865 | 2 | 7.04 | Residential | Yes | Behind the Meter | Skyline Solar, LLC | JCP&L | Accepted | 2019-03-21 | 2019-04-04 | 2020-04-04 | Solar Edge | SE5000H-US000NNC2 | Inverters | 5000 |  | 1 |  |  | 0.99 |  | Outside | within five feet of meter
Solar Registration Program | NJSRRE1540712569 | Hamilton | 8610 | 12 | 7.04 | Residential | Yes | Behind the Meter | Skyline Solar, LLC | PSE&G | Accepted | 2019-03-23 | 2019-03-26 | 2020-03-26 | Silfab | SLA-M 320Wp | Solar Panels |  | 0.32 | 22 | 129 | 34 |  | Fixed | Roof
Solar Registration Program | NJSRRE1540712569 | Hamilton | 8610 | 12 | 7.04 | Residential | Yes | Behind the Meter | Skyline Solar, LLC | PSE&G | Accepted | 2019-03-23 | 2019-03-26 | 2020-03-26 | Solar Edge | SE5000H-US000NNC2 | Inverters | 5000 |  | 1 |  |  | 0.99 |  | Outside | within five feet of meter
Solar Registration Program | NJSRRE1540712571 | Willingboro | 8046 | 13 | 7.04 | Residential | Yes | Behind the Meter | Skyline Solar, LLC | PSE&G | Accepted | 2019-03-23 | 2019-03-26 | 2020-03-26 | Silfab | SLA-M 320Wp | Solar Panels |  | 0.32 | 22 | 234 | 42 |  | Fixed | Roof
Solar Registration Program | NJSRRE1540712571 | Willingboro | 8046 | 13 | 7.04 | Residential | Yes | Behind the Meter | Skyline Solar, LLC | PSE&G | Accepted | 2019-03-23 | 2019-03-26 | 2020-03-26 | Solar Edge | SE5000H-US000NNC2 | Inverters | 5000 |  | 1 |  |  | 0.99 |  | Outside | within five feet of meter
Solar Registration Program | NJSRRE1540721068 | Keyport | 7735 | 17 | 7.04 | Residential | Yes | Behind the Meter | Skyline Solar, LLC | JCP&L | Accepted | 2019-03-26 | 2019-03-27 | 2020-03-27 | Silfab | SLA-M | Solar Panels |  | 0.32 | 16 | 121 | 18 |  | Fixed | Roof
Solar Registration Program | NJSRRE1540721068 | Keyport | 7735 | 17 | 7.04 | Residential | Yes | Behind the Meter | Skyline Solar, LLC | JCP&L | Accepted | 2019-03-26 | 2019-03-27 | 2020-03-27 | Silfab | SLA-M | Solar Panels |  | 0.32 | 6 | 301 | 18 |  | Fixed | Roof
Solar Registration Program | NJSRRE1540721068 | Keyport | 7735 | 17 | 7.04 | Residential | Yes | Behind the Meter | Skyline Solar, LLC | JCP&L | Accepted | 2019-03-26 | 2019-03-27 | 2020-03-27 | Solar Edge | SE5000H-US000BNC4 | Inverters | 5000 |  | 1 |  |  | 0.99 |  | Outside | within ten feet of meter
Solar Registration Program | NJSRRE1540721068 | Keyport | 7735 | 17 | 7.04 | Residential | Yes | Behind the Meter | Skyline Solar, LLC | JCP&L | Accepted | 2019-03-26 | 2019-03-27 | 2020-03-27 | SolarEdge | DCD-1PH-US-S4H-F-S | Meters |  |  | 1 |  |  |  | Yes | Outdoor
Solar Registration Program | NJSRRE1540756175 | Hamilton | 8610 | 12 | 7.04 | Residential | Yes | Behind the Meter | Skyline Solar, LLC | PSE&G | Accepted | 2019-03-29 | 2019-04-01 | 2020-04-01 | Silfab | SLA-M 320Wp | Solar Panels |  | 0.32 | 22 | 120 | 20 |  | Fixed | Roof
Solar Registration Program | NJSRRE1540756175 | Hamilton | 8610 | 12 | 7.04 | Residential | Yes | Behind the Meter | Skyline Solar, LLC | PSE&G | Accepted | 2019-03-29 | 2019-04-01 | 2020-04-01 | Solar Edge | SE5000H-US000NC2 | Inverters | 5000 |  | 1 |  |  | 0.99 |  | Outside | within five feet of meter
Solar Registration Program | NJSRRE1540822615 | Garwood | 7027 | 10 | 7.04 | Residential | Yes | Behind the Meter | Skyline Solar, LLC | PSE&G | Accepted | 2019-04-05 | 2019-04-09 | 2020-04-09 | Silfab | SLA-M 320 Wp | Solar Panels |  | 0.32 | 22 | 205 | 20 |  | Fixed | Roof
Solar Registration Program | NJSRRE1540822615 | Garwood | 7027 | 10 | 7.04 | Residential | Yes | Behind the Meter | Skyline Solar, LLC | PSE&G | Accepted | 2019-04-05 | 2019-04-09 | 2020-04-09 | Solar Edge | SE5000H-US000NNC2 | Inverters | 5000 |  | 1 |  |  | 0.99 |  | Outside | within five feet of meter
Solar Registration Program | NJSRRE1540856579 | Pleasantville | 8232 | 19 | 7.04 | Residential | Yes | Behind the Meter | Skyline Solar, LLC | AC Electric | Accepted | 2019-04-16 | 2019-04-17 | 2020-04-17 | Silfab | SLA-M 320Wp | Solar Panels |  | 0.32 | 22 | 117 | 37 |  | Fixed | Roof
Solar Registration Program | NJSRRE1540856579 | Pleasantville | 8232 | 19 | 7.04 | Residential | Yes | Behind the Meter | Skyline Solar, LLC | AC Electric | Accepted | 2019-04-16 | 2019-04-17 | 2020-04-17 | Solar Edge | SE5000H-US000NNC2 | Inverters | 5000 |  | 1 |  |  | 0.99 |  | Outside | within five feet of meter
Solar Registration Program | NJSRRE1540856820 | Parlin | 8859 | 11 | 7.04 | Residential | Yes | Behind the Meter | Skyline Solar, LLC | JCP&L | Accepted | 2019-04-16 | 2019-04-17 | 2020-04-17 | Silfab | SLA-M 320Wp | Solar Panels |  | 0.32 | 22 | 274 | 20 |  | Fixed | Roof
Solar Registration Program | NJSRRE1540856820 | Parlin | 8859 | 11 | 7.04 | Residential | Yes | Behind the Meter | Skyline Solar, LLC | JCP&L | Accepted | 2019-04-16 | 2019-04-17 | 2020-04-17 | Solar Edge | SE5000H-US000NNC2 | Inverters | 5000 |  | 1 |  |  | 0.99 |  | Outside | within five feet of meter
Solar Registration Program | NJSRRE1540856836 | Pleasantville | 8232 | 19 | 7.04 | Residential | Yes | Behind the Meter | Skyline Solar, LLC | PSE&G | Accepted | 2019-04-16 | 2019-04-17 | 2020-04-17 | Silfab | SLA-M 320Wp | Solar Panels |  | 0.32 | 22 | 298 | 10 |  | Fixed | Roof
Solar Registration Program | NJSRRE1540856836 | Pleasantville | 8232 | 19 | 7.04 | Residential | Yes | Behind the Meter | Skyline Solar, LLC | PSE&G | Accepted | 2019-04-16 | 2019-04-17 | 2020-04-17 | Solar Edge | SE5000H-US000NNC2 | Inverters | 5000 |  | 1 |  |  | 0.99 |  | Outside | within five feet of meter
Solar Registration Program | NJSRRE1540857931 | Piscataway | 8854 | 11 | 7.04 | Residential | Yes | Behind the Meter | Skyline Solar, LLC | PSE&G | Accepted | 2019-04-17 | 2019-04-17 | 2020-04-17 | Silfab | SLA-M 320Wp | Solar Panels |  | 0.32 | 22 | 143 | 21 |  | Fixed | Roof
Solar Registration Program | NJSRRE1540857931 | Piscataway | 8854 | 11 | 7.04 | Residential | Yes | Behind the Meter | Skyline Solar, LLC | PSE&G | Accepted | 2019-04-17 | 2019-04-17 | 2020-04-17 | Solar Edge | SE5000H-US000NNC2 | Inverters | 5000 |  | 1 |  |  | 0.99 |  | Outside | within five feet of meter
Solar Registration Program | NJSRRE1540857932 | Washington | 7882 | 2 | 7.04 | Residential | Yes | Behind the Meter | Skyline Solar, LLC | JCP&L | Accepted | 2019-04-17 | 2019-04-17 | 2020-04-17 | Silfab | SLA-M 320W[ | Solar Panels |  | 0.32 | 22 | 100 | 34 |  | Fixed | Roof
Solar Registration Program | NJSRRE1540857932 | Washington | 7882 | 2 | 7.04 | Residential | Yes | Behind the Meter | Skyline Solar, LLC | JCP&L | Accepted | 2019-04-17 | 2019-04-17 | 2020-04-17 | Solar Edge | SE5000H-US000NNC2 | Inverters | 5000 |  | 1 |  |  | 0.99 |  | Outside | within five feet of meter
Solar Registration Program | NJSRRE1540894734 | Egg Harbor Township | 8234 | 19 | 7.04 | Residential | Yes | Behind the Meter | Skyline Solar, LLC | AC Electric | Accepted | 2019-04-25 | 2019-06-12 | 2020-06-12 | Silfab | SLA-320Wp | Solar Panels |  | 0.32 | 22 | 117 | 20 |  | Fixed | Roof
Solar Registration Program | NJSRRE1540894734 | Egg Harbor Township | 8234 | 19 | 7.04 | Residential | Yes | Behind the Meter | Skyline Solar, LLC | AC Electric | Accepted | 2019-04-25 | 2019-06-12 | 2020-06-12 | SolarEdge | SE5000H-US000NNC2 | Inverters | 5000 |  | 1 |  |  | 0.99 |  | Outside | within five feet of meter
Solar Registration Program | NJSRRE1540894755 | Plainfield | 7060 | 10 | 7.04 | Residential | Yes | Behind the Meter | Skyline Solar, LLC | PSE&G | Accepted | 2019-04-25 | 2019-06-12 | 2020-06-12 | Silfab | SLA-320Wp | Solar Panels |  | 0.32 | 22 | 38 | 26 |  | Fixed | Roof
Solar Registration Program | NJSRRE1540894755 | Plainfield | 7060 | 10 | 7.04 | Residential | Yes | Behind the Meter | Skyline Solar, LLC | PSE&G | Accepted | 2019-04-25 | 2019-06-12 | 2020-06-12 | SolarEdge | SE5000H-US000NNC2 | Inverters | 5000 |  | 1 |  |  | 0.99 |  | Outside | within five feet of meter
Solar Registration Program | NJSRRE1540894763 | Carteret | 7008 | 11 | 7.04 | Residential | Yes | Behind the Meter | Skyline Solar, LLC | PSE&G | Accepted | 2019-04-25 | 2019-06-12 | 2020-06-12 | Silfab | SLA-320Wp | Solar Panels |  | 0.32 | 22 | 13 | 35 |  | Fixed | Roof
Solar Registration Program | NJSRRE1540894763 | Carteret | 7008 | 11 | 7.04 | Residential | Yes | Behind the Meter | Skyline Solar, LLC | PSE&G | Accepted | 2019-04-25 | 2019-06-12 | 2020-06-12 | SolarEdge | SE5000H-US000NNC2 | Inverters | 5000 |  | 1 |  |  | 0.99 |  | Outside | within five feet of meter
Solar Registration Program | NJSRRE1540894793 | Patterson | 7501 | 6 | 7.04 | Residential | Yes | Behind the Meter | Skyline Solar, LLC | PSE&G | Accepted | 2019-04-25 | 2019-04-29 | 2020-04-29 | SILFAB | SLA-320Wp | Solar Panels |  | 0.32 | 22 | 199 | 15 |  | Fixed | Roof
Solar Registration Program | NJSRRE1540894793 | Patterson | 7501 | 6 | 7.04 | Residential | Yes | Behind the Meter | Skyline Solar, LLC | PSE&G | Accepted | 2019-04-25 | 2019-04-29 | 2020-04-29 | SolarEdge | SE5000H-US000NNC2 | Inverters | 5000 |  | 1 |  |  | 0.99 |  | Outside | WITHIN FIVE FEET OF METER
Solar Registration Program | NJSRRE1540959819 | Berlin | 8009 | 14 | 7.04 | Residential | Yes | Behind the Meter | Skyline Solar, LLC | AC Electric | Accepted | 2019-05-04 | 2019-06-12 | 2020-06-12 | Sifab | SLA-M 320Wp | Solar Panels |  | 0.32 | 22 | 144 | 20 |  | Fixed | Roof
Solar Registration Program | NJSRRE1540959819 | Berlin | 8009 | 14 | 7.04 | Residential | Yes | Behind the Meter | Skyline Solar, LLC | AC Electric | Accepted | 2019-05-04 | 2019-06-12 | 2020-06-12 | SolarEdge | SE5000H-US000NNC2 | Inverters | 5000 |  | 1 |  |  | 0.9 |  | Outside | within five feet of meter
Solar Registration Program | NJSRRE1540959820 | Whiting | 8759 | 18 | 7.04 | Residential | Yes | Behind the Meter | Skyline Solar, LLC | JCP&L | Accepted | 2019-05-04 | 2019-05-08 | 2020-05-08 | Silfab | SLA-M 320Wp | Solar Panels |  | 0.32 | 22 | 201 | 20 |  | Fixed | Roof
Solar Registration Program | NJSRRE1540959820 | Whiting | 8759 | 18 | 7.04 | Residential | Yes | Behind the Meter | Skyline Solar, LLC | JCP&L | Accepted | 2019-05-04 | 2019-05-08 | 2020-05-08 | SolarEdge | SE5000H-US000NNC2 | Inverters | 5000 |  | 1 |  |  | 0.99 |  | Outside | within five feet of meter
Solar Registration Program | NJSRRE1540959822 | Bayville | 8721 | 18 | 7.04 | Residential | Yes | Behind the Meter | Skyline Solar, LLC | JCP&L | Accepted | 2019-05-04 | 2019-05-08 | 2020-05-08 | Silfab | SLA-M 320Wp | Solar Panels |  | 0.32 | 22 | 197 | 22 |  | Fixed | Roof
Solar Registration Program | NJSRRE1540959822 | Bayville | 8721 | 18 | 7.04 | Residential | Yes | Behind the Meter | Skyline Solar, LLC | JCP&L | Accepted | 2019-05-04 | 2019-05-08 | 2020-05-08 | SolarEdge | SE5000H-US000NNC2 | Inverters | 5000 |  | 1 |  |  | 0.99 |  | Outside | within five feet of meter
Solar Registration Program | NJSRRE1540973184 | Montvale | 7645 | 7 | 7.04 | Residential | Yes | Behind the Meter | Skyline Solar, LLC | Orange Rockland Electric | Accepted | 2019-05-09 | 2019-05-14 | 2020-05-14 | Silfab | SLA-M 320Wp | Solar Panels |  | 0.32 | 22 | 248 | 18 |  | Fixed | Roof
Solar Registration Program | NJSRRE1540973184 | Montvale | 7645 | 7 | 7.04 | Residential | Yes | Behind the Meter | Skyline Solar, LLC | Orange Rockland Electric | Accepted | 2019-05-09 | 2019-05-14 | 2020-05-14 | SolarEdge | SE5000H-US000NNC2 | Inverters | 5000 |  | 1 |  |  | 0.99 |  | Outside | within five feet of meter
Solar Registration Program | NJSRRE1541028162 | Jersey City | 7307 | 8 | 7.04 | Residential | Yes | Behind the Meter | Vision Solar LLC | PSE&G | Accepted | 2019-05-21 | 2019-05-24 | 2020-05-24 | sunpower | e20-327-e-ac | Solar Panels |  | 0.32 | 22 | 297 | 3 |  | Fixed | Roof
Solar Registration Program | NJSRRE1541028162 | Jersey City | 7307 | 8 | 7.04 | Residential | Yes | Behind the Meter | Vision Solar LLC | PSE&G | Accepted | 2019-05-21 | 2019-05-24 | 2020-05-24 | sunpower | e20-327-e-ac | Inverters | 0.32 |  | 22 |  |  | 0.96 |  | Other | behind panels
Solar Registration Program | NJSRRE1541041827 | Manville | 8835 | 5 | 7.04 | Residential | Yes | Behind the Meter | Skyline Solar, LLC | PSE&G | Accepted | 2019-05-24 | 2019-05-30 | 2020-05-30 | Silfab | SLA-M 320Wp | Solar Panels |  | 0.32 | 22 | 130 | 24 |  | Fixed | Roof
Solar Registration Program | NJSRRE1541041827 | Manville | 8835 | 5 | 7.04 | Residential | Yes | Behind the Meter | Skyline Solar, LLC | PSE&G | Accepted | 2019-05-24 | 2019-05-30 | 2020-05-30 | SolarEdge | SE5000H-US000NNC2 | Inverters | 5000 |  | 1 |  |  | 0.99 |  | Outside | within five feet of meter
Solar Registration Program | NJSRRE1541041833 | Pleasantville | 8232 | 19 | 7.04 | Residential | Yes | Behind the Meter | Skyline Solar, LLC | AC Electric | Accepted | 2019-05-24 | 2019-05-30 | 2020-05-30 | Silfab | SLA-M 320Wp | Solar Panels |  | 0.32 | 22 | 126 | 30 |  | Fixed | Roof
Solar Registration Program | NJSRRE1541041833 | Pleasantville | 8232 | 19 | 7.04 | Residential | Yes | Behind the Meter | Skyline Solar, LLC | AC Electric | Accepted | 2019-05-24 | 2019-05-30 | 2020-05-30 | SolarEdge | SE5000H-US000NNC2 | Inverters | 5000 |  | 1 |  |  | 0.99 |  | Outside | within five feet of meter
Solar Registration Program | NJSRRE1541041836 | Egg Harbor City | 8215 | 19 | 7.04 | Residential | Yes | Behind the Meter | Skyline Solar, LLC | AC Electric | Accepted | 2019-05-24 | 2019-05-30 | 2020-05-30 | SolarEdge | SE5000H-US000NNC2 | Inverters | 5000 |  | 1 |  |  | 0.99 |  | Outside | within five feet of meter
Solar Registration Program | NJSRRE1541041836 | Egg Harbor City | 8215 | 19 | 7.04 | Residential | Yes | Behind the Meter | Skyline Solar, LLC | AC Electric | Accepted | 2019-05-24 | 2019-05-30 | 2020-05-30 | Silfab | SLA-M 320Wp | Solar Panels |  | 0.32 | 22 | 131 | 36 |  | Fixed | Roof
Solar Registration Program | NJSRRE1541053256 | National Park | 8063 | 15 | 7.04 | Residential | Yes | Behind the Meter | Skyline Solar, LLC | PSE&G | Accepted | 2019-05-30 | 2019-07-12 | 2020-07-12 | Silfab | SLA-M 320Wp | Solar Panels |  | 0.32 | 22 | 291 | 15 |  | Fixed | Roof
Solar Registration Program | NJSRRE1541053256 | National Park | 8063 | 15 | 7.04 | Residential | Yes | Behind the Meter | Skyline Solar, LLC | PSE&G | Accepted | 2019-05-30 | 2019-07-12 | 2020-07-12 | SolarEdge | SE5000H-US000NNC2 | Inverters | 5000 |  | 1 |  |  | 0.99 |  | Outside | within ten feet of meter
Solar Registration Program | NJSRRE1541117995 | Willingboro | 8046 | 13 | 7.04 | Residential | Yes | Behind the Meter | Skyline Solar, LLC | PSE&G | Accepted | 2019-06-05 | 2019-06-17 | 2020-06-17 | Silfab | SLA-M 320Wp | Solar Panels |  | 0.32 | 22 | 123 | 41 |  | Fixed | Roof
Solar Registration Program | NJSRRE1541117995 | Willingboro | 8046 | 13 | 7.04 | Residential | Yes | Behind the Meter | Skyline Solar, LLC | PSE&G | Accepted | 2019-06-05 | 2019-06-17 | 2020-06-17 | SolarEdge | SE5000H-US000NNC2 | Inverters | 5000 |  | 1 |  |  | 0.99 |  | Outside | within ten feet of meter
Solar Registration Program | NJSRRE1541118107 | Salem | 8079 | 16 | 7.04 | Residential | Yes | Behind the Meter | Skyline Solar, LLC | AC Electric | Accepted | 2019-06-05 | 2019-06-10 | 2020-06-10 | Silfab | SLA-M 320Wp | Solar Panels |  | 0.32 | 22 | 231 | 38 |  | Fixed | Roof
Solar Registration Program | NJSRRE1541118107 | Salem | 8079 | 16 | 7.04 | Residential | Yes | Behind the Meter | Skyline Solar, LLC | AC Electric | Accepted | 2019-06-05 | 2019-06-10 | 2020-06-10 | SolarEdge | SE5000H-US000NNC2 | Inverters | 5000 |  | 1 |  |  | 0.99 |  | Outside | within ten feet of meter
Solar Registration Program | NJSRRE1541118108 | Williamstown | 8094 | 15 | 7.04 | Residential | Yes | Behind the Meter | Skyline Solar, LLC | PSE&G | Accepted | 2019-06-05 | 2019-06-10 | 2020-06-10 | Silfab | SLA-M 320Wp | Solar Panels |  | 0.32 | 22 | 305 | 20 |  | Fixed | Roof
Solar Registration Program | NJSRRE1541118108 | Williamstown | 8094 | 15 | 7.04 | Residential | Yes | Behind the Meter | Skyline Solar, LLC | PSE&G | Accepted | 2019-06-05 | 2019-06-10 | 2020-06-10 | SolarEdge | SE5000H-US000NNC2 | Inverters | 5000 |  | 1 |  |  | 0.99 |  | Outside | within ten feet of meter
Solar Registration Program | NJSRRE1541118114 | Willingboro | 8046 | 13 | 7.04 | Residential | Yes | Behind the Meter | Skyline Solar, LLC | PSE&G | Accepted | 2019-06-05 | 2019-06-10 | 2020-06-10 | Silfab | SLA-M 320Wp | Solar Panels |  | 0.32 | 22 | 201 | 18 |  | Fixed | Roof
Solar Registration Program | NJSRRE1541118114 | Willingboro | 8046 | 13 | 7.04 | Residential | Yes | Behind the Meter | Skyline Solar, LLC | PSE&G | Accepted | 2019-06-05 | 2019-06-10 | 2020-06-10 | SolarEdge | SE5000H-US000NNC2 | Inverters | 5000 |  | 1 |  |  | 0.99 |  | Outside | within ten feet of meter
Solar Registration Program | NJSRRE1541118116 | Carteret | 7008 | 11 | 7.04 | Residential | Yes | Behind the Meter | Skyline Solar, LLC | PSE&G | Accepted | 2019-06-05 | 2019-06-10 | 2020-06-10 | Silfab | SLA-M 320Wp | Solar Panels |  | 0.32 | 22 | 115 | 20 |  | Fixed | Roof
Solar Registration Program | NJSRRE1541118116 | Carteret | 7008 | 11 | 7.04 | Residential | Yes | Behind the Meter | Skyline Solar, LLC | PSE&G | Accepted | 2019-06-05 | 2019-06-10 | 2020-06-10 | Solar Edge | SE5000H-US000NNC2 | Inverters | 5000 |  | 1 |  |  | 0.99 |  | Outside | within ten feet of meter
Solar Registration Program | NJSRRE1541119795 | Pennsauken | 8110 | 14 | 7.04 | Residential | Yes | Behind the Meter | Skyline Solar, LLC | PSE&G | Accepted | 2019-06-06 | 2019-06-10 | 2020-06-10 | Silfab | SLA-M 320Wp | Solar Panels |  | 0.32 | 22 | 220 | 20 |  | Fixed | Roof
Solar Registration Program | NJSRRE1541119795 | Pennsauken | 8110 | 14 | 7.04 | Residential | Yes | Behind the Meter | Skyline Solar, LLC | PSE&G | Accepted | 2019-06-06 | 2019-06-10 | 2020-06-10 | Solar Edge | SE5000H-US000NNC2 | Inverters | 5000 |  | 1 |  |  | 0.99 |  | Outside | within ten feet of meter
Solar Registration Program | NJSRRE1541413741 | Willingboro | 8046 | 13 | 7.04 | Residential | Yes | Behind the Meter | Skyline Solar, LLC | PSE&G | Accepted | 2019-06-16 | 2019-06-19 | 2020-06-19 | Silfab | SLA-M 320Wp | Solar Panels |  | 0.32 | 22 | 189 | 20 |  | Fixed | Roof
Solar Registration Program | NJSRRE1541413741 | Willingboro | 8046 | 13 | 7.04 | Residential | Yes | Behind the Meter | Skyline Solar, LLC | PSE&G | Accepted | 2019-06-16 | 2019-06-19 | 2020-06-19 | SolarEdge | SE5000H-US000NNC@ | Inverters | 5000 |  | 1 |  |  | 0.99 |  | Outside | within ten feet of meter
Solar Registration Program | NJSRRE1541447180 | Roselle | 7203 | 10 | 7.04 | Residential | Yes | Behind the Meter | Skyline Solar, LLC | PSE&G | Accepted | 2019-06-23 | 2019-07-01 | 2020-07-01 | Silfab | SLA-M 320Wp | Solar Panels |  | 0.32 | 22 | 170 | 21 |  | Fixed | Roof
Solar Registration Program | NJSRRE1541447180 | Roselle | 7203 | 10 | 7.04 | Residential | Yes | Behind the Meter | Skyline Solar, LLC | PSE&G | Accepted | 2019-06-23 | 2019-07-01 | 2020-07-01 | SolarEdge | SE5000H-US000NNC2 | Inverters | 5000 |  | 1 |  |  | 0.99 |  | Outside | within ten feet of meter
Solar Registration Program | NJSRRE1541447184 | Magnolia | 8049 | 14 | 7.04 | Residential | Yes | Behind the Meter | Skyline Solar, LLC | PSE&G | Accepted | 2019-06-23 | 2019-07-01 | 2020-07-01 | Silfab | SLA-M 320Wp | Solar Panels |  | 0.32 | 22 | 250 | 38 |  | Fixed | Roof
Solar Registration Program | NJSRRE1541447184 | Magnolia | 8049 | 14 | 7.04 | Residential | Yes | Behind the Meter | Skyline Solar, LLC | PSE&G | Accepted | 2019-06-23 | 2019-07-01 | 2020-07-01 | SolarEdge | SE5000H-US000NNC2 | Inverters | 5000 |  | 1 |  |  | 0.99 |  | Outside | within ten feet of meter
Solar Registration Program | NJSRRE1541447187 | Paterson | 7513 | 6 | 7.04 | Residential | Yes | Behind the Meter | Skyline Solar, LLC | PSE&G | Accepted | 2019-06-23 | 2019-07-01 | 2020-07-01 | Silfab | SLA-M 320Wp | Solar Panels |  | 0.32 | 22 | 99 | 24 |  | Fixed | Roof
Solar Registration Program | NJSRRE1541447187 | Paterson | 7513 | 6 | 7.04 | Residential | Yes | Behind the Meter | Skyline Solar, LLC | PSE&G | Accepted | 2019-06-23 | 2019-07-01 | 2020-07-01 | SolarEdge | SE5000H-US000NNC2 | Inverters | 5000 |  | 1 |  |  | 0.99 |  | Outside | within ten feet of meter
Solar Registration Program | NJSRRE1541624773 | NEWARK | 7104 | 9 | 7.04 | Residential | Yes | Behind the Meter | Pro Custom Solar dba Momentum Solar | PSE&G | Accepted | 2019-07-09 | 2019-07-11 | 2020-07-11 | LG ELECTRONICS | LG 335N1C-A5 | Solar Panels |  | 0.335 | 21 | 111 | 1 |  | Fixed | Roof
Solar Registration Program | NJSRRE1541624773 | NEWARK | 7104 | 9 | 7.04 | Residential | Yes | Behind the Meter | Pro Custom Solar dba Momentum Solar | PSE&G | Accepted | 2019-07-09 | 2019-07-11 | 2020-07-11 | ENPHASE | IQ7-60-2-US | Inverters | 250 |  | 21 |  |  | 0.97 |  | Outdoor | Roof
Solar Registration Program | NJSRRE1541637626 | Ewing | 8618 | 12 | 7.04 | Residential | Yes | Behind the Meter | Skyline Solar, LLC | PSE&G | Accepted | 2019-07-12 | 2019-07-22 | 2020-07-22 | Silfab | SLA-M 320Wp | Solar Panels |  | 0.32 | 22 | 108 | 23 |  | Fixed | Roof
Solar Registration Program | NJSRRE1541637626 | Ewing | 8618 | 12 | 7.04 | Residential | Yes | Behind the Meter | Skyline Solar, LLC | PSE&G | Accepted | 2019-07-12 | 2019-07-22 | 2020-07-22 | SolarEdge | SE5000H-US000NNC2 | Inverters | 5000 |  | 1 |  |  | 0.99 |  | Outside | within ten feet of meter
Solar Registration Program | NJSRRE1541643466 | Rahway | 7065 | 10 | 7.04 | Residential | Yes | Behind the Meter | Skyline Solar, LLC | PSE&G | Accepted | 2019-07-13 | 2019-07-22 | 2020-07-22 | Silfab | SLA-M 320Wp | Solar Panels |  | 0.32 | 22 | 175 | 22 |  | Fixed | Roof
Solar Registration Program | NJSRRE1541643466 | Rahway | 7065 | 10 | 7.04 | Residential | Yes | Behind the Meter | Skyline Solar, LLC | PSE&G | Accepted | 2019-07-13 | 2019-07-22 | 2020-07-22 | SolarEdge | SE5000H-US000NNC2 | Inverters | 5000 |  | 1 |  |  | 0.99 |  | Outside | within ten feet of meter
Solar Registration Program | NJSRRE1541643522 | Newark | 7103 | 9 | 7.04 | Residential | Yes | Behind the Meter | Skyline Solar, LLC | PSE&G | Accepted | 2019-07-13 | 2019-07-22 | 2020-07-22 | Silfab | SLA-M 320Wp | Solar Panels |  | 0.32 | 22 | 198 | 10 |  | Fixed | Roof
Solar Registration Program | NJSRRE1541643522 | Newark | 7103 | 9 | 7.04 | Residential | Yes | Behind the Meter | Skyline Solar, LLC | PSE&G | Accepted | 2019-07-13 | 2019-07-22 | 2020-07-22 | SolarEdge | SE5000H-US000NNC2 | Inverters | 5000 |  | 1 |  |  | 0.99 |  | Outside | within ten feet of meter
Solar Registration Program | NJSRRE1541643527 | Pleasantville | 8232 | 19 | 7.04 | Residential | Yes | Behind the Meter | Skyline Solar, LLC | AC Electric | Accepted | 2019-07-13 | 2019-07-22 | 2020-07-22 | Silfab | SLA-M 320Wp | Solar Panels |  | 0.32 | 22 | 233 | 18 |  | Fixed | Roof
Solar Registration Program | NJSRRE1541643527 | Pleasantville | 8232 | 19 | 7.04 | Residential | Yes | Behind the Meter | Skyline Solar, LLC | AC Electric | Accepted | 2019-07-13 | 2019-07-22 | 2020-07-22 | SolarEdge | SE5000H-US000NNC2 | Inverters | 5000 |  | 1 |  |  | 0.99 |  | Outside | within ten feet of meter
Solar Registration Program | NJSRRE1541643528 | Willingboro | 8046 | 13 | 7.04 | Residential | Yes | Behind the Meter | Skyline Solar, LLC | JCP&L | Accepted | 2019-07-13 | 2019-07-16 | 2020-07-16 | Silfab | SLA-M 320Wp | Solar Panels |  | 0.32 | 22 | 69 | 12 |  | Fixed | Roof
Solar Registration Program | NJSRRE1541643528 | Willingboro | 8046 | 13 | 7.04 | Residential | Yes | Behind the Meter | Skyline Solar, LLC | JCP&L | Accepted | 2019-07-13 | 2019-07-16 | 2020-07-16 | SolarEdge | SE5000H-US000NNC2 | Inverters | 5000 |  | 1 |  |  | 0.99 |  | Outside | within ten feet of meter
Solar Registration Program | NJSRRE1541688728 | South Toms River | 8753 | 18 | 7.04 | Residential | Yes | Behind the Meter | Skyline Solar, LLC | JCP&L | Accepted | 2019-07-19 | 2019-07-29 | 2020-07-29 | Silfab | SLA320M | Solar Panels |  | 0.32 | 22 | 67, 247 | 20 |  | Fixed | Roof
Solar Registration Program | NJSRRE1541688728 | South Toms River | 8753 | 18 | 7.04 | Residential | Yes | Behind the Meter | Skyline Solar, LLC | JCP&L | Accepted | 2019-07-19 | 2019-07-29 | 2020-07-29 | SolarEdge | SE5000H-US | Inverters | 5000 |  | 1 |  |  | 0.99 |  | Outside | within ten feet of meter
Solar Registration Program | NJSRRE1541688814 | Toms River | 8755 | 18 | 7.04 | Residential | Yes | Behind the Meter | Skyline Solar, LLC | JCP&L | Accepted | 2019-07-19 | 2019-07-29 | 2020-07-29 | Hanwha Q-Cells | Q.PEAK DUO-G5 | Solar Panels |  | 0.32 | 22 | 144, 325 | 24 |  | Fixed | Roof
Solar Registration Program | NJSRRE1541688814 | Toms River | 8755 | 18 | 7.04 | Residential | Yes | Behind the Meter | Skyline Solar, LLC | JCP&L | Accepted | 2019-07-19 | 2019-07-29 | 2020-07-29 | SolarEdge | SE5000H-US | Inverters | 5000 |  | 1 |  |  | 0.99 |  | Outside | within ten feet of meter
Solar Registration Program | NJSRRE1541688850 | Camden City | 8104 | 14 | 7.04 | Residential | Yes | Behind the Meter | Skyline Solar, LLC | PSE&G | Accepted | 2019-07-19 | 2019-07-29 | 2020-07-29 | Hanwha Q-Cells | Q.PEAK DUO-G5 320 | Solar Panels |  | 0.32 | 22 | 181 | 10 |  | Fixed | Roof
Solar Registration Program | NJSRRE1541688850 | Camden City | 8104 | 14 | 7.04 | Residential | Yes | Behind the Meter | Skyline Solar, LLC | PSE&G | Accepted | 2019-07-19 | 2019-07-29 | 2020-07-29 | SolarEdge | SE5000H-US | Inverters | 5000 |  | 1 |  |  | 0.99 |  | Outside | within ten feet of meter
Solar Registration Program | NJSRRE1541688877 | Franklin Twp Som | 8873 | 5 | 7.04 | Residential | Yes | Behind the Meter | Skyline Solar, LLC | PSE&G | Accepted | 2019-07-19 | 2019-07-29 | 2020-07-29 | Hanwha Q-Peak | Q.PEAK DUO-G5 320 | Solar Panels |  | 0.32 | 22 | 154, 334 | 22 |  | Fixed | Roof
Solar Registration Program | NJSRRE1541688877 | Franklin Twp Som | 8873 | 5 | 7.04 | Residential | Yes | Behind the Meter | Skyline Solar, LLC | PSE&G | Accepted | 2019-07-19 | 2019-07-29 | 2020-07-29 | SolarEdge | SE5000H-US | Inverters | 5000 |  | 1 |  |  | 0.99 |  | Outside | within ten feet of meter
Solar Registration Program | NJSRRE1541705419 | Union | 7083 | 10 | 7.04 | Residential | No | Behind the Meter | SunPower Corporation, Systems | PSE&G | Accepted | 2019-07-26 | 2019-07-31 | 2020-07-31 | SUNPOWER | SPR-X21-335-BLK-E-AC | Solar Panels |  | 0.335 | 17 | 239 | 18 |  | Fixed | Roof
Solar Registration Program | NJSRRE1541705419 | Union | 7083 | 10 | 7.04 | Residential | No | Behind the Meter | SunPower Corporation, Systems | PSE&G | Accepted | 2019-07-26 | 2019-07-31 | 2020-07-31 | SUNPOWER | SPR-X21-335-BLK-E-AC | Solar Panels |  | 0.335 | 4 | 59 | 18 |  | Fixed | Roof
Solar Registration Program | NJSRRE1541705419 | Union | 7083 | 10 | 7.04 | Residential | No | Behind the Meter | SunPower Corporation, Systems | PSE&G | Accepted | 2019-07-26 | 2019-07-31 | 2020-07-31 | SUNPOWER | SPR-X21-335-BLK-E-AC | Inverters | 320 |  | 21 |  |  | 0.96 |  | Other | under each panel
Solar Registration Program | NJSRRE1541708816 | Newark City | 7107 | 9 | 7.04 | Residential | Yes | Behind the Meter | Skyline Solar, LLC | PSE&G | Accepted | 2019-07-26 | 2019-07-31 | 2020-07-31 | Silfab | SLA320M | Solar Panels |  | 0.32 | 22 | 200110200 | 30 |  | Fixed | Roof
Solar Registration Program | NJSRRE1541708816 | Newark City | 7107 | 9 | 7.04 | Residential | Yes | Behind the Meter | Skyline Solar, LLC | PSE&G | Accepted | 2019-07-26 | 2019-07-31 | 2020-07-31 | SolarEdge | SE5000H-US | Inverters | 5000 |  | 1 |  |  | 0.99 |  | Outside | within ten feet of meter
Solar Registration Program | NJSRRE1541708919 | Wallington Boro | 7057 | 7 | 7.04 | Residential | Yes | Behind the Meter | Skyline Solar, LLC | PSE&G | Accepted | 2019-07-26 | 2019-07-31 | 2020-07-31 | Hanwha Q-Cells | Q.PEAK DUO-G5 320 | Solar Panels |  | 0.32 | 22 | 126 | 20 |  | Fixed | Roof
Solar Registration Program | NJSRRE1541708919 | Wallington Boro | 7057 | 7 | 7.04 | Residential | Yes | Behind the Meter | Skyline Solar, LLC | PSE&G | Accepted | 2019-07-26 | 2019-07-31 | 2020-07-31 | SolarEdge | SE5000H-US | Inverters | 5000 |  | 1 |  |  | 0.99 |  | Outside | within ten feet of meter
Solar Registration Program | NJSRRE1541709212 | Beach Haven West | 8050 | 18 | 7.04 | Residential | Yes | Behind the Meter | Skyline Solar, LLC | AC Electric | Accepted | 2019-07-26 | 2019-07-31 | 2020-07-31 | Hanwha Q-Cells | Q.PEAK DUO-G5 320 | Solar Panels |  | 0.32 | 22 | 151, 150, 240 | 30 |  | Fixed | Roof
Solar Registration Program | NJSRRE1541709212 | Beach Haven West | 8050 | 18 | 7.04 | Residential | Yes | Behind the Meter | Skyline Solar, LLC | AC Electric | Accepted | 2019-07-26 | 2019-07-31 | 2020-07-31 | SolarEdge | SE5000H-US | Inverters | 5000 |  | 1 |  |  | 0.99 |  | Outside | within ten feet of meter
Solar Registration Program | NJSRRE1541732033 | Westville | 8093 | 15 | 7.04 | Residential | Yes | Behind the Meter | Skyline Solar, LLC | PSE&G | Accepted | 2019-08-02 | 2019-08-07 | 2020-08-07 | Hanwha Q-Cells | Q.PEAK DUO-G5 320 | Solar Panels |  | 0.32 | 22 | 227137 | 30 |  | Fixed | Roof
Solar Registration Program | NJSRRE1541732033 | Westville | 8093 | 15 | 7.04 | Residential | Yes | Behind the Meter | Skyline Solar, LLC | PSE&G | Accepted | 2019-08-02 | 2019-08-07 | 2020-08-07 | SolarEdge | SE5000H-US | Inverters | 5000 |  | 1 |  |  | 0.99 |  | Outside | within ten feet of meter
Solar Registration Program | NJSRRE1541732085 | Franklin | 7416 | 1 | 7.04 | Residential | Yes | Behind the Meter | Skyline Solar, LLC | JCP&L | Accepted | 2019-08-02 | 2019-08-07 | 2020-08-07 | Hanwha Q-Cells | Q.PEAK DUO-G5 320 | Solar Panels |  | 0.32 | 22 | 116 | 20 |  | Fixed | Roof
Solar Registration Program | NJSRRE1541732085 | Franklin | 7416 | 1 | 7.04 | Residential | Yes | Behind the Meter | Skyline Solar, LLC | JCP&L | Accepted | 2019-08-02 | 2019-08-07 | 2020-08-07 | SolarEdge | SE5000H-US | Inverters | 5000 |  | 1 |  |  | 0.99 |  | Outside | within ten feet of meter
Solar Registration Program | NJSRRE1541787866 | Newark City | 7112 | 9 | 7.04 | Residential | Yes | Behind the Meter | Skyline Solar, LLC | PSE&G | Accepted | 2019-08-05 | 2019-08-07 | 2020-08-07 | Hanwha Q-Cells | Q.PEAK DUO-G5 320 | Solar Panels |  | 0.32 | 22 | 129 | 20 |  | Fixed | Roof
Solar Registration Program | NJSRRE1541787866 | Newark City | 7112 | 9 | 7.04 | Residential | Yes | Behind the Meter | Skyline Solar, LLC | PSE&G | Accepted | 2019-08-05 | 2019-08-07 | 2020-08-07 | SolarEdge | SE5000H-US | Inverters | 5000 |  | 1 |  |  | 0.99 |  | Outside | within ten feet of meter
Solar Registration Program | NJSRRE1541788513 | IRVINGTON | 7111 | 9 | 7.04 | Residential | Yes | Behind the Meter | Pro Custom Solar dba Momentum Solar | PSE&G | Accepted | 2019-08-05 | 2019-08-08 | 2020-08-08 | LG ELECTRONICS | LG 335N1C-V5 | Solar Panels |  | 0.335 | 21 | 138 | 27 |  | Fixed | Roof
Solar Registration Program | NJSRRE1541788513 | IRVINGTON | 7111 | 9 | 7.04 | Residential | Yes | Behind the Meter | Pro Custom Solar dba Momentum Solar | PSE&G | Accepted | 2019-08-05 | 2019-08-08 | 2020-08-08 | Enphase Energy | IQ7-60-2-US | Inverters | 250 |  | 21 |  |  | 0.97 |  | Outdoor | Roof
Solar Registration Program | NJSRRE1541790333 | Freehold | 7728 | 17 | 7.04 | Residential | Yes | Behind the Meter | Pro Custom Solar dba Momentum Solar | JCP&L | Accepted | 2019-08-06 | 2019-08-22 | 2020-08-22 | LG ELECTRONICS | LG 335N1C-V5 | Solar Panels |  | 0.335 | 12 | 114 | 5 |  | Fixed | Roof
Solar Registration Program | NJSRRE1541790333 | Freehold | 7728 | 17 | 7.04 | Residential | Yes | Behind the Meter | Pro Custom Solar dba Momentum Solar | JCP&L | Accepted | 2019-08-06 | 2019-08-22 | 2020-08-22 | LG ELECTRONICS | LG 335N1C-V5 | Solar Panels |  | 0.335 | 9 | 294 | 5 |  | Fixed | Roof
Solar Registration Program | NJSRRE1541790333 | Freehold | 7728 | 17 | 7.04 | Residential | Yes | Behind the Meter | Pro Custom Solar dba Momentum Solar | JCP&L | Accepted | 2019-08-06 | 2019-08-22 | 2020-08-22 | Enphase Energy | IQ7-60-2-US | Inverters | 250 |  | 21 |  |  | 0.97 |  | Outdoor | Roof
Solar Registration Program | NJSRRE1541871784 | Hackensack City | 7601 | 7 | 7.04 | Residential | Yes | Behind the Meter | Skyline Solar, LLC | PSE&G | Accepted | 2019-08-21 | 2019-09-04 | 2020-09-04 | Hanwha Q-Cells | Q.PEAK DUO-G5 320 | Solar Panels |  | 0.32 | 22 | 128 | 23 |  | Fixed | Roof
Solar Registration Program | NJSRRE1541871784 | Hackensack City | 7601 | 7 | 7.04 | Residential | Yes | Behind the Meter | Skyline Solar, LLC | PSE&G | Accepted | 2019-08-21 | 2019-09-04 | 2020-09-04 | SolarEdge | SE5000H-US | Inverters | 5000 |  | 1 |  |  | 0.99 |  | Outside | within ten feet of meter
Solar Registration Program | NJSRRE1541871860 | Cliffwood | 7721 | 17 | 7.04 | Residential | Yes | Behind the Meter | Skyline Solar, LLC | JCP&L | Accepted | 2019-08-21 | 2019-08-26 | 2020-08-26 | Hanwha Q-Cells | Q.PEAK DUO-G5 320 | Solar Panels |  | 0.32 | 22 | 250,70 | 41 |  | Fixed | Roof
Solar Registration Program | NJSRRE1541871860 | Cliffwood | 7721 | 17 | 7.04 | Residential | Yes | Behind the Meter | Skyline Solar, LLC | JCP&L | Accepted | 2019-08-21 | 2019-08-26 | 2020-08-26 | SolarEdge | SE5000H-US | Inverters | 5000 |  | 1 |  |  | 0.99 |  | Outside | within ten feet of meter
Solar Registration Program | NJSRRE1541871864 | Maywood Boro | 7607 | 7 | 7.04 | Residential | Yes | Behind the Meter | Skyline Solar, LLC | PSE&G | Accepted | 2019-08-21 | 2019-08-26 | 2020-08-26 | Hanwha Q-Cells | Q.PEAK DUO-G5 320 | Solar Panels |  | 0.32 | 22 | 218129309 | 24 |  | Fixed | Roof
Solar Registration Program | NJSRRE1541871864 | Maywood Boro | 7607 | 7 | 7.04 | Residential | Yes | Behind the Meter | Skyline Solar, LLC | PSE&G | Accepted | 2019-08-21 | 2019-08-26 | 2020-08-26 | SolarEdge | SE5000H-US | Inverters | 5000 |  | 1 |  |  | 0.99 |  | Outside | within ten feet of meter
Solar Registration Program | NJSRRE1541917951 | Clifton City | 7013 | 6 | 7.04 | Residential | Yes | Behind the Meter | Skyline Solar, LLC | PSE&G | Accepted | 2019-08-29 | 2019-09-03 | 2020-09-03 | Hanwha Q-Cells | Q.PEAK DUO-G5 320 | Solar Panels |  | 0.32 | 22 | 129309 | 38 |  | Fixed | Roof
Solar Registration Program | NJSRRE1541917951 | Clifton City | 7013 | 6 | 7.04 | Residential | Yes | Behind the Meter | Skyline Solar, LLC | PSE&G | Accepted | 2019-08-29 | 2019-09-03 | 2020-09-03 | SolarEdge | SE5000H-US | Inverters | 5000 |  | 1 |  |  | 0.99 |  | Outside | within ten feet of meter
Solar Registration Program | NJSRRE1542155654 | Pleasantville | 8232 | 19 | 7.04 | Residential | No | Behind the Meter | Castle Energy, LLC | AC Electric | Accepted | 2019-09-04 | 2019-09-24 | 2020-09-24 | LG Electronics | LG335N1C-V5 | Solar Panels |  | 0.335 | 12 | 185 | 19 |  | Fixed | Roof
Solar Registration Program | NJSRRE1542155654 | Pleasantville | 8232 | 19 | 7.04 | Residential | No | Behind the Meter | Castle Energy, LLC | AC Electric | Accepted | 2019-09-04 | 2019-09-24 | 2020-09-24 | LG Electronics | LG335N1C-V5 | Solar Panels |  | 0.335 | 9 | 186 | 12 |  | Fixed | Roof
Solar Registration Program | NJSRRE1542155654 | Pleasantville | 8232 | 19 | 7.04 | Residential | No | Behind the Meter | Castle Energy, LLC | AC Electric | Accepted | 2019-09-04 | 2019-09-24 | 2020-09-24 | Enphase Energy | IQ7PLUS-72-2-US | Inverters | 290 |  | 21 |  |  | 0.975 |  | Outside | on the rooftop under each solar panel
Solar Registration Program | NJSRRE1542372714 | Carteret | 7008 | 11 | 7.04 | Residential | Yes | Behind the Meter | Pro Custom Solar dba Momentum Solar | PSE&G | Accepted | 2019-09-09 | 2019-09-11 | 2020-09-11 | LG ELECTRONICS | LG 335N1C-V5 | Solar Panels |  | 0.335 | 16 | 215 | 30 |  | Fixed | Roof
Solar Registration Program | NJSRRE1542372714 | Carteret | 7008 | 11 | 7.04 | Residential | Yes | Behind the Meter | Pro Custom Solar dba Momentum Solar | PSE&G | Accepted | 2019-09-09 | 2019-09-11 | 2020-09-11 | LG ELECTRONICS | LG 335N1C-V5 | Solar Panels |  | 0.335 | 5 | 35 | 29 |  | Fixed | Roof
Solar Registration Program | NJSRRE1542372714 | Carteret | 7008 | 11 | 7.04 | Residential | Yes | Behind the Meter | Pro Custom Solar dba Momentum Solar | PSE&G | Accepted | 2019-09-09 | 2019-09-11 | 2020-09-11 | Enphase Energy | IQ7-60-2-US | Inverters | 250 |  | 21 |  |  | 0.97 |  | Outdoor | Roof
Solar Registration Program | NJSRRE1542373011 | Port Reading | 7064 | 11 | 7.04 | Residential | Yes | Behind the Meter | Skyline Solar, LLC | PSE&G | Accepted | 2019-09-09 | 2019-09-11 | 2020-09-11 | Silfab | SLA-M 320 | Solar Panels |  | 0.32 | 22 | 114 | 20 |  | Fixed | Roof
Solar Registration Program | NJSRRE1542373011 | Port Reading | 7064 | 11 | 7.04 | Residential | Yes | Behind the Meter | Skyline Solar, LLC | PSE&G | Accepted | 2019-09-09 | 2019-09-11 | 2020-09-11 | SolarEdge | SE5000H-US000NNC2 | Inverters | 5000 |  | 1 |  |  | 0.99 |  | Outside | within ten feet of meter
Solar Registration Program | NJSRRE1542376572 | North Bergen | 7047 | 8 | 7.04 | Residential | Yes | Behind the Meter | Pro Custom Solar dba Momentum Solar | PSE&G | Accepted | 2019-09-10 | 2019-09-12 | 2020-09-12 | LG ELECTRONICS | LG 335N1C-V5 | Solar Panels |  | 0.335 | 8 | 118 | 13 |  | Fixed | Roof
Solar Registration Program | NJSRRE1542376572 | North Bergen | 7047 | 8 | 7.04 | Residential | Yes | Behind the Meter | Pro Custom Solar dba Momentum Solar | PSE&G | Accepted | 2019-09-10 | 2019-09-12 | 2020-09-12 | LG ELECTRONICS | LG 335N1C-V5 | Solar Panels |  | 0.335 | 4 | 206 | 5 |  | Fixed | Roof
Solar Registration Program | NJSRRE1542376572 | North Bergen | 7047 | 8 | 7.04 | Residential | Yes | Behind the Meter | Pro Custom Solar dba Momentum Solar | PSE&G | Accepted | 2019-09-10 | 2019-09-12 | 2020-09-12 | LG ELECTRONICS | LG 335N1C-V5 | Solar Panels |  | 0.335 | 9 | 298 | 13 |  | Fixed | Roof
Solar Registration Program | NJSRRE1542390455 | Passaic | 7055 | 6 | 7.04 | Residential | Yes | Behind the Meter | Pro Custom Solar dba Momentum Solar | PSE&G | Accepted | 2019-09-11 | 2019-09-13 | 2020-09-13 | LG | LG 335N1C-V5 | Solar Panels |  | 0.335 | 21 | 224 | 37 |  | Fixed | Roof
Solar Registration Program | NJSRRE1542390455 | Passaic | 7055 | 6 | 7.04 | Residential | Yes | Behind the Meter | Pro Custom Solar dba Momentum Solar | PSE&G | Accepted | 2019-09-11 | 2019-09-13 | 2020-09-13 | ENPHASE | IQ7-60-2-US | Inverters | 250 |  | 21 |  |  | 0.97 |  | Outdoor | ROOF
Solar Registration Program | NJSRRE1542396881 | Pleasantville | 8232 | 19 | 7.04 | Residential | Yes | Behind the Meter | Pro Custom Solar dba Momentum Solar | AC Electric | Accepted | 2019-09-13 | 2019-10-08 | 2020-10-08 | LG ELECTRONICS | LG 335N1C-V5 | Solar Panels |  | 0.335 | 10 | 207 | 12 |  | Fixed | Roof
Solar Registration Program | NJSRRE1542396881 | Pleasantville | 8232 | 19 | 7.04 | Residential | Yes | Behind the Meter | Pro Custom Solar dba Momentum Solar | AC Electric | Accepted | 2019-09-13 | 2019-10-08 | 2020-10-08 | LG ELECTRONICS | LG 335N1C-V5 | Solar Panels |  | 0.335 | 11 | 27 | 13 |  | Fixed | Roof
Solar Registration Program | NJSRRE1542396881 | Pleasantville | 8232 | 19 | 7.04 | Residential | Yes | Behind the Meter | Pro Custom Solar dba Momentum Solar | AC Electric | Accepted | 2019-09-13 | 2019-10-08 | 2020-10-08 | Enphase Energy | IQ7-60-2-US | Inverters | 250 |  | 21 |  |  | 0.97 |  | Outdoor | Roof
Solar Registration Program | NJSRRE1542419515 | Scotch Plains | 7076 | 10 | 7.04 | Residential | Yes | Behind the Meter | Pro Custom Solar dba Momentum Solar | PSE&G | Accepted | 2019-09-18 | 2019-10-08 | 2020-10-08 | LG ELECTRONCIS | LG 335N1C-V5 | Solar Panels |  | 0.335 | 10 | 219 | 18 |  | Fixed | Roof
Solar Registration Program | NJSRRE1542419515 | Scotch Plains | 7076 | 10 | 7.04 | Residential | Yes | Behind the Meter | Pro Custom Solar dba Momentum Solar | PSE&G | Accepted | 2019-09-18 | 2019-10-08 | 2020-10-08 | LG ELECTRONICS | LG 335N1C-V5 | Solar Panels |  | 0.335 | 11 | 39 | 40 |  | Fixed | Roof
Solar Registration Program | NJSRRE1542419515 | Scotch Plains | 7076 | 10 | 7.04 | Residential | Yes | Behind the Meter | Pro Custom Solar dba Momentum Solar | PSE&G | Accepted | 2019-09-18 | 2019-10-08 | 2020-10-08 | Enphase Energy | LG 335N1C-V5 | Inverters | 250 |  | 21 |  |  | 0.97 |  | Outdoor | 1
Solar Registration Program | NJSRRE1542425050 | Cape May | 8204 | 21 | 7.04 | Residential | Yes | Behind the Meter | Skyline Solar, LLC | AC Electric | Accepted | 2019-09-20 | 2019-09-24 | 2020-09-24 | Hanwha Q-cells | Q.PEAK DUO-G5 320 | Solar Panels |  | 0.32 | 22 | 29 | 20 |  | Fixed | Roof
Solar Registration Program | NJSRRE1542425050 | Cape May | 8204 | 21 | 7.04 | Residential | Yes | Behind the Meter | Skyline Solar, LLC | AC Electric | Accepted | 2019-09-20 | 2019-09-24 | 2020-09-24 | SolarEdge | SE5000H-US000NNC2 | Inverters | 5000 |  | 1 |  |  | 0.99 |  | Outside | within ten feet of meter
Solar Registration Program | NJSRRE1542431428 | NORTH BERGEN | 7047 | 8 | 7.04 | Residential | No | Behind the Meter | Infinity Solar Systems | PSE&G | Accepted | 2019-09-24 | 2019-09-26 | 2020-09-26 | LG | LG-335-N1C-A5 | Solar Panels |  | 0.335 | 21 | 213 | 18 |  | Fixed | Roof
Solar Registration Program | NJSRRE1542431428 | NORTH BERGEN | 7047 | 8 | 7.04 | Residential | No | Behind the Meter | Infinity Solar Systems | PSE&G | Accepted | 2019-09-24 | 2019-09-26 | 2020-09-26 | ENPHASE | IQ7-60-X-US | Inverters | 240 |  | 21 |  |  | 0.97 |  | Other | MICROINVERTERS
Solar Registration Program | NJSRRE1542443709 | New Brunswick City | 8901 | 11 | 7.04 | Residential | Yes | Behind the Meter | Skyline Solar, LLC | PSE&G | Accepted | 2019-09-26 | 2019-09-30 | 2020-09-30 | Hanwha Q-Cells | Q.PEAK DUO-G5 320 | Solar Panels |  | 0.32 | 22 | 271 | 35 |  | Fixed | Roof
Solar Registration Program | NJSRRE1542443709 | New Brunswick City | 8901 | 11 | 7.04 | Residential | Yes | Behind the Meter | Skyline Solar, LLC | PSE&G | Accepted | 2019-09-26 | 2019-09-30 | 2020-09-30 | SolarEdge | SE5000H-US | Inverters | 5000 |  | 1 |  |  | 0.99 |  | Outside | within ten feet of meter
Solar Registration Program | NJSRRE1542445014 | Newark City | 7104 | 9 | 7.04 | Residential | Yes | Behind the Meter | Skyline Solar, LLC | PSE&G | Accepted | 2019-09-26 | 2019-09-30 | 2020-09-30 | Hanwha Q-Cells | Q.PEAK DUO-G5 320 | Solar Panels |  | 0.32 | 22 | 195 | 10 |  | Fixed | Roof
Solar Registration Program | NJSRRE1542445014 | Newark City | 7104 | 9 | 7.04 | Residential | Yes | Behind the Meter | Skyline Solar, LLC | PSE&G | Accepted | 2019-09-26 | 2019-09-30 | 2020-09-30 | SolarEdge | SE5000H-US | Inverters | 5000 |  | 1 |  |  | 0.99 |  | Outside | within ten feet of meter
Solar Registration Program | NJSRRE1542460967 | Hawthorne | 7506 | 6 | 7.04 | Residential | Yes | Behind the Meter | Pro Custom Solar dba Momentum Solar | PSE&G | Accepted | 2019-09-30 | 2019-10-02 | 2020-10-02 | LG ELECTRONICS | LG 335N1C-V5 | Solar Panels |  | 0.335 | 2 | 156 | 24 |  | Fixed | Roof
Solar Registration Program | NJSRRE1542460967 | Hawthorne | 7506 | 6 | 7.04 | Residential | Yes | Behind the Meter | Pro Custom Solar dba Momentum Solar | PSE&G | Accepted | 2019-09-30 | 2019-10-02 | 2020-10-02 | LG ELECTRONICS | LG 335N1C-V5 | Solar Panels |  | 0.335 | 6 | 247 | 26 |  | Fixed | Roof
Solar Registration Program | NJSRRE1542460967 | Hawthorne | 7506 | 6 | 7.04 | Residential | Yes | Behind the Meter | Pro Custom Solar dba Momentum Solar | PSE&G | Accepted | 2019-09-30 | 2019-10-02 | 2020-10-02 | LG ELECTRONICS | LG 335N1C-V5 | Solar Panels |  | 0.335 | 9 | 67 | 26 |  | Fixed | Roof
Solar Registration Program | NJSRRE1542460967 | Hawthorne | 7506 | 6 | 7.04 | Residential | Yes | Behind the Meter | Pro Custom Solar dba Momentum Solar | PSE&G | Accepted | 2019-09-30 | 2019-10-02 | 2020-10-02 | LG ELECTRONICS | LG 335N1C-V5 | Solar Panels |  | 0.335 | 4 | 335 | 24 |  | Fixed | Roof
Solar Registration Program | NJSRRE1542460967 | Hawthorne | 7506 | 6 | 7.04 | Residential | Yes | Behind the Meter | Pro Custom Solar dba Momentum Solar | PSE&G | Accepted | 2019-09-30 | 2019-10-02 | 2020-10-02 | Enphase Energy | IQ7-60-2-US | Inverters | 250 |  | 21 |  |  | 0.97 |  | Outdoor | Roof
Solar Registration Program | NJSRRE1542467614 | Atlantic City | 8401 | 19 | 7.04 | Residential | Yes | Behind the Meter | Skyline Solar, LLC | AC Electric | Accepted | 2019-10-01 | 2019-10-03 | 2020-10-03 | Silfab | SLA320M | Solar Panels |  | 0.32 | 22 | 109 | 14 |  | Fixed | Roof
Solar Registration Program | NJSRRE1542467614 | Atlantic City | 8401 | 19 | 7.04 | Residential | Yes | Behind the Meter | Skyline Solar, LLC | AC Electric | Accepted | 2019-10-01 | 2019-10-03 | 2020-10-03 | SolarEdge | SE5000H-US | Inverters | 5000 |  | 1 |  |  | 0.99 |  | Outside | within ten feet of meter
Solar Registration Program | NJSRRE1542472235 | Old Bridge | 8857 | 11 | 7.04 | Residential | No | Behind the Meter | Pro Custom Solar dba Momentum Solar | JCP&L | Accepted | 2019-10-01 | 2019-10-03 | 2020-10-03 | LG ELECTRONICS | LG 335N1C-V5 | Solar Panels |  | 0.335 | 21 | 171 | 26 |  | Fixed | Roof
Solar Registration Program | NJSRRE1542472235 | Old Bridge | 8857 | 11 | 7.04 | Residential | No | Behind the Meter | Pro Custom Solar dba Momentum Solar | JCP&L | Accepted | 2019-10-01 | 2019-10-03 | 2020-10-03 | Enphase Energy | IQ7-60-2-US | Inverters | 250 |  | 21 |  |  | 0.97 |  | Outdoor | Roof
Solar Registration Program | NJSRRE1542500820 | Ventnor City | 8406 | 19 | 7.04 | Residential | Yes | Behind the Meter | Skyline Solar, LLC | AC Electric | Accepted | 2019-10-03 | 2019-10-08 | 2020-10-08 | Hanwha Q-Cells | Q.PEAK DUO-G5 320 | Solar Panels |  | 0.32 | 22 | 148 | 36 |  | Fixed | Roof
Solar Registration Program | NJSRRE1542500820 | Ventnor City | 8406 | 19 | 7.04 | Residential | Yes | Behind the Meter | Skyline Solar, LLC | AC Electric | Accepted | 2019-10-03 | 2019-10-08 | 2020-10-08 | SolarEdge | SE5000H-US | Inverters | 5000 |  | 1 |  |  | 0.99 |  | Outside | within ten feet of meter
Solar Registration Program | NJSRRE1542500842 | Asbury | 8802 | 4 | 7.04 | Residential | Yes | Behind the Meter | Skyline Solar, LLC | JCP&L | Accepted | 2019-10-03 | 2019-10-08 | 2020-10-08 | Silfab | SLA320M | Solar Panels |  | 0.32 | 22 | 230 | 36 |  | Fixed | Roof
Solar Registration Program | NJSRRE1542500842 | Asbury | 8802 | 4 | 7.04 | Residential | Yes | Behind the Meter | Skyline Solar, LLC | JCP&L | Accepted | 2019-10-03 | 2019-10-08 | 2020-10-08 | SolarEdge | SE5000H-US | Inverters | 5000 |  | 1 |  |  | 0.99 |  | Outside | within ten feet of meter
Solar Registration Program | NJSRRE1542500882 | Mannington | 8079 | 16 | 7.04 | Residential | Yes | Behind the Meter | Skyline Solar, LLC | AC Electric | Accepted | 2019-10-03 | 2019-10-08 | 2020-10-08 | Hanwha Q-Cells | Q.PEAK DUO-G5 320 | Solar Panels |  | 0.32 | 22 | 166 | 20 |  | Fixed | Roof
Solar Registration Program | NJSRRE1542500882 | Mannington | 8079 | 16 | 7.04 | Residential | Yes | Behind the Meter | Skyline Solar, LLC | AC Electric | Accepted | 2019-10-03 | 2019-10-08 | 2020-10-08 | SolarEdge | SE5000H-US | Inverters | 5000 |  | 1 |  |  | 0.99 |  | Outside | within ten feet of meter
Solar Registration Program | NJSRRE1542500907 | Somers Point | 8244 | 19 | 7.04 | Residential | Yes | Behind the Meter | Skyline Solar, LLC | AC Electric | Accepted | 2019-10-03 | 2019-10-08 | 2020-10-08 | Hanwha Q-Cells | Q.PEAK DUO-G5 320 | Solar Panels |  | 0.32 | 22 | 134 | 20 |  | Fixed | Roof
Solar Registration Program | NJSRRE1542500907 | Somers Point | 8244 | 19 | 7.04 | Residential | Yes | Behind the Meter | Skyline Solar, LLC | AC Electric | Accepted | 2019-10-03 | 2019-10-08 | 2020-10-08 | SolarEdge | SE5000H-US | Inverters | 5000 |  | 1 |  |  | 0.99 |  | Outside | within ten feet of meter
Solar Registration Program | NJSRRE1542501216 | Bridgeton | 8302 | 20 | 7.04 | Residential | Yes | Behind the Meter | Skyline Solar, LLC | AC Electric | Accepted | 2019-10-03 | 2019-10-08 | 2020-10-08 | Hanwha Q-Cells | Q.PEAK DUO-G5 320 | Solar Panels |  | 0.32 | 22 | 180 | 7 |  | Fixed | Roof
Solar Registration Program | NJSRRE1542501216 | Bridgeton | 8302 | 20 | 7.04 | Residential | Yes | Behind the Meter | Skyline Solar, LLC | AC Electric | Accepted | 2019-10-03 | 2019-10-08 | 2020-10-08 | SolarEdge | SE5000H-US | Inverters | 5000 |  | 1 |  |  | 0.99 |  | Outside | within ten feet of meter
Solar Registration Program | NJSRRE1542515114 | Phillipsburg | 8865 | 2 | 7.04 | Residential | Yes | Behind the Meter | Skyline Solar, LLC | JCP&L | Accepted | 2019-10-08 | 2019-10-10 | 2020-10-10 | Hanwha Q-Cells | Q.PEAK DUO-G5 320 | Solar Panels |  | 0.32 | 22 | 149 | 25 |  | Fixed | Roof
Solar Registration Program | NJSRRE1542515114 | Phillipsburg | 8865 | 2 | 7.04 | Residential | Yes | Behind the Meter | Skyline Solar, LLC | JCP&L | Accepted | 2019-10-08 | 2019-10-10 | 2020-10-10 | SolarEdge | SE5000H-US | Inverters | 5000 |  | 1 |  |  | 0.99 |  | Outside | within ten feet of meter
Solar Registration Program | NJSRRE1542521307 | Mckee City | 8234 | 19 | 7.04 | Residential | Yes | Behind the Meter | Skyline Solar, LLC | AC Electric | Accepted | 2019-10-09 | 2019-10-11 | 2020-10-11 | Hanwha Q-Cells | Q.PEAK DUO-G5 320 | Solar Panels |  | 0.32 | 22 | 109199289 | 34 |  | Fixed | Roof
Solar Registration Program | NJSRRE1542521307 | Mckee City | 8234 | 19 | 7.04 | Residential | Yes | Behind the Meter | Skyline Solar, LLC | AC Electric | Accepted | 2019-10-09 | 2019-10-11 | 2020-10-11 | SolarEdge | SE500H-US | Inverters | 5000 |  | 1 |  |  | 0.99 |  | Outside | within ten feet of meter
Solar Registration Program | NJSRRE1542528139 | Irvington Town | 7111 | 9 | 7.04 | Residential | Yes | Behind the Meter | Skyline Solar, LLC | PSE&G | Accepted | 2019-10-11 | 2019-10-15 | 2020-10-15 | Hanwha Q-Cells | Q.PEAK DUO-G5 320 | Solar Panels |  | 0.32 | 22 | 301 | 14 |  | Fixed | Roof
Solar Registration Program | NJSRRE1542528139 | Irvington Town | 7111 | 9 | 7.04 | Residential | Yes | Behind the Meter | Skyline Solar, LLC | PSE&G | Accepted | 2019-10-11 | 2019-10-15 | 2020-10-15 | SolarEdge | SE5000H-US | Inverters | 5000 |  | 1 |  |  | 0.99 |  | Outside | within ten feet of meter
Solar Registration Program | NJSRRE1542561819 | Pleasantville | 8232 | 19 | 7.04 | Residential | Yes | Behind the Meter | Skyline Solar, LLC | AC Electric | Accepted | 2019-10-21 | 2019-10-22 | 2020-10-22 | Hanwha Q-Cells | Q.PEAK DUO-G5 320 | Solar Panels |  | 0.32 | 22 | 116 | 27 |  | Fixed | Roof
Solar Registration Program | NJSRRE1542561819 | Pleasantville | 8232 | 19 | 7.04 | Residential | Yes | Behind the Meter | Skyline Solar, LLC | AC Electric | Accepted | 2019-10-21 | 2019-10-22 | 2020-10-22 | SolarEdge | SE5000H-US | Inverters | 5000 |  | 1 |  |  | 0.99 |  | Outside | within ten feet of meter
Solar Registration Program | NJSRRE1542561971 | Ogdensburg | 7439 | 1 | 7.04 | Residential | Yes | Behind the Meter | Skyline Solar, LLC | JCP&L | Accepted | 2019-10-21 | 2019-10-23 | 2020-10-23 | Hanwha Q-Cells | Q.PEAK DUO-G5 320 | Solar Panels |  | 0.32 | 22 | 205,25 | 20 |  | Fixed | Roof
Solar Registration Program | NJSRRE1542561971 | Ogdensburg | 7439 | 1 | 7.04 | Residential | Yes | Behind the Meter | Skyline Solar, LLC | JCP&L | Accepted | 2019-10-21 | 2019-10-23 | 2020-10-23 | SolarEdge | SE5000H-US | Inverters | 5000 |  | 1 |  |  | 0.99 |  | Outside | within ten feet of meter
Solar Registration Program | NJSRRE1542562010 | Millville | 8332 | 20 | 7.04 | Residential | Yes | Behind the Meter | Skyline Solar, LLC | AC Electric | Accepted | 2019-10-21 | 2019-10-23 | 2020-10-23 | Hanwha Q-Cells | Q.PEAK DUO-G5 320 | Solar Panels |  | 0.32 | 22 | 203,23 | 25 |  | Fixed | Roof
Solar Registration Program | NJSRRE1542562010 | Millville | 8332 | 20 | 7.04 | Residential | Yes | Behind the Meter | Skyline Solar, LLC | AC Electric | Accepted | 2019-10-21 | 2019-10-23 | 2020-10-23 | SolarEdge | SE5000H-US | Inverters | 5000 |  | 1 |  |  | 0.99 |  | Outside | within ten feet of meter
Solar Registration Program | NJSRRE1542564465 | Rahway City | 7065 | 10 | 7.04 | Residential | Yes | Behind the Meter | Skyline Solar, LLC | PSE&G | Accepted | 2019-10-21 | 2019-10-23 | 2020-10-23 | Hanwha Q-Cells | Q.PEAK DUO-G5 320 | Solar Panels |  | 0.32 | 22 | 175 | 23 |  | Fixed | Roof
Solar Registration Program | NJSRRE1542564465 | Rahway City | 7065 | 10 | 7.04 | Residential | Yes | Behind the Meter | Skyline Solar, LLC | PSE&G | Accepted | 2019-10-21 | 2019-10-23 | 2020-10-23 | SolarEdge | SE5000H-US | Inverters | 5000 |  | 1 |  |  | 0.99 |  | Outside | within ten feet of meter
Solar Registration Program | NJSRRE1542566461 | North Bergen Twp | 7047 | 8 | 7.04 | Residential | Yes | Behind the Meter | Skyline Solar, LLC | PSE&G | Accepted | 2019-10-21 | 2019-10-23 | 2020-10-23 | Hanwha Q-Cells | Q.PEAK DUO-G5 320 | Solar Panels |  | 0.32 | 22 | 205 | 10 |  | Fixed | Roof
Solar Registration Program | NJSRRE1542566461 | North Bergen Twp | 7047 | 8 | 7.04 | Residential | Yes | Behind the Meter | Skyline Solar, LLC | PSE&G | Accepted | 2019-10-21 | 2019-10-23 | 2020-10-23 | SolarEdge | SE5000H-US | Inverters | 5000 |  | 1 |  |  | 0.99 |  | Outside | within ten feet of meter
Solar Registration Program | NJSRRE1542579463 | Trenton City | 8629 | 12 | 7.04 | Residential | Yes | Behind the Meter | Skyline Solar, LLC | PSE&G | Accepted | 2019-10-23 | 2019-10-25 | 2020-10-25 | Hanwha Q-Cells | Q.PEAK DUO-G5 320 | Solar Panels |  | 0.32 | 22 | 235,55 | 20 |  | Fixed | Roof
Solar Registration Program | NJSRRE1542579463 | Trenton City | 8629 | 12 | 7.04 | Residential | Yes | Behind the Meter | Skyline Solar, LLC | PSE&G | Accepted | 2019-10-23 | 2019-10-25 | 2020-10-25 | SolarEdge | SE5000H-US | Inverters | 5000 |  | 1 |  |  | 0.99 |  | Outside | within ten feet meter
Solar Registration Program | NJSRRE1542681588 | Morganville | 7751 | 17 | 7.04 | Residential | No | Behind the Meter | Morgan Associates and Consulting LLC | JCP&L | Accepted | 2019-10-27 | 2019-10-30 | 2020-10-30 | LG | LG335 | Solar Panels |  | 0.335 | 21 | 153 | 14 |  | Fixed | Ground
Solar Registration Program | NJSRRE1542681588 | Morganville | 7751 | 17 | 7.04 | Residential | No | Behind the Meter | Morgan Associates and Consulting LLC | JCP&L | Accepted | 2019-10-27 | 2019-10-30 | 2020-10-30 | Enphase | Iq7 | Inverters | 0.3 |  | 21 |  |  | 0.98 |  | Outdoor | roof
Solar Registration Program | NJSRRE1542683670 | Morganville | 7751 | 17 | 7.04 | Residential | No | Behind the Meter | Morgan Associates and Consulting LLC | JCP&L | Accepted | 2019-10-27 | 2019-10-30 | 2020-10-30 | LG | LG335 | Solar Panels |  | 0.335 | 21 | 164 | 14 |  | Fixed | Roof
Solar Registration Program | NJSRRE1542683670 | Morganville | 7751 | 17 | 7.04 | Residential | No | Behind the Meter | Morgan Associates and Consulting LLC | JCP&L | Accepted | 2019-10-27 | 2019-10-30 | 2020-10-30 | Enphase | IQ7 | Inverters | 0.3 |  | 21 |  |  | 0.98 |  | Outdoor | Roof
Solar Registration Program | NJSRRE1542765548 | Mckee City | 8234 | 19 | 7.04 | Residential | Yes | Behind the Meter | Skyline Solar, LLC | AC Electric | Accepted | 2019-10-30 | 2019-11-01 | 2020-11-01 | Hanwha Q-Cells | Q.PEAK DUO-G5 320 | Solar Panels |  | 0.32 | 22 | 291111 | 30 |  | Fixed | Roof
Solar Registration Program | NJSRRE1542765548 | Mckee City | 8234 | 19 | 7.04 | Residential | Yes | Behind the Meter | Skyline Solar, LLC | AC Electric | Accepted | 2019-10-30 | 2019-11-01 | 2020-11-01 | SolarEdge | SE5000H-US | Inverters | 5000 |  | 1 |  |  | 0.99 |  | Outside | within ten feet of meter
Solar Registration Program | NJSRRE1542785690 | Roselle Boro | 7203 | 10 | 7.04 | Residential | Yes | Behind the Meter | Skyline Solar, LLC | PSE&G | Accepted | 2019-10-30 | 2019-11-01 | 2020-11-01 | Hanwha Q-Cells | Q.PEAK DUO-G5 320 | Solar Panels |  | 0.32 | 22 | 80 | 26 |  | Fixed | Roof
Solar Registration Program | NJSRRE1542785690 | Roselle Boro | 7203 | 10 | 7.04 | Residential | Yes | Behind the Meter | Skyline Solar, LLC | PSE&G | Accepted | 2019-10-30 | 2019-11-01 | 2020-11-01 | SolarEdge | SE5000H-US | Inverters | 5000 |  | 1 |  |  | 0.99 |  | Outside | within ten feet of meter
Solar Registration Program | NJSRRE1542790655 | Cherry Hill Twp | 8003 | 14 | 7.04 | Residential | Yes | Behind the Meter | Skyline Solar, LLC | PSE&G | Accepted | 2019-10-30 | 2019-11-01 | 2020-11-01 | Hanwha Q-Cells | Q.PEAK DUO-G5 320 | Solar Panels |  | 0.32 | 22 | 310131130 | 20 |  | Fixed | Roof
Solar Registration Program | NJSRRE1542790655 | Cherry Hill Twp | 8003 | 14 | 7.04 | Residential | Yes | Behind the Meter | Skyline Solar, LLC | PSE&G | Accepted | 2019-10-30 | 2019-11-01 | 2020-11-01 | SolarEdge | SE5000H-US | Inverters | 5000 |  | 1 |  |  | 0.99 |  | Outside | within ten feet of meter
Solar Registration Program | NJSRRE1542790686 | Sayreville | 8872 | 11 | 7.04 | Residential | Yes | Behind the Meter | Skyline Solar, LLC | JCP&L | Accepted | 2019-10-30 | 2019-11-01 | 2020-11-01 | Hanwha Q-Cells | Q.PEAK DUO-G5 320 | Solar Panels |  | 0.32 | 22 | 260 | 34 |  | Fixed | Roof
Solar Registration Program | NJSRRE1542790686 | Sayreville | 8872 | 11 | 7.04 | Residential | Yes | Behind the Meter | Skyline Solar, LLC | JCP&L | Accepted | 2019-10-30 | 2019-11-01 | 2020-11-01 | SolarEdge | SE5000H-US | Inverters | 5000 |  | 1 |  |  | 0.99 |  | Outside | within ten feet of meter
Solar Registration Program | NJSRRE1542909658 | Cherry Hill | 8003 | 14 | 7.04 | Residential | No | Behind the Meter | Exact Solar | PSE&G | Accepted | 2019-11-04 | 2019-11-06 | 2020-11-06 | Jinko | JKM320M-60HBL | Solar Panels |  | 0.32 | 22 | 174 | 27 |  | Fixed | Roof
Solar Registration Program | NJSRRE1542909658 | Cherry Hill | 8003 | 14 | 7.04 | Residential | No | Behind the Meter | Exact Solar | PSE&G | Accepted | 2019-11-04 | 2019-11-06 | 2020-11-06 | Enphase | IQ7+ | Inverters | 0.29 |  | 22 |  |  | 0.97 |  | Outdoor | under panels
Solar Registration Program | NJSRRE1543058755 | Cedar Brook | 8018 | 14 | 7.04 | Residential | Yes | Behind the Meter | Skyline Solar, LLC | AC Electric | Accepted | 2019-11-08 | 2019-11-13 | 2020-11-13 | Hanwha Q-Cells | Q.PEAK DUO-G5 320 | Solar Panels |  | 0.32 | 22 | 134 | 35 |  | Fixed | Roof
Solar Registration Program | NJSRRE1543058755 | Cedar Brook | 8018 | 14 | 7.04 | Residential | Yes | Behind the Meter | Skyline Solar, LLC | AC Electric | Accepted | 2019-11-08 | 2019-11-13 | 2020-11-13 | SolarEdge | SE5000H-US | Inverters | 5000 |  | 1 |  |  | 0.99 |  | Outside | within ten feet of meter
Solar Registration Program | NJSRRE1543060842 | Williamstown | 8094 | 15 | 7.04 | Residential | No | Behind the Meter | Go Green Energy Specialists | AC Electric | Accepted | 2019-11-08 | 2019-11-13 | 2020-11-13 | Jinko | JKM320M - 60B | Solar Panels |  | 0.32 | 22 | 110 | 27 |  | Fixed | Roof
Solar Registration Program | NJSRRE1543060842 | Williamstown | 8094 | 15 | 7.04 | Residential | No | Behind the Meter | Go Green Energy Specialists | AC Electric | Accepted | 2019-11-08 | 2019-11-13 | 2020-11-13 | Solar Edge | SE6000H RGM | Inverters | 6000 |  | 1 |  |  | 0.992 |  | Outdoor | near meter
Solar Registration Program | NJSRRE1543067625 | Union | 7083 | 10 | 7.04 | Residential | Yes | Behind the Meter | Skyline Solar, LLC | PSE&G | Accepted | 2019-11-12 | 2019-11-14 | 2020-11-14 | Hanwha Q-Cells | Q.PEAK DUO-G5 320 | Solar Panels |  | 0.32 | 22 | 81 | 27 |  | Fixed | Roof
Solar Registration Program | NJSRRE1543067625 | Union | 7083 | 10 | 7.04 | Residential | Yes | Behind the Meter | Skyline Solar, LLC | PSE&G | Accepted | 2019-11-12 | 2019-11-14 | 2020-11-14 | SolarEdge | SE5000H-US | Inverters | 5000 |  | 1 |  |  | 0.99 |  | Outside | within ten feet of meter
Solar Registration Program | NJSRRE1543123200 | Egg Harbor Township | 8234 | 19 | 7.04 | Residential | Yes | Behind the Meter | Pro Custom Solar dba Momentum Solar | AC Electric | Accepted | 2019-11-12 | 2019-11-15 | 2020-11-15 | LG Electronics | LG 335N1C-V5 | Solar Panels |  | 0.335 | 12 | 149 | 31 |  | Fixed | Roof
Solar Registration Program | NJSRRE1543123200 | Egg Harbor Township | 8234 | 19 | 7.04 | Residential | Yes | Behind the Meter | Pro Custom Solar dba Momentum Solar | AC Electric | Accepted | 2019-11-12 | 2019-11-15 | 2020-11-15 | LG Electronics | LG 335N1C-V5 | Solar Panels |  | 0.335 | 9 | 150 | 46 |  | Fixed | Roof
Solar Registration Program | NJSRRE1543123200 | Egg Harbor Township | 8234 | 19 | 7.04 | Residential | Yes | Behind the Meter | Pro Custom Solar dba Momentum Solar | AC Electric | Accepted | 2019-11-12 | 2019-11-15 | 2020-11-15 | Enphase Energy | IQ7-60-2-US | Inverters | 250 |  | 21 |  |  | 0.97 |  | Outdoor | Roof
Solar Registration Program | NJSRRE1543427067 | Mickleton | 8056 | 15 | 7.04 | Residential | No | Behind the Meter | Advanced Renewable Solutions | AC Electric | Accepted | 2019-11-20 | 2019-11-25 | 2020-11-25 | JINKO SOLAR | JKM320M-60 | Solar Panels |  | 0.32 | 22 | 233 | 20 |  | Fixed | Roof
Solar Registration Program | NJSRRE1543427067 | Mickleton | 8056 | 15 | 7.04 | Residential | No | Behind the Meter | Advanced Renewable Solutions | AC Electric | Accepted | 2019-11-20 | 2019-11-25 | 2020-11-25 | SOLAR EDGE | SE5000H-US000N-NC2 | Inverters | 5000 |  | 1 |  |  | 0.992 |  | Outdoor | Wall mounted, adjacent to Utility Meter and Disconnect
Solar Registration Program | NJSRRE1543441080 | Sewell | 8080 | 15 | 7.04 | Residential | No | Behind the Meter | Advanced Renewable Solutions | AC Electric | Accepted | 2019-11-27 | 2019-12-02 | 2020-12-02 | JINKO SOLAR | JKM320M-60 | Solar Panels |  | 0.32 | 22 | 118 | 20 |  | Fixed | Roof
Solar Registration Program | NJSRRE1543441080 | Sewell | 8080 | 15 | 7.04 | Residential | No | Behind the Meter | Advanced Renewable Solutions | AC Electric | Accepted | 2019-11-27 | 2019-12-02 | 2020-12-02 | SOLAR EDGE | SE6000H-US000N-NC2 | Inverters | 6000 |  | 1 |  |  | 0.992 |  | Outdoor | Wall mounted, adjacent to Utility Meter and Disconnect
Solar Registration Program | NJSRRE1543465296 | South Brunswick | 8824 | 11 | 7.04 | Residential | No | Behind the Meter | Public Service Solar | PSE&G | Accepted | 2019-12-02 | 2019-12-05 | 2020-12-05 | LG | 335N1K-V5 | Solar Panels |  | 0.335 | 21 | 150 | 25 |  | Fixed | Roof
Solar Registration Program | NJSRRE1543465296 | South Brunswick | 8824 | 11 | 7.04 | Residential | No | Behind the Meter | Public Service Solar | PSE&G | Accepted | 2019-12-02 | 2019-12-05 | 2020-12-05 | Enphase | IQ7+ | Inverters | 0.29 |  | 21 |  |  | 0.98 |  | Outside | Under panels
Solar Registration Program | NJSRRE1543477652 | Evesham Twp | 8053 | 13 | 7.04 | Residential | Yes | Behind the Meter | Skyline Solar, LLC | PSE&G | Accepted | 2019-12-04 | 2019-12-06 | 2020-12-06 | Hanwha Q-Cells | Q.PEAK DUO-G5 320 | Solar Panels |  | 0.32 | 22 | 100100 | 20 |  | Fixed | Roof
Solar Registration Program | NJSRRE1543477652 | Evesham Twp | 8053 | 13 | 7.04 | Residential | Yes | Behind the Meter | Skyline Solar, LLC | PSE&G | Accepted | 2019-12-04 | 2019-12-06 | 2020-12-06 | SolarEdge | SE5000H-US | Inverters | 5000 |  | 1 |  |  | 0.99 |  | Outside | within ten feet of meter
Solar Registration Program | NJSRRE1543478002 | Wildwood Crest | 8260 | 21 | 7.04 | Residential | No | Behind the Meter | Green Power Energy | AC Electric | Accepted | 2019-12-04 | 2019-12-06 | 2020-12-06 | Hanwha | Q.PEAK DUO BLK-G6 335 | Solar Panels |  | 0.335 | 14 | 228 | 14 |  | Fixed | Roof
Solar Registration Program | NJSRRE1543478002 | Wildwood Crest | 8260 | 21 | 7.04 | Residential | No | Behind the Meter | Green Power Energy | AC Electric | Accepted | 2019-12-04 | 2019-12-06 | 2020-12-06 | Hanwha | Q.PEAK DUO BLK-G6 335 | Solar Panels |  | 0.335 | 7 | 136 | 23 |  | Fixed | Roof
Solar Registration Program | NJSRRE1543478002 | Wildwood Crest | 8260 | 21 | 7.04 | Residential | No | Behind the Meter | Green Power Energy | AC Electric | Accepted | 2019-12-04 | 2019-12-06 | 2020-12-06 | SolarEdge | SE6000H-US | Inverters | 6000 |  | 1 |  |  | 0.97 |  | Outside | Next to meter
Solar Registration Program | NJSRRE1543502157 | McKee City | 8234 | 19 | 7.04 | Residential | Yes | Behind the Meter | All Season Solar | AC Electric | Accepted | 2019-12-09 | 2019-12-12 | 2020-12-12 | Trina | TSM DD06M05II 320W NOV 2019 | Solar Panels |  | 0.32 | 22 | 111 | 27 |  | Fixed | Roof
Solar Registration Program | NJSRRE1543502157 | McKee City | 8234 | 19 | 7.04 | Residential | Yes | Behind the Meter | All Season Solar | AC Electric | Accepted | 2019-12-09 | 2019-12-12 | 2020-12-12 | Enphase | IQ7 | Inverters | 240 |  | 22 |  |  | 0.97 |  | Outdoor | Under Module
Solar Registration Program | NJSRRE1543536156 | Burlington Twp | 8016 | 13 | 7.04 | Residential | Yes | Behind the Meter | Skyline Solar, LLC | PSE&G | Accepted | 2019-12-13 | 2019-12-17 | 2020-12-17 | Hanwha Q-Cells | Q.PEAK DUO-G5 320 | Solar Panels |  | 0.32 | 22 | 89 | 34 |  | Fixed | Roof
Solar Registration Program | NJSRRE1543536156 | Burlington Twp | 8016 | 13 | 7.04 | Residential | Yes | Behind the Meter | Skyline Solar, LLC | PSE&G | Accepted | 2019-12-13 | 2019-12-17 | 2020-12-17 | SolarEdge | SE5000H-US | Inverters | 5000 |  | 1 |  |  | 0.99 |  | Outside | within ten feet of meter
Solar Registration Program | NJSRRE1543552351 | Villas | 8251 | 21 | 7.04 | Residential | No | Behind the Meter | Green Power Energy | AC Electric | Accepted | 2019-12-16 | 2019-12-19 | 2020-12-19 | Hanwha | Q.PEAK DUO BLK-G6 335 | Solar Panels |  | 0.335 | 21 | 209 | 27 |  | Fixed | Roof
Solar Registration Program | NJSRRE1543552351 | Villas | 8251 | 21 | 7.04 | Residential | No | Behind the Meter | Green Power Energy | AC Electric | Accepted | 2019-12-16 | 2019-12-19 | 2020-12-19 | SolarEdge | SE6000H-US | Inverters | 6000 |  | 1 |  |  | 0.97 |  | Outside | Next to meter
Solar Registration Program | NJSRRE1543572510 | Carneys Point | 8069 | 16 | 7.04 | Residential | Yes | Behind the Meter | All Season Solar | AC Electric | Accepted | 2019-12-19 | 2019-12-26 | 2020-12-26 | Trina | TSM DD06M05II 320W NOV19 | Solar Panels |  | 0.32 | 22 | 211 | 23 |  | Fixed | Roof
Solar Registration Program | NJSRRE1543572510 | Carneys Point | 8069 | 16 | 7.04 | Residential | Yes | Behind the Meter | All Season Solar | AC Electric | Accepted | 2019-12-19 | 2019-12-26 | 2020-12-26 | Enphase | IQ7 | Inverters | 240 |  | 22 |  |  | 0.97 |  | Outdoor | Under Module
Solar Registration Program | NJSRRE1543574872 | Clifton City | 7012 | 6 | 7.04 | Residential | Yes | Behind the Meter | Skyline Solar, LLC | PSE&G | Accepted | 2019-12-20 | 2019-12-30 | 2020-12-30 | Hanwha Q-Cells | Q.PEAK DUO-G5 320 | Solar Panels |  | 0.32 | 22 | 223,43 | 32 |  | Fixed | Roof
Solar Registration Program | NJSRRE1543574872 | Clifton City | 7012 | 6 | 7.04 | Residential | Yes | Behind the Meter | Skyline Solar, LLC | PSE&G | Accepted | 2019-12-20 | 2019-12-30 | 2020-12-30 | SolarEdge | SE5000H-US | Inverters | 5000 |  | 1 |  |  | 0.99 |  | Outside | within ten feet of meter
Solar Registration Program | NJSRRE1543574902 | Fair Lawn | 7410 | 7 | 7.04 | Residential | Yes | Behind the Meter | Skyline Solar, LLC | PSE&G | Accepted | 2019-12-20 | 2019-12-26 | 2020-12-26 | Hanwha Q-Cells | Q.PEAK DUO-G5 320 | Solar Panels |  | 0.32 | 22 | 251,71 | 26 |  | Fixed | Roof
Solar Registration Program | NJSRRE1543574902 | Fair Lawn | 7410 | 7 | 7.04 | Residential | Yes | Behind the Meter | Skyline Solar, LLC | PSE&G | Accepted | 2019-12-20 | 2019-12-26 | 2020-12-26 | SolarEdge | SE5000H-US | Inverters | 5000 |  | 1 |  |  | 0.99 |  | Outside | within ten feet of meter
Solar Registration Program | NJSRRE1543821129 | Sewell | 8080 | 15 | 7.04 | Residential | Yes | Behind the Meter | All Season Solar | AC Electric | Accepted | 2019-12-26 | 2019-12-31 | 2020-12-31 | Trina | TSM-DD06M05II 320W NOV 2019 | Solar Panels |  | 0.32 | 22 | 165 | 35 |  | Fixed | Roof
Solar Registration Program | NJSRRE1543821129 | Sewell | 8080 | 15 | 7.04 | Residential | Yes | Behind the Meter | All Season Solar | AC Electric | Accepted | 2019-12-26 | 2019-12-31 | 2020-12-31 | Enphase | IQ7 | Inverters | 240 |  | 22 |  |  | 0.97 |  | Outdoor | Under Module
Solar Registration Program | NJSRRE1542470095 | Manahawkin | 8050 | 18 | 7.05 | Residential | Yes | Behind the Meter | Pro Custom Solar dba Momentum Solar | AC Electric | Accepted | 2019-10-01 | 2019-10-03 | 2020-10-03 | HANWHA | Q.PEAK DUO BLK-G5 315 | Solar Panels |  | 0.345 | 4 | 212 | 23 |  | Fixed | Roof
Solar Registration Program | NJSRRE1542470095 | Manahawkin | 8050 | 18 | 7.05 | Residential | Yes | Behind the Meter | Pro Custom Solar dba Momentum Solar | AC Electric | Accepted | 2019-10-01 | 2019-10-03 | 2020-10-03 | HANWHA | Q.PEAK DUO BLK-G5 315 | Solar Panels |  | 0.315 | 18 | 122 | 34 |  | Fixed | Roof
Solar Registration Program | NJSRRE1542470095 | Manahawkin | 8050 | 18 | 7.05 | Residential | Yes | Behind the Meter | Pro Custom Solar dba Momentum Solar | AC Electric | Accepted | 2019-10-01 | 2019-10-03 | 2020-10-03 | Enphase Energy | IQ7-60-2-US | Inverters | 250 |  | 22 |  |  | 0.97 |  | Outdoor | Roof
Solar Registration Program | NJSRRE1540499332 | Somerset | 8873 | 5 | 7.08 | Residential | Yes | Behind the Meter | Pro Custom Solar dba Momentum Solar | PSE&G | Accepted | 2019-03-19 | 2019-03-20 | 2020-03-20 | HANWHA Q-CELLS | Q.PEAK BLK-G4.1 295 | Solar Panels |  | 0.295 | 18 | 153 | 9 |  | Fixed | Roof
Solar Registration Program | NJSRRE1540499332 | Somerset | 8873 | 5 | 7.08 | Residential | Yes | Behind the Meter | Pro Custom Solar dba Momentum Solar | PSE&G | Accepted | 2019-03-19 | 2019-03-20 | 2020-03-20 | HANWHA Q-CELLS | Q.PEAK BLK-G4.1 295 | Solar Panels |  | 0.295 | 6 | 333 | 36 |  | Fixed | Roof
Solar Registration Program | NJSRRE1540499332 | Somerset | 8873 | 5 | 7.08 | Residential | Yes | Behind the Meter | Pro Custom Solar dba Momentum Solar | PSE&G | Accepted | 2019-03-19 | 2019-03-20 | 2020-03-20 | ENPHASE | IQ6-60-2-US | Inverters | 240 |  | 24 |  |  | 0.97 |  | Outdoor | ROOF
Solar Registration Program | NJSRRE1540833638 | Egg Harbor City | 8215 | 19 | 7.08 | Residential | Yes | Behind the Meter | Pro Custom Solar dba Momentum Solar | AC Electric | Accepted | 2019-04-09 | 2019-04-10 | 2020-04-10 | HANWHA | Q-CELLS Q.PEAK BLK-G4.1 295 | Solar Panels |  | 0.295 | 24 | 222 | 16 |  | Fixed | Roof
Solar Registration Program | NJSRRE1540833638 | Egg Harbor City | 8215 | 19 | 7.08 | Residential | Yes | Behind the Meter | Pro Custom Solar dba Momentum Solar | AC Electric | Accepted | 2019-04-09 | 2019-04-10 | 2020-04-10 | ENPHASE | IQ6-60-2-US | Inverters | 240 |  | 24 |  |  | 0.97 |  | Outside | roof
Solar Registration Program | NJSRRE1540834102 | North Bergen | 7047 | 8 | 7.08 | Residential | Yes | Behind the Meter | Pro Custom Solar dba Momentum Solar | PSE&G | Accepted | 2019-04-09 | 2019-04-10 | 2020-04-10 | HANWHA Q-CELLS | Q.PEAK BLK-G4.1 295 | Solar Panels |  | 0.295 | 15 | 213 | 19 |  | Fixed | Roof
Solar Registration Program | NJSRRE1540834102 | North Bergen | 7047 | 8 | 7.08 | Residential | Yes | Behind the Meter | Pro Custom Solar dba Momentum Solar | PSE&G | Accepted | 2019-04-09 | 2019-04-10 | 2020-04-10 | HANWHA Q-CELLS | Q.PEAK BLK-G4.1 295 | Solar Panels |  | 0.295 | 9 | 33 | 27 |  | Fixed | Roof
Solar Registration Program | NJSRRE1540834102 | North Bergen | 7047 | 8 | 7.08 | Residential | Yes | Behind the Meter | Pro Custom Solar dba Momentum Solar | PSE&G | Accepted | 2019-04-09 | 2019-04-10 | 2020-04-10 | ENPHASE | IQ6-60-2-US | Inverters | 240 |  | 24 |  |  | 0.97 |  | Outdoor | ROOF
Solar Registration Program | NJSRRE1540854445 | Kearny | 7032 | 8 | 7.08 | Residential | Yes | Behind the Meter | Pro Custom Solar dba Momentum Solar | PSE&G | Accepted | 2019-04-15 | 2019-04-16 | 2020-04-16 | HANWHA Q-CELLS | Q.PEAK BLK-G4.1 295 | Solar Panels |  | 0.295 | 11 | 114 | 35 |  | Fixed | Roof
Solar Registration Program | NJSRRE1540854445 | Kearny | 7032 | 8 | 7.08 | Residential | Yes | Behind the Meter | Pro Custom Solar dba Momentum Solar | PSE&G | Accepted | 2019-04-15 | 2019-04-16 | 2020-04-16 | HANWHA Q-CELLS | Q.PEAK BLK-G4.1 295 | Solar Panels |  | 0.295 | 13 | 294 | 37 |  | Fixed | Roof
Solar Registration Program | NJSRRE1540854445 | Kearny | 7032 | 8 | 7.08 | Residential | Yes | Behind the Meter | Pro Custom Solar dba Momentum Solar | PSE&G | Accepted | 2019-04-15 | 2019-04-16 | 2020-04-16 | ENPHASE | IQ6-60-2-US | Inverters | 240 |  | 24 |  |  | 0.97 |  | Outdoor | ROOF
Solar Registration Program | NJSRRE1541620701 | Bridgeton | 8302 | 20 | 7.08 | Residential | Yes | Behind the Meter | Bright Planet Solar | AC Electric | Accepted | 2019-07-08 | 2019-07-15 | 2020-07-15 | HANWHA Q-CELLS | Q.PEAK BLK-G4.1 295W | Solar Panels |  | 0.295 | 24 | 250 | 25 |  | Fixed | Roof
Solar Registration Program | NJSRRE1541620701 | Bridgeton | 8302 | 20 | 7.08 | Residential | Yes | Behind the Meter | Bright Planet Solar | AC Electric | Accepted | 2019-07-08 | 2019-07-15 | 2020-07-15 | SOLAR EDGE | SE6000H-USRGM | Inverters | 6 |  | 1 |  |  | 0.98 |  | Outdoor | NEXT TO METER
Solar Registration Program | NJSRRE1542182434 | Englewood | 7631 | 7 | 7.08 | Residential | Yes | Behind the Meter | Trinity Solar | PSE&G | Accepted | 2019-09-04 | 2019-09-06 | 2020-09-06 | Hanwha | Q.PEAK-BLK G4.1 295 | Solar Panels |  | 0.295 | 16 | 207 | 18 |  | Fixed | Roof
Solar Registration Program | NJSRRE1542182434 | Englewood | 7631 | 7 | 7.08 | Residential | Yes | Behind the Meter | Trinity Solar | PSE&G | Accepted | 2019-09-04 | 2019-09-06 | 2020-09-06 | Hanwha | Q.PEAK-BLK G4.1 295 | Solar Panels |  | 0.295 | 8 | 117 | 27 |  | Fixed | Roof
Solar Registration Program | NJSRRE1542182434 | Englewood | 7631 | 7 | 7.08 | Residential | Yes | Behind the Meter | Trinity Solar | PSE&G | Accepted | 2019-09-04 | 2019-09-06 | 2020-09-06 | Solar Edge | SE6000 | Inverters | 6000 |  | 1 |  |  | 0.97 |  | Outside | side of home
Solar Registration Program | NJSRRE1539792115 | Sewell | 8080 | 15 | 7.13 | Residential | No | Behind the Meter | Vivint Solar Developer, LLC | AC Electric | Extension Incomplete | 2018-11-09 | 2018-11-13 | 2019-11-13 | Hanwha Solar | Q.Peak BLK-G5 310 | Solar Panels |  | 0.31 | 23 | 227 | 13 |  | Fixed | Roof
Solar Registration Program | NJSRRE1539792115 | Sewell | 8080 | 15 | 7.13 | Residential | No | Behind the Meter | Vivint Solar Developer, LLC | AC Electric | Extension Incomplete | 2018-11-09 | 2018-11-13 | 2019-11-13 | Solar Edge | SE7600H-US | Inverters | 7600 |  | 1 |  |  | 0.992 |  | Outdoor | Near the Utility Meter.
Solar Registration Program | NJSRRE1540960375 | Willingboro | 8046 | 13 | 7.13 | Residential | Yes | Behind the Meter | Suntuity Solar LLC | PSE&G | Accepted | 2019-05-06 | 2019-05-08 | 2020-05-08 | Yingli Green Energy | YL310D-30b | Solar Panels |  | 0.31 | 23 | 234 | 40 |  | Fixed | Roof
Solar Registration Program | NJSRRE1540960375 | Willingboro | 8046 | 13 | 7.13 | Residential | Yes | Behind the Meter | Suntuity Solar LLC | PSE&G | Accepted | 2019-05-06 | 2019-05-08 | 2020-05-08 | Enphase Energy | IQ7-60-2-US | Inverters | 240 |  | 23 |  |  | 0.97 |  | Outdoor | Behind the PV Modules
Solar Registration Program | NJSRRE1541025215 | Somerset | 8873 | 5 | 7.13 | Residential | No | Behind the Meter | Suntuity Solar LLC | PSE&G | Accepted | 2019-05-20 | 2019-05-22 | 2020-05-22 | Yingli Green Energy | YL310D-30b | Solar Panels |  | 0.31 | 17 | 143 | 27 |  | Fixed | Roof
Solar Registration Program | NJSRRE1541025215 | Somerset | 8873 | 5 | 7.13 | Residential | No | Behind the Meter | Suntuity Solar LLC | PSE&G | Accepted | 2019-05-20 | 2019-05-22 | 2020-05-22 | Yingli Green Energy | YL310D-30b | Solar Panels |  | 0.31 | 6 | 323 | 27 |  | Fixed | Roof
Solar Registration Program | NJSRRE1541025215 | Somerset | 8873 | 5 | 7.13 | Residential | No | Behind the Meter | Suntuity Solar LLC | PSE&G | Accepted | 2019-05-20 | 2019-05-22 | 2020-05-22 | Enphase Energy | IQ7-60-2-US | Inverters | 240 |  | 23 |  |  | 0.97 |  | Outdoor | Behind the PV Modules
Solar Registration Program | NJSRRE1541025229 | Pennsauken | 8109 | 14 | 7.13 | Residential | Yes | Behind the Meter | Suntuity Solar LLC | PSE&G | Accepted | 2019-05-20 | 2019-05-22 | 2020-05-22 | Yingli Green Energy | YL310D-30b | Solar Panels |  | 0.31 | 11 | 356 | 40 |  | Fixed | Roof
Solar Registration Program | NJSRRE1541025229 | Pennsauken | 8109 | 14 | 7.13 | Residential | Yes | Behind the Meter | Suntuity Solar LLC | PSE&G | Accepted | 2019-05-20 | 2019-05-22 | 2020-05-22 | Yingli Green Energy | YL310D-30b | Solar Panels |  | 0.31 | 12 | 176 | 40 |  | Fixed | Roof
Solar Registration Program | NJSRRE1541025229 | Pennsauken | 8109 | 14 | 7.13 | Residential | Yes | Behind the Meter | Suntuity Solar LLC | PSE&G | Accepted | 2019-05-20 | 2019-05-22 | 2020-05-22 | Enphase Energy | IQ7-60-2-US | Inverters | 240 |  | 23 |  |  | 0.97 |  | Outdoor | Behind the PV Modules
Solar Registration Program | NJSRRE1541413747 | Pleasantville | 8232 | 19 | 7.13 | Residential | Yes | Behind the Meter | Skyline Solar, LLC | AC Electric | Accepted | 2019-06-16 | 2019-06-19 | 2020-06-19 | HT-SAAE | HT60-156M-310 | Solar Panels |  | 0.31 | 23 | 118 | 28 |  | Fixed | Roof
Solar Registration Program | NJSRRE1541413747 | Pleasantville | 8232 | 19 | 7.13 | Residential | Yes | Behind the Meter | Skyline Solar, LLC | AC Electric | Accepted | 2019-06-16 | 2019-06-19 | 2020-06-19 | SolarEdge | SE5000H-US000NNC2 | Inverters | 5000 |  | 1 |  |  | 0.99 |  | Outside | within ten feet of meter
Solar Registration Program | NJSRRE1541414073 | Millville | 8332 | 20 | 7.13 | Residential | Yes | Behind the Meter | Suntuity Solar LLC | AC Electric | Accepted | 2019-06-17 | 2019-07-16 | 2020-07-16 | Yingli Green Energy | YL310D-30b | Solar Panels |  | 0.31 | 23 | 87 | 2 |  | Fixed | Roof
Solar Registration Program | NJSRRE1541414073 | Millville | 8332 | 20 | 7.13 | Residential | Yes | Behind the Meter | Suntuity Solar LLC | AC Electric | Accepted | 2019-06-17 | 2019-07-16 | 2020-07-16 | Enphase Energy | IQ7-60-2-US | Inverters | 240 |  | 23 |  |  | 0.97 |  | Outdoor | Behind the PV Modules
Solar Registration Program | NJSRRE1541419323 | Willingboro | 8046 | 13 | 7.13 | Residential | Yes | Behind the Meter | Skyline Solar, LLC | PSE&G | Accepted | 2019-06-18 | 2019-06-20 | 2020-06-20 | HT-SAAE | HT60-156M-310 | Solar Panels |  | 0.31 | 23 | 261 | 24 |  | Fixed | Roof
Solar Registration Program | NJSRRE1541419323 | Willingboro | 8046 | 13 | 7.13 | Residential | Yes | Behind the Meter | Skyline Solar, LLC | PSE&G | Accepted | 2019-06-18 | 2019-06-20 | 2020-06-20 | SolarEdge | SE5000H-US000NNC2 | Inverters | 5000 |  | 1 |  |  | 0.99 |  | Outside | within ten feet of meter
Solar Registration Program | NJSRRE1541431032 | Cape May Court House | 8210 | 21 | 7.13 | Residential | Yes | Behind the Meter | Suntuity Solar LLC | AC Electric | Accepted | 2019-06-19 | 2019-06-24 | 2020-06-24 | Yingli Green Energy | YL310D-30b | Solar Panels |  | 0.31 | 23 | 224 | 24 |  | Fixed | Roof
Solar Registration Program | NJSRRE1541431032 | Cape May Court House | 8210 | 21 | 7.13 | Residential | Yes | Behind the Meter | Suntuity Solar LLC | AC Electric | Accepted | 2019-06-19 | 2019-06-24 | 2020-06-24 | Enphase Energy | IQ7-60-2-US | Inverters | 240 |  | 23 |  |  | 0.97 |  | Outdoor | Behind the PV Modules
Solar Registration Program | NJSRRE1541431034 | Pennsauken Township | 8110 | 14 | 7.13 | Residential | Yes | Behind the Meter | Suntuity Solar LLC | PSE&G | Accepted | 2019-06-19 | 2019-06-24 | 2020-06-24 | Yingli Green Energy | YL310D-30b | Solar Panels |  | 0.31 | 23 | 148 | 26 |  | Fixed | Roof
Solar Registration Program | NJSRRE1541431034 | Pennsauken Township | 8110 | 14 | 7.13 | Residential | Yes | Behind the Meter | Suntuity Solar LLC | PSE&G | Accepted | 2019-06-19 | 2019-06-24 | 2020-06-24 | Enphase Energy | IQ7-60-2-US | Inverters | 240 |  | 23 |  |  | 0.97 |  | Outdoor | Behind the PV Modules
Solar Registration Program | NJSRRE1541447200 | Sicklerville | 8081 | 14 | 7.13 | Residential | Yes | Behind the Meter | Skyline Solar, LLC | AC Electric | Accepted | 2019-06-23 | 2019-06-26 | 2020-06-26 | SAAE | HT60-156M-310 | Solar Panels |  | 0.31 | 23 | 158 | 20 |  | Fixed | Roof
Solar Registration Program | NJSRRE1541447200 | Sicklerville | 8081 | 14 | 7.13 | Residential | Yes | Behind the Meter | Skyline Solar, LLC | AC Electric | Accepted | 2019-06-23 | 2019-06-26 | 2020-06-26 | SolarEdge | SE5000H-US000NNC2 | Inverters | 5000 |  | 1 |  |  | 0.99 |  | Outside | within ten feet of meter
Solar Registration Program | NJSRRE1541447208 | Atlantic City | 8401 | 19 | 7.13 | Residential | Yes | Behind the Meter | Skyline Solar, LLC | AC Electric | Accepted | 2019-06-23 | 2019-06-26 | 2020-06-26 | SAAE | HT60-156M-310 | Solar Panels |  | 0.31 | 23 | 200 | 24 |  | Fixed | Roof
Solar Registration Program | NJSRRE1541447208 | Atlantic City | 8401 | 19 | 7.13 | Residential | Yes | Behind the Meter | Skyline Solar, LLC | AC Electric | Accepted | 2019-06-23 | 2019-06-26 | 2020-06-26 | SolarEdge | SE5000H-US000NNC2 | Inverters | 5000 |  | 1 |  |  | 0.99 |  | Outside | within ten feet of meter
Solar Registration Program | NJSRRE1541447210 | Villas | 8251 | 21 | 7.13 | Residential | Yes | Behind the Meter | Skyline Solar, LLC | AC Electric | Accepted | 2019-06-23 | 2019-06-26 | 2020-06-26 | SAAE | HT60-156M-310 | Solar Panels |  | 0.31 | 23 | 118 | 13 |  | Fixed | Roof
Solar Registration Program | NJSRRE1541447210 | Villas | 8251 | 21 | 7.13 | Residential | Yes | Behind the Meter | Skyline Solar, LLC | AC Electric | Accepted | 2019-06-23 | 2019-06-26 | 2020-06-26 | SolarEdge | SE5000H-US000NNC2 | Inverters | 5000 |  | 1 |  |  | 0.99 |  | Outside | within ten feet of meter
Solar Registration Program | NJSRRE1541447226 | Willingboro | 8046 | 13 | 7.13 | Residential | Yes | Behind the Meter | Skyline Solar, LLC | PSE&G | Accepted | 2019-06-23 | 2019-06-26 | 2020-06-26 | SAAE | HT60-156M-310 | Solar Panels |  | 0.31 | 23 | 115 | 28 |  | Fixed | Roof
Solar Registration Program | NJSRRE1541447226 | Willingboro | 8046 | 13 | 7.13 | Residential | Yes | Behind the Meter | Skyline Solar, LLC | PSE&G | Accepted | 2019-06-23 | 2019-06-26 | 2020-06-26 | SolarEdge | SE5000H-US000NNC2 | Inverters | 5000 |  | 1 |  |  | 0.99 |  | Outside | within ten feet of meter
Solar Registration Program | NJSRRE1541447230 | Camden | 8105 | 14 | 7.13 | Residential | Yes | Behind the Meter | Skyline Solar, LLC | PSE&G | Accepted | 2019-06-23 | 2019-06-26 | 2020-06-26 | SAAE | HT60-156M-310 | Solar Panels |  | 0.31 | 23 | 150 | 10 |  | Fixed | Roof
Solar Registration Program | NJSRRE1541447230 | Camden | 8105 | 14 | 7.13 | Residential | Yes | Behind the Meter | Skyline Solar, LLC | PSE&G | Accepted | 2019-06-23 | 2019-06-26 | 2020-06-26 | SolarEdge | SE5000H-US000NNC2 | Inverters | 5000 |  | 1 |  |  | 0.99 |  | Outside | within ten feet of meter
Solar Registration Program | NJSRRE1541508434 | Hoptacong | 7843 | 1 | 7.13 | Residential | Yes | Behind the Meter | Skyline Solar, LLC | JCP&L | Accepted | 2019-07-01 | 2019-07-03 | 2020-07-03 | SAAE | HT60-156M-310 | Solar Panels |  | 0.31 | 23 | 214 | 18 |  | Fixed | Roof
Solar Registration Program | NJSRRE1541508434 | Hoptacong | 7843 | 1 | 7.13 | Residential | Yes | Behind the Meter | Skyline Solar, LLC | JCP&L | Accepted | 2019-07-01 | 2019-07-03 | 2020-07-03 | SolarEdge | SE5000H-US000NNC2 | Inverters | 5000 |  | 1 |  |  | 0.99 |  | Outside | within ten feet of meter
Solar Registration Program | NJSRRE1541627383 | Egg Harbor Township | 8234 | 19 | 7.13 | Residential | Yes | Behind the Meter | Suntuity Solar LLC | AC Electric | Accepted | 2019-07-10 | 2019-07-12 | 2020-07-12 | Yingli Green Energy | YL310D-30b | Solar Panels |  | 0.31 | 18 | 198 | 20 |  | Fixed | Roof
Solar Registration Program | NJSRRE1541627383 | Egg Harbor Township | 8234 | 19 | 7.13 | Residential | Yes | Behind the Meter | Suntuity Solar LLC | AC Electric | Accepted | 2019-07-10 | 2019-07-12 | 2020-07-12 | Yingli Green Energy | YL310D-30b | Solar Panels |  | 0.31 | 3 | 288 | 19 |  | Fixed | Roof
Solar Registration Program | NJSRRE1541627383 | Egg Harbor Township | 8234 | 19 | 7.13 | Residential | Yes | Behind the Meter | Suntuity Solar LLC | AC Electric | Accepted | 2019-07-10 | 2019-07-12 | 2020-07-12 | Yingli Green Energy | YL310D-30b | Solar Panels |  | 0.31 | 2 | 18 | 21 |  | Fixed | Roof
Solar Registration Program | NJSRRE1541627383 | Egg Harbor Township | 8234 | 19 | 7.13 | Residential | Yes | Behind the Meter | Suntuity Solar LLC | AC Electric | Accepted | 2019-07-10 | 2019-07-12 | 2020-07-12 | Enphase Energy | IQ7-60-2-US | Inverters | 240 |  | 23 |  |  | 0.97 |  | Outdoor | Behind the PV Modules
Solar Registration Program | NJSRRE1541644514 | Willingboro | 8046 | 13 | 7.13 | Residential | Yes | Behind the Meter | Skyline Solar, LLC | PSE&G | Accepted | 2019-07-15 | 2019-07-17 | 2020-07-17 | HT | HT60-156M-310 | Solar Panels |  | 0.31 | 23 | 95 | 41 |  | Fixed | Roof
Solar Registration Program | NJSRRE1541644514 | Willingboro | 8046 | 13 | 7.13 | Residential | Yes | Behind the Meter | Skyline Solar, LLC | PSE&G | Accepted | 2019-07-15 | 2019-07-17 | 2020-07-17 | SolarEdge | SE5000H-US | Inverters | 5000 |  | 1 |  |  | 0.99 |  | Outside | within ten feet of meter
Solar Registration Program | NJSRRE1541672596 | Lawrence | 8311 | 20 | 7.13 | Residential | Yes | Behind the Meter | Solar Energy World | AC Electric | Final As-Built Received | 2019-07-16 | 2019-07-18 | 2020-07-18 | LONGi Green Energy Technology | LR6-60PE-310M | Solar Panels |  | 0.31 | 23 | 188 | 30 |  | Fixed | Roof
Solar Registration Program | NJSRRE1541672596 | Lawrence | 8311 | 20 | 7.13 | Residential | Yes | Behind the Meter | Solar Energy World | AC Electric | Final As-Built Received | 2019-07-16 | 2019-07-18 | 2020-07-18 | Solar Edge | SE6000H-USRGM | Inverters | 6000 |  | 1 |  |  | 0.983 |  | Outside | near meter
Solar Registration Program | NJSRRE1541672596 | Lawrence | 8311 | 20 | 7.13 | Residential | Yes | Behind the Meter | Solar Energy World | AC Electric | Final As-Built Received | 2019-07-16 | 2019-07-18 | 2020-07-18 | Solar Edge | SE6000H-USRGM | Meters |  |  | 1 |  |  |  | Yes | Outdoor
Solar Registration Program | NJSRRE1541675733 | Runnemede | 8078 | 14 | 7.13 | Residential | Yes | Behind the Meter | Suntuity Solar LLC | PSE&G | Accepted | 2019-07-17 | 2019-07-18 | 2020-07-18 | Yingli Green Energy | YL310D-30b | Solar Panels |  | 0.31 | 2 | 225 | 30 |  | Fixed | Roof
Solar Registration Program | NJSRRE1541675733 | Runnemede | 8078 | 14 | 7.13 | Residential | Yes | Behind the Meter | Suntuity Solar LLC | PSE&G | Accepted | 2019-07-17 | 2019-07-18 | 2020-07-18 | Yingli Green Energy | YL310D-30b | Solar Panels |  | 0.31 | 10 | 135 | 30 |  | Fixed | Roof
Solar Registration Program | NJSRRE1541675733 | Runnemede | 8078 | 14 | 7.13 | Residential | Yes | Behind the Meter | Suntuity Solar LLC | PSE&G | Accepted | 2019-07-17 | 2019-07-18 | 2020-07-18 | Yingli Green Energy | YL310D-30b | Solar Panels |  | 0.31 | 11 | 225 | 3 |  | Fixed | Roof
Solar Registration Program | NJSRRE1541675733 | Runnemede | 8078 | 14 | 7.13 | Residential | Yes | Behind the Meter | Suntuity Solar LLC | PSE&G | Accepted | 2019-07-17 | 2019-07-18 | 2020-07-18 | Enphase Energy | IQ7-60-2-US | Inverters | 240 |  | 23 |  |  | 0.97 |  | Outdoor | Behind the PV Modules
Solar Registration Program | NJSRRE1541686381 | Matawan | 7747 | 17 | 7.13 | Residential | No | Behind the Meter | Ampericon | JCP&L | Accepted | 2019-07-18 | 2019-07-23 | 2020-07-23 | Silfab | SLA-M-310 | Solar Panels |  | 0.31 | 23 | 107 | 25 |  | Fixed | Roof
Solar Registration Program | NJSRRE1541686381 | Matawan | 7747 | 17 | 7.13 | Residential | No | Behind the Meter | Ampericon | JCP&L | Accepted | 2019-07-18 | 2019-07-23 | 2020-07-23 | EnPhase | IQ7 | Inverters | 250 |  | 23 |  |  | 0.965 |  | Outside | Roof
Solar Registration Program | NJSRRE1541790193 | Jamesburg | 8831 | 11 | 7.13 | Residential | No | Behind the Meter | Suntuity Solar LLC | JCP&L | Accepted | 2019-08-06 | 2019-08-08 | 2020-08-08 | Yingli Solar | YL310D-30b | Solar Panels |  | 0.31 | 23 | 162 | 37 |  | Fixed | Roof
Solar Registration Program | NJSRRE1541790193 | Jamesburg | 8831 | 11 | 7.13 | Residential | No | Behind the Meter | Suntuity Solar LLC | JCP&L | Accepted | 2019-08-06 | 2019-08-08 | 2020-08-08 | Enphase Energy | IQ7-60-2-US | Inverters | 240 |  | 23 |  |  | 0.97 |  | Outdoor | Behind the PV modules
Solar Registration Program | NJSRRE1541790209 | Wayne | 7470 | 6 | 7.13 | Residential | Yes | Behind the Meter | Suntuity Solar LLC | AC Electric | Accepted | 2019-08-06 | 2019-08-08 | 2020-08-08 | Enphase Energy | IQ7-60-2-US | Solar Panels |  | 0.31 | 23 | 78 | 19 |  | Fixed | Roof
Solar Registration Program | NJSRRE1541790209 | Wayne | 7470 | 6 | 7.13 | Residential | Yes | Behind the Meter | Suntuity Solar LLC | AC Electric | Accepted | 2019-08-06 | 2019-08-08 | 2020-08-08 | Enphase Energy | IQ7-60-2-US | Inverters | 240 |  | 23 |  |  | 0.97 |  | Outdoor | Behind the PV modules
Solar Registration Program | NJSRRE1541809369 | Northfield | 8225 | 19 | 7.13 | Residential | Yes | Behind the Meter | Suntuity Solar LLC | AC Electric | Accepted | 2019-08-09 | 2019-08-23 | 2020-08-23 | Yingli Green Energy | YL310D-30b | Solar Panels |  | 0.31 | 23 | 130 | 19 |  | Fixed | Roof
Solar Registration Program | NJSRRE1541809369 | Northfield | 8225 | 19 | 7.13 | Residential | Yes | Behind the Meter | Suntuity Solar LLC | AC Electric | Accepted | 2019-08-09 | 2019-08-23 | 2020-08-23 | Enphase Energy | IQ7-60-2-US | Inverters | 240 |  | 23 |  |  | 0.97 |  | Outdoor | Behind the PV Modules
Solar Registration Program | NJSRRE1541814943 | Millville | 8332 | 20 | 7.13 | Residential | Yes | Behind the Meter | Suntuity Solar LLC | AC Electric | Accepted | 2019-08-12 | 2019-08-23 | 2020-08-23 | Yingli Green Energy | YL310D-30b | Solar Panels |  | 0.31 | 23 | 21 | 22 |  | Fixed | Roof
Solar Registration Program | NJSRRE1541814943 | Millville | 8332 | 20 | 7.13 | Residential | Yes | Behind the Meter | Suntuity Solar LLC | AC Electric | Accepted | 2019-08-12 | 2019-08-23 | 2020-08-23 | Enphase Energy | IQ7-60-2-US | Inverters | 240 |  | 23 |  |  | 0.97 |  | Outdoor | Behind the PV Modules
Solar Registration Program | NJSRRE1541820265 | West Berlin | 8091 | 14 | 7.13 | Residential | Yes | Behind the Meter | Suntuity Solar LLC | AC Electric | Accepted | 2019-08-13 | 2019-08-23 | 2020-08-23 | Yingli Green Energy | YL310D-30b | Solar Panels |  | 0.31 | 11 | 352 | 33 |  | Fixed | Roof
Solar Registration Program | NJSRRE1541820265 | West Berlin | 8091 | 14 | 7.13 | Residential | Yes | Behind the Meter | Suntuity Solar LLC | AC Electric | Accepted | 2019-08-13 | 2019-08-23 | 2020-08-23 | Yingli Green Energy | YL310D-30b | Solar Panels |  | 0.31 | 12 | 172 | 33 |  | Fixed | Roof
Solar Registration Program | NJSRRE1541820265 | West Berlin | 8091 | 14 | 7.13 | Residential | Yes | Behind the Meter | Suntuity Solar LLC | AC Electric | Accepted | 2019-08-13 | 2019-08-23 | 2020-08-23 | Enphase Energy | IQ7-60-2-US | Inverters | 240 |  | 23 |  |  | 0.97 |  | Outdoor | Behind the PV Modules
Solar Registration Program | NJSRRE1541864729 | Manasquan | 8736 | 17 | 7.13 | Residential | Yes | Behind the Meter | Suntuity Solar LLC | JCP&L | Accepted | 2019-08-21 | 2019-08-26 | 2020-08-26 | Yingli Solar | YL310D-30b | Solar Panels |  | 0.31 | 23 | 156 | 40 |  | Fixed | Roof
Solar Registration Program | NJSRRE1541864729 | Manasquan | 8736 | 17 | 7.13 | Residential | Yes | Behind the Meter | Suntuity Solar LLC | JCP&L | Accepted | 2019-08-21 | 2019-08-26 | 2020-08-26 | Enphase Energy | IQ7-60-2-US | Inverters | 240 |  | 23 |  |  | 0.97 |  | Outdoor | Behind the PV modules
Solar Registration Program | NJSRRE1541884008 | Deptford | 8096 | 15 | 7.13 | Residential | Yes | Behind the Meter | Orbit Energy & Power, LLC | PSE&G | Accepted | 2019-08-26 | 2019-08-28 | 2020-08-28 | trina | tsm 310 | Solar Panels |  | 0.31 | 23 | 250 | 34 |  | Fixed | Roof
Solar Registration Program | NJSRRE1541884008 | Deptford | 8096 | 15 | 7.13 | Residential | Yes | Behind the Meter | Orbit Energy & Power, LLC | PSE&G | Accepted | 2019-08-26 | 2019-08-28 | 2020-08-28 | enphase | iq7 | Inverters | 240 |  | 23 |  |  | 0.986 |  | Outside | panel
Solar Registration Program | NJSRRE1541887750 | Long Beach Township | 8008 | 18 | 7.13 | Residential | Yes | Behind the Meter | Suntuity Solar LLC | AC Electric | Accepted | 2019-08-27 | 2019-08-29 | 2020-08-29 | Yingli Green Energy | YL310D-30b | Solar Panels |  | 0.31 | 6 | 164 | 14 |  | Fixed | Roof
Solar Registration Program | NJSRRE1541887750 | Long Beach Township | 8008 | 18 | 7.13 | Residential | Yes | Behind the Meter | Suntuity Solar LLC | AC Electric | Accepted | 2019-08-27 | 2019-08-29 | 2020-08-29 | Yingli Green Energy | YL310D-30b | Solar Panels |  | 0.31 | 17 | 164 | 11 |  | Fixed | Roof
Solar Registration Program | NJSRRE1541887750 | Long Beach Township | 8008 | 18 | 7.13 | Residential | Yes | Behind the Meter | Suntuity Solar LLC | AC Electric | Accepted | 2019-08-27 | 2019-08-29 | 2020-08-29 | Enphase Energy | IQ7-60-2-US | Inverters | 240 |  | 23 |  |  | 0.97 |  | Outdoor | Behind the PV Modules
Solar Registration Program | NJSRRE1541988838 | Lyndhurst | 7071 | 7 | 7.13 | Residential | No | Behind the Meter | Suntuity Solar LLC | PSE&G | Accepted | 2019-08-31 | 2019-09-05 | 2020-09-05 | Yingli Green Energy | YL310D-30b | Solar Panels |  | 0.31 | 23 | 243 | 44 |  | Fixed | Roof
Solar Registration Program | NJSRRE1541988838 | Lyndhurst | 7071 | 7 | 7.13 | Residential | No | Behind the Meter | Suntuity Solar LLC | PSE&G | Accepted | 2019-08-31 | 2019-09-05 | 2020-09-05 | Enphase Energy | IQ7-60-2-US | Inverters | 240 |  | 23 |  |  | 0.97 |  | Outdoor | Behind the PV Modules
Solar Registration Program | NJSRRE1542141612 | Woodbridge Township | 8863 | 11 | 7.13 | Residential | Yes | Behind the Meter | Suntuity Solar LLC | PSE&G | Accepted | 2019-09-04 | 2019-09-06 | 2020-09-06 | Yingli Green Energy | YL310D-30b | Solar Panels |  | 0.31 | 7 | 96 | 29 |  | Fixed | Roof
Solar Registration Program | NJSRRE1542141612 | Woodbridge Township | 8863 | 11 | 7.13 | Residential | Yes | Behind the Meter | Suntuity Solar LLC | PSE&G | Accepted | 2019-09-04 | 2019-09-06 | 2020-09-06 | Yingli Green Energy | YL310D-30b | Solar Panels |  | 0.31 | 9 | 276 | 29 |  | Fixed | Roof
Solar Registration Program | NJSRRE1542141612 | Woodbridge Township | 8863 | 11 | 7.13 | Residential | Yes | Behind the Meter | Suntuity Solar LLC | PSE&G | Accepted | 2019-09-04 | 2019-09-06 | 2020-09-06 | Yingli Green Energy | YL310D-30b | Solar Panels |  | 0.31 | 2 | 276 | 20 |  | Fixed | Roof
Solar Registration Program | NJSRRE1542141612 | Woodbridge Township | 8863 | 11 | 7.13 | Residential | Yes | Behind the Meter | Suntuity Solar LLC | PSE&G | Accepted | 2019-09-04 | 2019-09-06 | 2020-09-06 | Yingli Green Energy | YL310D-30b | Solar Panels |  | 0.31 | 3 | 186 | 10 |  | Fixed | Roof
Solar Registration Program | NJSRRE1542141612 | Woodbridge Township | 8863 | 11 | 7.13 | Residential | Yes | Behind the Meter | Suntuity Solar LLC | PSE&G | Accepted | 2019-09-04 | 2019-09-06 | 2020-09-06 | Yingli Green Energy | YL310D-30b | Solar Panels |  | 0.31 | 2 | 96 | 12 |  | Fixed | Roof
Solar Registration Program | NJSRRE1542141612 | Woodbridge Township | 8863 | 11 | 7.13 | Residential | Yes | Behind the Meter | Suntuity Solar LLC | PSE&G | Accepted | 2019-09-04 | 2019-09-06 | 2020-09-06 | Enphase Energy | IQ7-60-2-US | Inverters | 240 |  | 23 |  |  | 0.97 |  | Outdoor | Behind the PV Modules
Solar Registration Program | NJSRRE1542377379 | Hamilton | 8619 | 12 | 7.13 | Residential | Yes | Behind the Meter | Solar Energy World | PSE&G | Accepted | 2019-09-10 | 2019-09-12 | 2020-09-12 | LONGi Green Energy Technology | LR6-60PE-310M | Solar Panels |  | 0.31 | 23 | 153 | 18 |  | Fixed | Roof
Solar Registration Program | NJSRRE1542377379 | Hamilton | 8619 | 12 | 7.13 | Residential | Yes | Behind the Meter | Solar Energy World | PSE&G | Accepted | 2019-09-10 | 2019-09-12 | 2020-09-12 | Emphase | IQ7-60-x-US | Inverters | 310 |  | 23 |  |  | 0.976 |  | Outside | on roof
Solar Registration Program | NJSRRE1542430796 | Vauxhall | 7088 | 10 | 7.13 | Residential | No | Behind the Meter | Spectrum Energy, Inc. | PSE&G | Accepted | 2019-09-24 | 2019-09-25 | 2020-09-25 | Trina | TSM-DD05A(II) 310 | Solar Panels |  | 0.31 | 20 | 129 | 22 |  | Fixed | Roof
Solar Registration Program | NJSRRE1542430796 | Vauxhall | 7088 | 10 | 7.13 | Residential | No | Behind the Meter | Spectrum Energy, Inc. | PSE&G | Accepted | 2019-09-24 | 2019-09-25 | 2020-09-25 | Trina | TSM-DD05A(II) | Solar Panels |  | 0.31 | 3 | 309 | 21 |  | Fixed | Roof
Solar Registration Program | NJSRRE1542430796 | Vauxhall | 7088 | 10 | 7.13 | Residential | No | Behind the Meter | Spectrum Energy, Inc. | PSE&G | Accepted | 2019-09-24 | 2019-09-25 | 2020-09-25 | Enphase | IQ7-60-ACM-US | Inverters | 240 |  | 23 |  |  | 0.97 |  | Outside | Microinverters under each panel
Solar Registration Program | NJSRRE1542431497 | Princetion | 8540 | 12 | 7.13 | Residential | No | Behind the Meter | Ampericon | PSE&G | Accepted | 2019-09-24 | 2019-09-26 | 2020-09-26 | Silfab | SLA-M-310 | Solar Panels |  | 0.31 | 23 | 150 | 25 |  | Fixed | Roof
Solar Registration Program | NJSRRE1542431497 | Princetion | 8540 | 12 | 7.13 | Residential | No | Behind the Meter | Ampericon | PSE&G | Accepted | 2019-09-24 | 2019-09-26 | 2020-09-26 | EnPhase | IQ7 | Inverters | 250 |  | 23 |  |  | 0.965 |  | Outside | Roof
Solar Registration Program | NJSRRE1542480975 | Old Bridge | 8857 | 11 | 7.13 | Residential | Yes | Behind the Meter | Solar Energy World | JCP&L | Accepted | 2019-10-01 | 2019-10-03 | 2020-10-03 | LONGi Green Energy Technology | LR6-60PE-310M | Solar Panels |  | 0.31 | 23 | 94 | 18 |  | Fixed | Roof
Solar Registration Program | NJSRRE1542480975 | Old Bridge | 8857 | 11 | 7.13 | Residential | Yes | Behind the Meter | Solar Energy World | JCP&L | Accepted | 2019-10-01 | 2019-10-03 | 2020-10-03 | Solar Edge | SE7600H-USRGM | Inverters | 7600 |  | 1 |  |  | 0.98 |  | Outside | near meter
Solar Registration Program | NJSRRE1542544270 | North Arlington | 7031 | 7 | 7.13 | Residential | Yes | Behind the Meter | Solar Energy World | PSE&G | Accepted | 2019-10-15 | 2019-10-17 | 2020-10-17 | LONGi Green Energy Technology | LR6-60PE-310M | Solar Panels |  | 0.31 | 23 | 213 | 19 |  | Fixed | Roof
Solar Registration Program | NJSRRE1542544270 | North Arlington | 7031 | 7 | 7.13 | Residential | Yes | Behind the Meter | Solar Energy World | PSE&G | Accepted | 2019-10-15 | 2019-10-17 | 2020-10-17 | Solar Edge | SE6000H-USRGM | Inverters | 6000 |  | 1 |  |  | 0.983 |  | Outside | near meter
Solar Registration Program | NJSRRE1542553716 | Penns Grove | 8069 | 16 | 7.13 | Residential | Yes | Behind the Meter | 1st Light Energy Inc | AC Electric | Accepted | 2019-10-17 | 2019-10-21 | 2020-10-21 | Longi | LR6-60HPB-310M | Solar Panels |  | 0.31 | 23 | 123 | 27 |  | Fixed | Roof
Solar Registration Program | NJSRRE1542553716 | Penns Grove | 8069 | 16 | 7.13 | Residential | Yes | Behind the Meter | 1st Light Energy Inc | AC Electric | Accepted | 2019-10-17 | 2019-10-21 | 2020-10-21 | SMA | SB 6.0-1SP-US-41 (240V) | Inverters | 6000 |  | 1 |  |  | 0.97 |  | Outside | within 10 feet of meter
Solar Registration Program | NJSRRE1542562017 | Westfield | 7090 | 10 | 7.13 | Residential | No | Behind the Meter | Whitman Construction, LLC | PSE&G | Accepted | 2019-10-22 | 2019-10-23 | 2020-10-23 | Trina Solar | TSM375-DE14A | Solar Panels |  | 0.375 | 19 | 220 | 35 |  | Fixed | Roof
Solar Registration Program | NJSRRE1542562017 | Westfield | 7090 | 10 | 7.13 | Residential | No | Behind the Meter | Whitman Construction, LLC | PSE&G | Accepted | 2019-10-22 | 2019-10-23 | 2020-10-23 | Enphase Energy | IQ7PLUS-72-2-US | Inverters | 0.24 |  | 19 |  |  | 0.975 |  | Outside | roof
Solar Registration Program | NJSRRE1542581640 | Mays Landing | 8330 | 19 | 7.13 | Residential | Yes | Behind the Meter | All Season Solar | AC Electric | Accepted | 2019-10-24 | 2019-10-28 | 2020-10-28 | Trina | TSM DD05H.05II 310W AUG 2019 | Solar Panels |  | 0.31 | 8 | 169 | 30 |  | Fixed | Roof
Solar Registration Program | NJSRRE1542581640 | Mays Landing | 8330 | 19 | 7.13 | Residential | Yes | Behind the Meter | All Season Solar | AC Electric | Accepted | 2019-10-24 | 2019-10-28 | 2020-10-28 | Trina | TSM DD05H.05II 310W AUG 2019 | Solar Panels |  | 0.31 | 4 | 259 | 34 |  | Fixed | Roof
Solar Registration Program | NJSRRE1542581640 | Mays Landing | 8330 | 19 | 7.13 | Residential | Yes | Behind the Meter | All Season Solar | AC Electric | Accepted | 2019-10-24 | 2019-10-28 | 2020-10-28 | Trina | TSM DD05H.05II 310W AUG 2019 | Solar Panels |  | 0.31 | 11 | 169 | 30 |  | Fixed | Roof
Solar Registration Program | NJSRRE1542581640 | Mays Landing | 8330 | 19 | 7.13 | Residential | Yes | Behind the Meter | All Season Solar | AC Electric | Accepted | 2019-10-24 | 2019-10-28 | 2020-10-28 | Enphase | IQ7 | Inverters | 240 |  | 23 |  |  | 0.97 |  | Outdoor | Under Module
Solar Registration Program | NJSRRE1542687270 | Egg Harbor Township | 8234 | 19 | 7.13 | Residential | No | Behind the Meter | Orbit Energy & Power, LLC | AC Electric | Accepted | 2019-10-29 | 2019-10-31 | 2020-10-31 | trina | tsm 310 | Solar Panels |  | 0.31 | 23 | 204 | 20 |  | Fixed | Roof
Solar Registration Program | NJSRRE1542687270 | Egg Harbor Township | 8234 | 19 | 7.13 | Residential | No | Behind the Meter | Orbit Energy & Power, LLC | AC Electric | Accepted | 2019-10-29 | 2019-10-31 | 2020-10-31 | enphase | iq7 | Inverters | 240 |  | 23 |  |  | 0.986 |  | Outside | panel
Solar Registration Program | NJSRRE1543285172 | Wildwood Crest | 8260 | 21 | 7.13 | Residential | Yes | Behind the Meter | All Season Solar | AC Electric | Accepted | 2019-11-14 | 2019-11-19 | 2020-11-19 | Trina | TSM DD05H.05II 310W AUG 2019 | Solar Panels |  | 0.31 | 6 | 227 | 13 |  | Fixed | Roof
Solar Registration Program | NJSRRE1543285172 | Wildwood Crest | 8260 | 21 | 7.13 | Residential | Yes | Behind the Meter | All Season Solar | AC Electric | Accepted | 2019-11-14 | 2019-11-19 | 2020-11-19 | Trina | TSM DD05H.05II 310W AUG 2019 | Solar Panels |  | 0.31 | 15 | 227 | 22 |  | Fixed | Roof
Solar Registration Program | NJSRRE1543285172 | Wildwood Crest | 8260 | 21 | 7.13 | Residential | Yes | Behind the Meter | All Season Solar | AC Electric | Accepted | 2019-11-14 | 2019-11-19 | 2020-11-19 | Trina | TSM DD05H.05II 310W AUG 2019 | Solar Panels |  | 0.31 | 2 | 227 | 22 |  | Fixed | Roof
Solar Registration Program | NJSRRE1543285172 | Wildwood Crest | 8260 | 21 | 7.13 | Residential | Yes | Behind the Meter | All Season Solar | AC Electric | Accepted | 2019-11-14 | 2019-11-19 | 2020-11-19 | Enphase | IQ7 | Inverters | 240 |  | 23 |  |  | 0.97 |  | Outdoor | Under Module
Solar Registration Program | NJSRRE1543433786 | Bergenfield | 7621 | 7 | 7.13 | Residential | No | Behind the Meter | New Jersey Suntech | PSE&G | Accepted | 2019-11-21 | 2019-11-25 | 2020-11-25 | Jinko | JKM310M-60 | Solar Panels |  | 0.31 | 23 | 170 | 22 |  | Fixed | Roof
Solar Registration Program | NJSRRE1543433786 | Bergenfield | 7621 | 7 | 7.13 | Residential | No | Behind the Meter | New Jersey Suntech | PSE&G | Accepted | 2019-11-21 | 2019-11-25 | 2020-11-25 | Solaredge | SE6000-US | Inverters | 6000 |  | 1 |  |  | 0.97 |  | Outdoor | Side of house next to meter
Solar Registration Program | NJSRRE1543448126 | Hillsborough | 8844 | 5 | 7.13 | Residential | No | Behind the Meter | Solar Energy World | PSE&G | Accepted | 2019-11-26 | 2019-12-02 | 2020-12-02 | LONGi Green Energy Technology | LR6-60PE-310M | Solar Panels |  | 0.31 | 23 | 92 | 33 |  | Fixed | Roof
Solar Registration Program | NJSRRE1543448126 | Hillsborough | 8844 | 5 | 7.13 | Residential | No | Behind the Meter | Solar Energy World | PSE&G | Accepted | 2019-11-26 | 2019-12-02 | 2020-12-02 | Solar Edge | SE7600H-USRGM | Inverters | 7600 |  | 1 |  |  | 0.98 |  | Outdoor | near meter
Solar Registration Program | NJSRRE1543478499 | Egg Harbor Township | 8234 | 19 | 7.13 | Residential | No | Behind the Meter | All Season Solar | AC Electric | Accepted | 2019-12-04 | 2019-12-09 | 2020-12-09 | Trina | TSM DD05H.05II 310W AUG 2019 | Solar Panels |  | 0.31 | 5 | 259 | 26 |  | Fixed | Roof
Solar Registration Program | NJSRRE1543478499 | Egg Harbor Township | 8234 | 19 | 7.13 | Residential | No | Behind the Meter | All Season Solar | AC Electric | Accepted | 2019-12-04 | 2019-12-09 | 2020-12-09 | Trina | TSM DD05H.05II 310W AUG 2019 | Solar Panels |  | 0.31 | 18 | 169 | 24 |  | Fixed | Roof
Solar Registration Program | NJSRRE1543478499 | Egg Harbor Township | 8234 | 19 | 7.13 | Residential | No | Behind the Meter | All Season Solar | AC Electric | Accepted | 2019-12-04 | 2019-12-09 | 2020-12-09 | Enphase | IQ7 | Inverters | 240 |  | 23 |  |  | 0.97 |  | Outdoor | Under Module
Solar Registration Program | NJSRRE1543501882 | Haddon | 8108 | 14 | 7.13 | Residential | No | Behind the Meter | Solar Energy World | PSE&G | Accepted | 2019-12-09 | 2019-12-11 | 2020-12-11 | LONGi Green Energy Technology | LR6-60PE-310M | Solar Panels |  | 0.31 | 23 | 125 | 32 |  | Fixed | Roof
Solar Registration Program | NJSRRE1543501882 | Haddon | 8108 | 14 | 7.13 | Residential | No | Behind the Meter | Solar Energy World | PSE&G | Accepted | 2019-12-09 | 2019-12-11 | 2020-12-11 | Enphase | IQ7-60-x-US | Inverters | 310 |  | 23 |  |  | 0.973 |  | Outdoor | near panels
Solar Registration Program | NJSRRE1543519069 | Chesilhurst | 8089 | 14 | 7.13 | Residential | Yes | Behind the Meter | Acos Energy, LLC | AC Electric | Accepted | 2019-12-12 | 2019-12-16 | 2020-12-16 | Trina | TSM DD05H 05 II 310W | Solar Panels |  | 0.31 | 23 | 196 | 20 |  | Fixed | Roof
Solar Registration Program | NJSRRE1543519069 | Chesilhurst | 8089 | 14 | 7.13 | Residential | Yes | Behind the Meter | Acos Energy, LLC | AC Electric | Accepted | 2019-12-12 | 2019-12-16 | 2020-12-16 | Enphase | IQ7 | Inverters | 0.24 |  | 23 |  |  | 0.97 |  | Outdoor | roof
Solar Registration Program | NJSRRE1543532379 | Westfield | 7090 | 10 | 7.13 | Residential | No | Behind the Meter | Spectrum Energy, Inc. | PSE&G | Accepted | 2019-12-12 | 2019-12-16 | 2020-12-16 | Axitec | AC-310MH | Solar Panels |  | 0.31 | 11 | 126 | 34 |  | Fixed | Roof
Solar Registration Program | NJSRRE1543532379 | Westfield | 7090 | 10 | 7.13 | Residential | No | Behind the Meter | Spectrum Energy, Inc. | PSE&G | Accepted | 2019-12-12 | 2019-12-16 | 2020-12-16 | Axitec | AC-310MH | Solar Panels |  | 0.31 | 1 | 216 | 34 |  | Fixed | Roof
Solar Registration Program | NJSRRE1543532379 | Westfield | 7090 | 10 | 7.13 | Residential | No | Behind the Meter | Spectrum Energy, Inc. | PSE&G | Accepted | 2019-12-12 | 2019-12-16 | 2020-12-16 | Axitec | AC-310MH | Solar Panels |  | 0.31 | 10 | 306 | 34 |  | Fixed | Roof
Solar Registration Program | NJSRRE1543532379 | Westfield | 7090 | 10 | 7.13 | Residential | No | Behind the Meter | Spectrum Energy, Inc. | PSE&G | Accepted | 2019-12-12 | 2019-12-16 | 2020-12-16 | Axitec | AC-310MH | Solar Panels |  | 0.31 | 1 | 216 | 34 |  | Fixed | Roof
Solar Registration Program | NJSRRE1543532379 | Westfield | 7090 | 10 | 7.13 | Residential | No | Behind the Meter | Spectrum Energy, Inc. | PSE&G | Accepted | 2019-12-12 | 2019-12-16 | 2020-12-16 | Enphase | IQ7-60-ACM-US | Inverters | 240 |  | 23 |  |  | 0.97 |  | Outdoor | under each panel
Solar Registration Program | NJSRRE1543552979 | Burlington TWP | 8016 | 13 | 7.13 | Residential | Yes | Behind the Meter | 1st Light Energy Inc | PSE&G | Accepted | 2019-12-16 | 2019-12-19 | 2020-12-19 | Longi | SB 1SP-6.0-US-41 (240V) | Solar Panels |  | 0.31 | 6 | 125 | 18 |  | Fixed | Roof
Solar Registration Program | NJSRRE1543552979 | Burlington TWP | 8016 | 13 | 7.13 | Residential | Yes | Behind the Meter | 1st Light Energy Inc | PSE&G | Accepted | 2019-12-16 | 2019-12-19 | 2020-12-19 | Longi | SB 1SP-6.0-US-41 (240V) | Solar Panels |  | 0.31 | 17 | 125 | 23 |  | Fixed | Roof
Solar Registration Program | NJSRRE1543552979 | Burlington TWP | 8016 | 13 | 7.13 | Residential | Yes | Behind the Meter | 1st Light Energy Inc | PSE&G | Accepted | 2019-12-16 | 2019-12-19 | 2020-12-19 | SMA | SB 1SP-6.0-US-41 (240V) | Inverters | 6000 |  | 1 |  |  | 0.97 |  | Outside | within 10 feet of meter
Solar Registration Program | NJSRRE1540408021 | TURNERSVILLE | 8012 | 14 | 7.14 | Residential | No | Behind the Meter | NJ Solar Power, LLC | AC Electric | Accepted | 2019-02-28 | 2019-03-04 | 2020-03-04 | Panasonic | VBHN340SA17 | Solar Panels |  | 0.34 | 21 | 157 | 30 |  | Fixed | Roof
Solar Registration Program | NJSRRE1540408021 | TURNERSVILLE | 8012 | 14 | 7.14 | Residential | No | Behind the Meter | NJ Solar Power, LLC | AC Electric | Accepted | 2019-02-28 | 2019-03-04 | 2020-03-04 | SolarEdge | SE7600H-US | Inverters | 7600 |  | 1 |  |  | 0.99 |  | Indoor | garage
Solar Registration Program | NJSRRE1541593724 | Dunellen | 8812 | 11 | 7.15 | Residential | Yes | Behind the Meter | Pro Custom Solar dba Momentum Solar | PSE&G | Accepted | 2019-07-03 | 2019-07-08 | 2020-07-08 | TRINA SOLAR | TSM275-DD05A.05(II) | Solar Panels |  | 0.275 | 10 | 83 | 16 |  | Fixed | Roof
Solar Registration Program | NJSRRE1541593724 | Dunellen | 8812 | 11 | 7.15 | Residential | Yes | Behind the Meter | Pro Custom Solar dba Momentum Solar | PSE&G | Accepted | 2019-07-03 | 2019-07-08 | 2020-07-08 | TRINA SOLAR | TSM275-DD05A.05(II) | Solar Panels |  | 0.275 | 16 | 262 | 18 |  | Fixed | Roof
Solar Registration Program | NJSRRE1541593724 | Dunellen | 8812 | 11 | 7.15 | Residential | Yes | Behind the Meter | Pro Custom Solar dba Momentum Solar | PSE&G | Accepted | 2019-07-03 | 2019-07-08 | 2020-07-08 | ENPHASE | IQ6-60-2-US | Inverters | 240 |  | 26 |  |  | 0.97 |  | Outdoor | ROOF
Solar Registration Program | NJSRRE1541883642 | Williamstown | 8094 | 15 | 7.15 | Residential | No | Behind the Meter | Whitman Construction, LLC | AC Electric | Final As-Built Received | 2019-08-26 | 2019-08-28 | 2020-08-28 | Panasonic | VBHN325SA16 | Solar Panels |  | 0.325 | 13 | 202 | 33 |  | Fixed | Roof
Solar Registration Program | NJSRRE1541883642 | Williamstown | 8094 | 15 | 7.15 | Residential | No | Behind the Meter | Whitman Construction, LLC | AC Electric | Final As-Built Received | 2019-08-26 | 2019-08-28 | 2020-08-28 | Panasonic | VBHN325SA16 | Solar Panels |  | 0.325 | 9 | 112 | 34 |  | Fixed | Roof
Solar Registration Program | NJSRRE1541883642 | Williamstown | 8094 | 15 | 7.15 | Residential | No | Behind the Meter | Whitman Construction, LLC | AC Electric | Final As-Built Received | 2019-08-26 | 2019-08-28 | 2020-08-28 | Enphase Energy | IQ7X-96-2-US | Inverters | 0.315 |  | 22 |  |  | 0.975 |  | Outside | roof
Solar Registration Program | NJSRRE1541883642 | Williamstown | 8094 | 15 | 7.15 | Residential | No | Behind the Meter | Whitman Construction, LLC | AC Electric | Final As-Built Received | 2019-08-26 | 2019-08-28 | 2020-08-28 | Enphase Energy | ENV-S-AM1-120 | Meters |  |  | 1 |  |  |  | Yes | Outdoor
Solar Registration Program | NJSRRE1541883787 | Dayton | 8810 | 11 | 7.15 | Residential | No | Behind the Meter | Accord Power Inc | PSE&G | Accepted | 2019-08-29 | 2019-08-30 | 2020-08-30 | Q Peak Duo | G5 325W | Solar Panels |  | 0.325 | 22 | 133 | 53 |  | Fixed | Roof
Solar Registration Program | NJSRRE1541883787 | Dayton | 8810 | 11 | 7.15 | Residential | No | Behind the Meter | Accord Power Inc | PSE&G | Accepted | 2019-08-29 | 2019-08-30 | 2020-08-30 | AP System | YC600 | Inverters | 548 |  | 12 |  |  | 0.967 |  | Outdoor | roof
Solar Registration Program | NJSRRE1541890984 | Montgomery | 8502 | 5 | 7.15 | Residential | No | Behind the Meter | Maier Solar Engineering dba Solar Me | PSE&G | Accepted | 2019-08-28 | 2019-08-30 | 2020-08-30 | Panasonic | VBHN325KA03 | Solar Panels |  | 0.325 | 22 | 126 | 33 |  | Fixed | Roof
Solar Registration Program | NJSRRE1541890984 | Montgomery | 8502 | 5 | 7.15 | Residential | No | Behind the Meter | Maier Solar Engineering dba Solar Me | PSE&G | Accepted | 2019-08-28 | 2019-08-30 | 2020-08-30 | Solar Edge | SE7600H-US | Inverters | 7600 |  | 1 |  |  | 0.97 |  | Outdoor | Next to meter
Solar Registration Program | NJSRRE1543447214 | Sicklerville | 8081 | 14 | 7.15 | Residential | No | Behind the Meter | Green Power Energy | AC Electric | Accepted | 2019-11-26 | 2019-12-02 | 2020-12-02 | Panasonic | VBHN325KA03 | Solar Panels |  | 0.325 | 13 | 237 | 27 |  | Fixed | Roof
Solar Registration Program | NJSRRE1543447214 | Sicklerville | 8081 | 14 | 7.15 | Residential | No | Behind the Meter | Green Power Energy | AC Electric | Accepted | 2019-11-26 | 2019-12-02 | 2020-12-02 | Panasonic | VBHN325KA03 | Solar Panels |  | 0.325 | 5 | 57 | 27 |  | Fixed | Roof
Solar Registration Program | NJSRRE1543447214 | Sicklerville | 8081 | 14 | 7.15 | Residential | No | Behind the Meter | Green Power Energy | AC Electric | Accepted | 2019-11-26 | 2019-12-02 | 2020-12-02 | Panasonic | VBHN325KA03 | Solar Panels |  | 0.325 | 4 | 146 | 27 |  | Fixed | Roof
Solar Registration Program | NJSRRE1543447214 | Sicklerville | 8081 | 14 | 7.15 | Residential | No | Behind the Meter | Green Power Energy | AC Electric | Accepted | 2019-11-26 | 2019-12-02 | 2020-12-02 | SolarEdge | SE6000H-US | Inverters | 6000 |  | 1 |  |  | 0.97 |  | Outside | Next to meter
Solar Registration Program | NJSRRE1541059481 | Montgomery twp | 8502 | 5 | 7.19 | Residential | Yes | Behind the Meter | Vision Solar LLC | PSE&G | Accepted | 2019-05-30 | 2019-06-04 | 2020-06-04 | sunpower | e20-327-e-ac | Solar Panels |  | 0.327 | 22 | 209 | 23 |  | Fixed | Roof
Solar Registration Program | NJSRRE1541059481 | Montgomery twp | 8502 | 5 | 7.19 | Residential | Yes | Behind the Meter | Vision Solar LLC | PSE&G | Accepted | 2019-05-30 | 2019-06-04 | 2020-06-04 | sunpower | e20-327-e-ac | Inverters | 0.32 |  | 22 |  |  | 0.96 |  | Other | behind panels
Solar Registration Program | NJSRRE1541815337 | Leonia | 7605 | 7 | 7.19 | Residential | Yes | Behind the Meter | SunPower Corporation, Systems | PSE&G | Accepted | 2019-08-12 | 2019-08-23 | 2020-08-23 | SUNPOWER | SPR-E20-327-E-AC | Solar Panels |  | 0.327 | 12 | 217 | 33 |  | Fixed | Roof
Solar Registration Program | NJSRRE1541815337 | Leonia | 7605 | 7 | 7.19 | Residential | Yes | Behind the Meter | SunPower Corporation, Systems | PSE&G | Accepted | 2019-08-12 | 2019-08-23 | 2020-08-23 | SUNPOWER | SPR-E20-327-E-AC | Solar Panels |  | 0.327 | 10 | 37 | 8 |  | Fixed | Roof
Solar Registration Program | NJSRRE1541815337 | Leonia | 7605 | 7 | 7.19 | Residential | Yes | Behind the Meter | SunPower Corporation, Systems | PSE&G | Accepted | 2019-08-12 | 2019-08-23 | 2020-08-23 | SUNPOWER | SPR-E20-327-E-AC | Inverters | 320 |  | 22 |  |  | 0.96 |  | Other | under each panel
Solar Registration Program | NJSRRE1541832892 | Pleasantville | 8232 | 19 | 7.19 | Residential | Yes | Behind the Meter | Castle Energy, LLC | AC Electric | Accepted | 2019-08-14 | 2019-08-23 | 2020-08-23 | SunPower | SPR-E20-327-C-AC | Solar Panels |  | 0.327 | 12 | 205 | 20 |  | Fixed | Roof
Solar Registration Program | NJSRRE1541832892 | Pleasantville | 8232 | 19 | 7.19 | Residential | Yes | Behind the Meter | Castle Energy, LLC | AC Electric | Accepted | 2019-08-14 | 2019-08-23 | 2020-08-23 | SunPower | SPR-E20-327-C-AC | Solar Panels |  | 0.327 | 6 | 205 | 10 |  | Fixed | Roof
Solar Registration Program | NJSRRE1541832892 | Pleasantville | 8232 | 19 | 7.19 | Residential | Yes | Behind the Meter | Castle Energy, LLC | AC Electric | Accepted | 2019-08-14 | 2019-08-23 | 2020-08-23 | SunPower | SPR-E20-327-C-AC | Solar Panels |  | 0.327 | 4 | 25 | 20 |  | Fixed | Roof
Solar Registration Program | NJSRRE1541832892 | Pleasantville | 8232 | 19 | 7.19 | Residential | Yes | Behind the Meter | Castle Energy, LLC | AC Electric | Accepted | 2019-08-14 | 2019-08-23 | 2020-08-23 | SunPower | Type E | Inverters | 320 |  | 22 |  |  | 0.967 |  | Outside | on the rooftop under each solar panel
Solar Registration Program | NJSRRE1541883908 | Camden | 8105 | 14 | 7.19 | Residential | Yes | Behind the Meter | Vision Solar LLC | PSE&G | Final As-Built Received | 2019-08-26 | 2019-08-28 | 2020-08-28 | sunpower | e20-327-e-ac | Solar Panels |  | 0.327 | 22 | 149 | 0 |  | Fixed | Roof
Solar Registration Program | NJSRRE1541883908 | Camden | 8105 | 14 | 7.19 | Residential | Yes | Behind the Meter | Vision Solar LLC | PSE&G | Final As-Built Received | 2019-08-26 | 2019-08-28 | 2020-08-28 | sunpower | e20-327-e-ac | Inverters | 0.32 |  | 22 |  |  | 0.96 |  | Other | behind panels
Solar Registration Program | NJSRRE1541897521 | Manahawkin | 8050 | 18 | 7.19 | Residential | Yes | Behind the Meter | SunPower Corporation, Systems | AC Electric | Accepted | 2019-08-29 | 2019-09-03 | 2020-09-03 | SUNPOWER | SPR-E20-327-E-AC | Solar Panels |  | 0.327 | 22 | 122 | 23 |  | Fixed | Roof
Solar Registration Program | NJSRRE1541897521 | Manahawkin | 8050 | 18 | 7.19 | Residential | Yes | Behind the Meter | SunPower Corporation, Systems | AC Electric | Accepted | 2019-08-29 | 2019-09-03 | 2020-09-03 | SUNPOWER | SPR-E20-327-E-AC | Inverters | 320 |  | 22 |  |  | 0.96 |  | Other | under each panel
Solar Registration Program | NJSRRE1542370270 | Kirkwood | 8043 | 14 | 7.19 | Residential | Yes | Behind the Meter | SunPower Corporation, Systems | PSE&G | Accepted | 2019-09-09 | 2019-09-11 | 2020-09-11 | SUNPOWER | SPR-E20-327-E-AC | Solar Panels |  | 0.327 | 10 | 220 | 23 |  | Fixed | Roof
Solar Registration Program | NJSRRE1542370270 | Kirkwood | 8043 | 14 | 7.19 | Residential | Yes | Behind the Meter | SunPower Corporation, Systems | PSE&G | Accepted | 2019-09-09 | 2019-09-11 | 2020-09-11 | SUNPOWER | SPR-E20-327-E-AC | Solar Panels |  | 0.327 | 3 | 130 | 18 |  | Fixed | Roof
Solar Registration Program | NJSRRE1542370270 | Kirkwood | 8043 | 14 | 7.19 | Residential | Yes | Behind the Meter | SunPower Corporation, Systems | PSE&G | Accepted | 2019-09-09 | 2019-09-11 | 2020-09-11 | SUNPOWER | SPR-E20-327-E-AC | Solar Panels |  | 0.327 | 7 | 310 | 18 |  | Fixed | Roof
Solar Registration Program | NJSRRE1542370270 | Kirkwood | 8043 | 14 | 7.19 | Residential | Yes | Behind the Meter | SunPower Corporation, Systems | PSE&G | Accepted | 2019-09-09 | 2019-09-11 | 2020-09-11 | SUNPOWER | SPR-E20-327-E-AC | Solar Panels |  | 0.327 | 2 | 40 | 23 |  | Fixed | Roof
Solar Registration Program | NJSRRE1542370270 | Kirkwood | 8043 | 14 | 7.19 | Residential | Yes | Behind the Meter | SunPower Corporation, Systems | PSE&G | Accepted | 2019-09-09 | 2019-09-11 | 2020-09-11 | SUNPOWER | SPR-E20-327-E-AC | Inverters | 320 |  | 22 |  |  | 0.96 |  | Other | under each panel
Solar Registration Program | NJSRRE1542421759 | evesham twp | 8053 | 13 | 7.19 | Residential | Yes | Behind the Meter | Vision Solar LLC | PSE&G | Final As-Built Received | 2019-09-19 | 2019-09-23 | 2020-09-23 | sunpower | e20-327-e-ac | Solar Panels |  | 0.327 | 18 | 180 | 23 |  | Fixed | Roof
Solar Registration Program | NJSRRE1542421759 | evesham twp | 8053 | 13 | 7.19 | Residential | Yes | Behind the Meter | Vision Solar LLC | PSE&G | Final As-Built Received | 2019-09-19 | 2019-09-23 | 2020-09-23 | sunpower | e20-327-e-ac | Solar Panels |  | 0.327 | 4 | 180 | 23 |  | Fixed | Roof
Solar Registration Program | NJSRRE1542421759 | evesham twp | 8053 | 13 | 7.19 | Residential | Yes | Behind the Meter | Vision Solar LLC | PSE&G | Final As-Built Received | 2019-09-19 | 2019-09-23 | 2020-09-23 | sunpower | e20-327-e-ac | Inverters | 0.32 |  | 22 |  |  | 0.96 |  | Other | behind panels
Solar Registration Program | NJSRRE1542422665 | Atlantic City | 8401 | 19 | 7.19 | Residential | No | Behind the Meter | SunPower Corporation, Systems | AC Electric | Accepted | 2019-09-19 | 2019-09-23 | 2020-09-23 | SUNPOWER | SPR-E20-327-E-AC | Solar Panels |  | 0.327 | 22 | 238 | 18 |  | Fixed | Roof
Solar Registration Program | NJSRRE1542422665 | Atlantic City | 8401 | 19 | 7.19 | Residential | No | Behind the Meter | SunPower Corporation, Systems | AC Electric | Accepted | 2019-09-19 | 2019-09-23 | 2020-09-23 | SUNPOWER | SPR-E20-327-E-AC | Inverters | 320 |  | 22 |  |  | 0.96 |  | Other | under each panel
Solar Registration Program | NJSRRE1542424604 | Perth Amboy | 8861 | 11 | 7.19 | Residential | No | Behind the Meter | Seabright Solar | PSE&G | Accepted | 2019-10-09 | 2019-10-10 | 2020-10-10 | Sunpower | SPR-E20-327 | Solar Panels |  | 0.327 | 22 | 205 | 5 |  | Fixed | Roof
Solar Registration Program | NJSRRE1542424604 | Perth Amboy | 8861 | 11 | 7.19 | Residential | No | Behind the Meter | Seabright Solar | PSE&G | Accepted | 2019-10-09 | 2019-10-10 | 2020-10-10 | Sunpower | SPR-E20-327 | Inverters | 0.32 |  | 22 |  |  | 0.99 |  | Outside | Roof
Solar Registration Program | NJSRRE1542428477 | linden city | 7036 | 10 | 7.19 | Residential | No | Behind the Meter | SunPower Capital LLC | PSE&G | Accepted | 2019-09-23 | 2019-09-25 | 2020-09-25 | sunpower | e20-327-e-ac | Solar Panels |  | 0.327 | 4 | 55 | 23 |  | Fixed | Roof
Solar Registration Program | NJSRRE1542428477 | linden city | 7036 | 10 | 7.19 | Residential | No | Behind the Meter | SunPower Capital LLC | PSE&G | Accepted | 2019-09-23 | 2019-09-25 | 2020-09-25 | sunpower | e20-327-e-ac | Solar Panels |  | 0.327 | 18 | 235 | 23 |  | Fixed | Roof
Solar Registration Program | NJSRRE1542428477 | linden city | 7036 | 10 | 7.19 | Residential | No | Behind the Meter | SunPower Capital LLC | PSE&G | Accepted | 2019-09-23 | 2019-09-25 | 2020-09-25 | sunpower | e20-327-e-ac | Inverters | 0.32 |  | 22 |  |  | 0.96 |  | Other | behind panels
Solar Registration Program | NJSRRE1542428581 | willingboro | 8046 | 13 | 7.19 | Residential | Yes | Behind the Meter | Vision Solar LLC | PSE&G | Final As-Built Received | 2019-09-23 | 2019-09-25 | 2020-09-25 | sunpower | e20-327-e-ac | Solar Panels |  | 0.327 | 22 | 233 | 26 |  | Fixed | Roof
Solar Registration Program | NJSRRE1542428581 | willingboro | 8046 | 13 | 7.19 | Residential | Yes | Behind the Meter | Vision Solar LLC | PSE&G | Final As-Built Received | 2019-09-23 | 2019-09-25 | 2020-09-25 | sunpower | e20-327-e-ac | Inverters | 0.32 |  | 22 |  |  | 0.96 |  | Other | behind panels
Solar Registration Program | NJSRRE1542505470 | Tuckerton | 8087 | 18 | 7.19 | Residential | Yes | Behind the Meter | Seabright Solar | AC Electric | Accepted | 2019-10-09 | 2019-10-09 | 2020-10-09 | Sunpower | SPR-E20-327 | Solar Panels |  | 0.327 | 12 | 252 | 23 |  | Fixed | Roof
Solar Registration Program | NJSRRE1542505470 | Tuckerton | 8087 | 18 | 7.19 | Residential | Yes | Behind the Meter | Seabright Solar | AC Electric | Accepted | 2019-10-09 | 2019-10-09 | 2020-10-09 | Sunpower | SPR-E20-327 | Solar Panels |  | 0.327 | 10 | 72 | 23 |  | Fixed | Roof
Solar Registration Program | NJSRRE1542505470 | Tuckerton | 8087 | 18 | 7.19 | Residential | Yes | Behind the Meter | Seabright Solar | AC Electric | Accepted | 2019-10-09 | 2019-10-09 | 2020-10-09 | Sunpower | SPR-E20-327 | Inverters | 0.32 |  | 22 |  |  | 0.99 |  | Outside | Roof
Solar Registration Program | NJSRRE1542515036 | Hillside Twp | 7205 | 10 | 7.19 | Residential | No | Behind the Meter | SunnyMac LLC | PSE&G | Accepted | 2019-10-08 | 2019-10-10 | 2020-10-10 | SunPower | SPR-E20-327 | Solar Panels |  | 0.327 | 22 | 239 | 20 |  | Fixed | Roof
Solar Registration Program | NJSRRE1542515036 | Hillside Twp | 7205 | 10 | 7.19 | Residential | No | Behind the Meter | SunnyMac LLC | PSE&G | Accepted | 2019-10-08 | 2019-10-10 | 2020-10-10 | Enphase | IQ7XS-96-ACM-US | Inverters | 0.315 |  | 22 |  |  | 0.99 |  | Outdoor | roof
Solar Registration Program | NJSRRE1542527822 | Bound Brook | 8805 | 5 | 7.19 | Residential | Yes | Behind the Meter | Vision Solar LLC | PSE&G | Accepted | 2019-10-11 | 2019-10-15 | 2020-10-15 | sunpower | e20-327-e-ac | Solar Panels |  | 0.327 | 18 | 105 | 31 |  | Fixed | Roof
Solar Registration Program | NJSRRE1542527822 | Bound Brook | 8805 | 5 | 7.19 | Residential | Yes | Behind the Meter | Vision Solar LLC | PSE&G | Accepted | 2019-10-11 | 2019-10-15 | 2020-10-15 | sunpower | e20-327-e-ac | Solar Panels |  | 0.327 | 4 | 285 | 31 |  | Fixed | Roof
Solar Registration Program | NJSRRE1542527822 | Bound Brook | 8805 | 5 | 7.19 | Residential | Yes | Behind the Meter | Vision Solar LLC | PSE&G | Accepted | 2019-10-11 | 2019-10-15 | 2020-10-15 | sunpower | e20-327-e-ac | Inverters | 0.32 |  | 22 |  |  | 0.96 |  | Other | behind panels
Solar Registration Program | NJSRRE1542543760 | Willingboro Twp | 8046 | 13 | 7.19 | Residential | Yes | Behind the Meter | SunnyMac LLC | PSE&G | Accepted | 2019-10-15 | 2019-10-17 | 2020-10-17 | SunPower | SPR-E20-327 | Solar Panels |  | 0.327 | 8 | 105 | 45 |  | Fixed | Roof
Solar Registration Program | NJSRRE1542543760 | Willingboro Twp | 8046 | 13 | 7.19 | Residential | Yes | Behind the Meter | SunnyMac LLC | PSE&G | Accepted | 2019-10-15 | 2019-10-17 | 2020-10-17 | SunPower | SPR-E20-327 | Solar Panels |  | 0.327 | 14 | 195 | 30 |  | Fixed | Roof
Solar Registration Program | NJSRRE1542543760 | Willingboro Twp | 8046 | 13 | 7.19 | Residential | Yes | Behind the Meter | SunnyMac LLC | PSE&G | Accepted | 2019-10-15 | 2019-10-17 | 2020-10-17 | Enphase | IQ7xs-96-ACM-US | Inverters | 0.315 |  | 22 |  |  | 0.99 |  | Outdoor | roof
Solar Registration Program | NJSRRE1542558115 | Willingboro Twp | 8046 | 13 | 7.19 | Residential | Yes | Behind the Meter | SunnyMac LLC | PSE&G | Accepted | 2019-10-18 | 2019-10-22 | 2020-10-22 | SunPower | SPR-E20-327 | Solar Panels |  | 0.327 | 4 | 200 | 18 |  | Fixed | Roof
Solar Registration Program | NJSRRE1542558115 | Willingboro Twp | 8046 | 13 | 7.19 | Residential | Yes | Behind the Meter | SunnyMac LLC | PSE&G | Accepted | 2019-10-18 | 2019-10-22 | 2020-10-22 | SunPower | SPR-E20-327 | Solar Panels |  | 0.327 | 18 | 200 | 18 |  | Fixed | Roof
Solar Registration Program | NJSRRE1542558115 | Willingboro Twp | 8046 | 13 | 7.19 | Residential | Yes | Behind the Meter | SunnyMac LLC | PSE&G | Accepted | 2019-10-18 | 2019-10-22 | 2020-10-22 | Enphase | IQ7XS-96-ACM-US | Inverters | 0.315 |  | 22 |  |  | 0.99 |  | Outdoor | roof
Solar Registration Program | NJSRRE1542575020 | Lawrence Township | 8648 | 12 | 7.19 | Residential | No | Behind the Meter | GenRenew, LLC | PSE&G | Accepted | 2019-10-22 | 2019-10-24 | 2020-10-24 | Sunpower | SPR-E20-327-E-AC | Solar Panels |  | 0.327 | 22 | 231 | 21 |  | Fixed | Roof
Solar Registration Program | NJSRRE1542575020 | Lawrence Township | 8648 | 12 | 7.19 | Residential | No | Behind the Meter | GenRenew, LLC | PSE&G | Accepted | 2019-10-22 | 2019-10-24 | 2020-10-24 | Sunpower | MI-E-320-US208/240 | Inverters | 320 |  | 22 |  |  | 0.96 |  | Outdoor | microinverters under modules
Solar Registration Program | NJSRRE1542575025 | Teaneck TWP | 7666 | 7 | 7.19 | Residential | No | Behind the Meter | SunPower Capital LLC | PSE&G | Accepted | 2019-10-22 | 2019-10-24 | 2020-10-24 | SUNPOWER | E20-327-E-AC | Solar Panels |  | 0.327 | 10 | 112 | 32 |  | Fixed | Roof
Solar Registration Program | NJSRRE1542575025 | Teaneck TWP | 7666 | 7 | 7.19 | Residential | No | Behind the Meter | SunPower Capital LLC | PSE&G | Accepted | 2019-10-22 | 2019-10-24 | 2020-10-24 | SUNPOWER | E20-327-E-AC | Solar Panels |  | 0.327 | 12 | 292 | 32 |  | Fixed | Roof
Solar Registration Program | NJSRRE1542575025 | Teaneck TWP | 7666 | 7 | 7.19 | Residential | No | Behind the Meter | SunPower Capital LLC | PSE&G | Accepted | 2019-10-22 | 2019-10-24 | 2020-10-24 | SUNPOWER | E20-327-E-AC | Inverters | 0.32 |  | 22 |  |  | 0.96 |  | Other | BEHIND PANELS
Solar Registration Program | NJSRRE1542581762 | Sicklerville | 8081 | 14 | 7.19 | Residential | No | Behind the Meter | Seabright Solar | AC Electric | Accepted | 2019-10-30 | 2019-10-30 | 2020-10-30 | Sunpower | SPR-E20-327 | Solar Panels |  | 0.327 | 4 | 74 | 32 |  | Fixed | Roof
Solar Registration Program | NJSRRE1542581762 | Sicklerville | 8081 | 14 | 7.19 | Residential | No | Behind the Meter | Seabright Solar | AC Electric | Accepted | 2019-10-30 | 2019-10-30 | 2020-10-30 | Sunpower | SPR-E20-327 | Solar Panels |  | 0.327 | 18 | 164 | 38 |  | Fixed | Roof
Solar Registration Program | NJSRRE1542581762 | Sicklerville | 8081 | 14 | 7.19 | Residential | No | Behind the Meter | Seabright Solar | AC Electric | Accepted | 2019-10-30 | 2019-10-30 | 2020-10-30 | Sunpower | SPR-E20-327 | Inverters | 0.32 |  | 22 |  |  | 0.99 |  | Outside | Roof
Solar Registration Program | NJSRRE1542584438 | Bargaintown | 8234 | 19 | 7.19 | Residential | No | Behind the Meter | SunnyMac LLC | AC Electric | Accepted | 2019-10-25 | 2019-10-29 | 2020-10-29 | SunPower | SPR-E20-327 | Solar Panels |  | 0.327 | 22 | 233 | 30 |  | Fixed | Roof
Solar Registration Program | NJSRRE1542584438 | Bargaintown | 8234 | 19 | 7.19 | Residential | No | Behind the Meter | SunnyMac LLC | AC Electric | Accepted | 2019-10-25 | 2019-10-29 | 2020-10-29 | Enphase | IQ7XS-96-ACM-US | Inverters | 0.315 |  | 22 |  |  | 0.99 |  | Outdoor | roof
Solar Registration Program | NJSRRE1542822057 | Hillside | 7205 | 10 | 7.19 | Residential | Yes | Behind the Meter | SunPower Corporation, Systems | PSE&G | Accepted | 2019-10-30 | 2019-11-01 | 2020-11-01 | SUNPOWER | SPR-E20-327-E-AC | Solar Panels |  | 0.327 | 22 | 166 | 25 |  | Fixed | Roof
Solar Registration Program | NJSRRE1542822057 | Hillside | 7205 | 10 | 7.19 | Residential | Yes | Behind the Meter | SunPower Corporation, Systems | PSE&G | Accepted | 2019-10-30 | 2019-11-01 | 2020-11-01 | SUNPOWER | SPR-E20-327-E-AC | Inverters | 320 |  | 22 |  |  | 0.96 |  | Other | under each panel
Solar Registration Program | NJSRRE1543532516 | Sicklerville | 8081 | 14 | 7.19 | Residential | Yes | Behind the Meter | SunnyMac LLC | AC Electric | Accepted | 2019-12-12 | 2019-12-16 | 2020-12-16 | SunPower | SPR-E20327 | Solar Panels |  | 0.327 | 3 | 268 | 23 |  | Fixed | Roof
Solar Registration Program | NJSRRE1543532516 | Sicklerville | 8081 | 14 | 7.19 | Residential | Yes | Behind the Meter | SunnyMac LLC | AC Electric | Accepted | 2019-12-12 | 2019-12-16 | 2020-12-16 | SunPower | SPR-E20327 | Solar Panels |  | 0.327 | 19 | 88 | 23 |  | Fixed | Roof
Solar Registration Program | NJSRRE1543532516 | Sicklerville | 8081 | 14 | 7.19 | Residential | Yes | Behind the Meter | SunnyMac LLC | AC Electric | Accepted | 2019-12-12 | 2019-12-16 | 2020-12-16 | Enphase | IQ7XS-96-ACM-US | Inverters | 0.315 |  | 22 |  |  | 0.99 |  | Outdoor | roof
Solar Registration Program | NJSRRE1543533462 | Haledon | 7508 | 6 | 7.19 | Residential | Yes | Behind the Meter | Ad Energy | PSE&G | Accepted | 2019-12-12 | 2019-12-17 | 2020-12-17 | SunPower | SPR-E20-327-E-AC | Solar Panels |  | 0.327 | 15 | 230 | 40 |  | Fixed | Roof
Solar Registration Program | NJSRRE1543533462 | Haledon | 7508 | 6 | 7.19 | Residential | Yes | Behind the Meter | Ad Energy | PSE&G | Accepted | 2019-12-12 | 2019-12-17 | 2020-12-17 | SunPower | SPR-E20-327-E-AC | Solar Panels |  | 0.327 | 7 | 140 | 40 |  | Fixed | Roof
Solar Registration Program | NJSRRE1543533462 | Haledon | 7508 | 6 | 7.19 | Residential | Yes | Behind the Meter | Ad Energy | PSE&G | Accepted | 2019-12-12 | 2019-12-17 | 2020-12-17 | Enphase Energy | IQ7XS-96-ACM-US | Inverters | 315 |  | 22 |  |  | 0.975 |  | Outdoor | At each panel
Solar Registration Program | NJSRRE1543566340 | elmer | 8318 | 16 | 7.19 | Residential | Yes | Behind the Meter | Vision Solar LLC | AC Electric | Accepted | 2019-12-24 | 2019-12-26 | 2020-12-26 | sunpower | E20-327-E-AC | Solar Panels |  | 0.327 | 22 | 180 | 30 |  | Fixed | Roof
Solar Registration Program | NJSRRE1543566340 | elmer | 8318 | 16 | 7.19 | Residential | Yes | Behind the Meter | Vision Solar LLC | AC Electric | Accepted | 2019-12-24 | 2019-12-26 | 2020-12-26 | sunpower | E20-327-E-AC | Inverters | 0.32 |  | 22 |  |  | 0.96 |  | Other | behind panels
Solar Registration Program | NJSRRE1539553892 | Edison | 8820 | 11 | 7.2 | Residential | Yes | Behind the Meter | SunPower Corporation, Systems | PSE&G | Accepted | 2018-10-05 | 2018-10-10 | 2020-04-10 | SUNPOWER | SPR-X22-360-D-AC | Solar Panels |  | 0.36 | 20 | 267 | 30 |  | Fixed | Roof
Solar Registration Program | NJSRRE1539553892 | Edison | 8820 | 11 | 7.2 | Residential | Yes | Behind the Meter | SunPower Corporation, Systems | PSE&G | Accepted | 2018-10-05 | 2018-10-10 | 2020-04-10 | SUNPOWER | SPR-X22-360-D-AC | Inverters | 320 |  | 20 |  |  | 0.96 |  | Other | under each panel
Solar Registration Program | NJSRRE1539799781 | Hoboken | 7030 | 8 | 7.2 | Residential | No | Behind the Meter | self install | PSE&G | Accepted | 2018-11-13 | 2018-11-16 | 2020-05-16 | Solaria | 360R-PD | Solar Panels |  | 0.36 | 20 | 192 deg azimuth | 20 |  | Fixed | Roof
Solar Registration Program | NJSRRE1539799781 | Hoboken | 7030 | 8 | 7.2 | Residential | No | Behind the Meter | self install | PSE&G | Accepted | 2018-11-13 | 2018-11-16 | 2020-05-16 | SMA | SB7.0-US-40 | Inverters | 7000 |  | 1 |  |  | 0.97 |  | Outdoor | on roof under panels
Solar Registration Program | NJSRRE1539799781 | Hoboken | 7030 | 8 | 7.2 | Residential | No | Behind the Meter | self install | PSE&G | Accepted | 2018-11-13 | 2018-11-16 | 2020-05-16 | Locus Energy | LGate 120 | Meters |  |  | 1 |  |  |  |  | Outdoor
Solar Registration Program | NJSRRE1540292543 | Margate City | 8402 | 19 | 7.2 | Residential | Yes | Behind the Meter | Vision Solar LLC | AC Electric | Accepted | 2019-01-28 | 2019-01-30 | 2020-01-30 | sunpower | spr-x22-360-e-ac | Solar Panels |  | 0.36 | 20 | 234 | 33 |  | Fixed | Roof
Solar Registration Program | NJSRRE1540292543 | Margate City | 8402 | 19 | 7.2 | Residential | Yes | Behind the Meter | Vision Solar LLC | AC Electric | Accepted | 2019-01-28 | 2019-01-30 | 2020-01-30 | Sunpower | spr-x22-360-e-ac | Inverters | 0.36 |  | 20 |  |  | 0.96 |  | Outside | behind panels
Solar Registration Program | NJSRRE1540349488 | Oxford | 7863 | 2 | 7.2 | Residential | Yes | Behind the Meter | Sunrun Installation Services, Inc. | JCP&L | Accepted | 2019-02-08 | 2019-02-13 | 2020-02-13 | LG Electronics | LG360Q1C-A5 | Solar Panels |  | 0.36 | 20 | 230 | 23 |  | Fixed | Roof
Solar Registration Program | NJSRRE1540349488 | Oxford | 7863 | 2 | 7.2 | Residential | Yes | Behind the Meter | Sunrun Installation Services, Inc. | JCP&L | Accepted | 2019-02-08 | 2019-02-13 | 2020-02-13 | SMA America | SB6.0-1SP-US-40 | Inverters | 6000 |  | 1 |  |  | 0.96 |  | Outdoor | Next To Meter
Solar Registration Program | NJSRRE1540351939 | Ringoes | 8551 | 4 | 7.2 | Residential | No | Behind the Meter | Advanced Solar Products, Inc. | JCP&L | Accepted | 2019-02-11 | 2019-05-01 | 2020-05-01 | Heliene | 360W | Solar Panels |  | 0.36 | 20 | 168 | 26.57 |  | Fixed | Roof
Solar Registration Program | NJSRRE1540351939 | Ringoes | 8551 | 4 | 7.2 | Residential | No | Behind the Meter | Advanced Solar Products, Inc. | JCP&L | Accepted | 2019-02-11 | 2019-05-01 | 2020-05-01 | Solar Edge | SE6000HUS | Inverters | 6000 |  | 1 |  |  | 0.98 |  | Outdoor | next to building
Solar Registration Program | NJSRRE1540855902 | Teaneck TWP | 7666 | 7 | 7.2 | Residential | No | Behind the Meter | Palmetto Solar | PSE&G | Accepted | 2019-04-16 | 2019-04-17 | 2020-04-17 | Silfab | SLA-M 300w | Solar Panels |  | 0.3 | 16 | 155 | 31 |  | Fixed | Roof
Solar Registration Program | NJSRRE1540855902 | Teaneck TWP | 7666 | 7 | 7.2 | Residential | No | Behind the Meter | Palmetto Solar | PSE&G | Accepted | 2019-04-16 | 2019-04-17 | 2020-04-17 | Silfab | SLA-M 300w | Solar Panels |  | 0.3 | 8 | 155 | 23 |  | Fixed | Roof
Solar Registration Program | NJSRRE1540855902 | Teaneck TWP | 7666 | 7 | 7.2 | Residential | No | Behind the Meter | Palmetto Solar | PSE&G | Accepted | 2019-04-16 | 2019-04-17 | 2020-04-17 | SolarEdge | SE6000H-US | Inverters | 6000 |  | 1 |  |  | 0.98 |  | Outside | Side of the house
Solar Registration Program | NJSRRE1540912882 | Blairstown | 7825 | 2 | 7.2 | Residential | No | Behind the Meter | United Solar | JCP&L | Accepted | 2019-05-01 | 2019-05-10 | 2020-05-10 | Trina Solar | TSM-300-DD05A | Solar Panels |  | 0.3 | 24 | 141 | 23 |  | Fixed | Roof
Solar Registration Program | NJSRRE1540912882 | Blairstown | 7825 | 2 | 7.2 | Residential | No | Behind the Meter | United Solar | JCP&L | Accepted | 2019-05-01 | 2019-05-10 | 2020-05-10 | Sunny Boy | SB 6.0 | Inverters | 6000 |  | 1 |  |  | 0.96 |  | Outdoor | next to utility meter
Solar Registration Program | NJSRRE1540991645 | New Egypt | 8533 | 18 | 7.2 | Residential | Yes | Behind the Meter | Palmetto Solar LLC | JCP&L | Accepted | 2019-05-15 | 2019-05-20 | 2020-05-20 | Silfab | SLA-M 300w | Solar Panels |  | 0.3 | 24 | 180 | 25 |  | Fixed | Ground
Solar Registration Program | NJSRRE1540991645 | New Egypt | 8533 | 18 | 7.2 | Residential | Yes | Behind the Meter | Palmetto Solar LLC | JCP&L | Accepted | 2019-05-15 | 2019-05-20 | 2020-05-20 | SolarEdge | SE7600H-US | Inverters | 7600 |  | 1 |  |  | 0.99 |  | Outside | NA
Solar Registration Program | NJSRRE1541432236 | west deptford | 8083 | 14 | 7.2 | Residential | No | Behind the Meter | Solar Specialists of New Jersey LLC | PSE&G | Accepted | 2019-06-19 | 2019-06-24 | 2020-06-24 | Trina | TSM-DD05A.05(II | Solar Panels |  | 0.3 | 24 | 148 | 16 |  | Fixed | Roof
Solar Registration Program | NJSRRE1541432236 | west deptford | 8083 | 14 | 7.2 | Residential | No | Behind the Meter | Solar Specialists of New Jersey LLC | PSE&G | Accepted | 2019-06-19 | 2019-06-24 | 2020-06-24 | Solar Edge | 7600H-US | Inverters | 7600 |  | 1 |  |  | 0.99 |  | Outside | Outside
Solar Registration Program | NJSRRE1541976819 | Vineland | 8360 | 20 | 7.2 | Residential | Yes | Behind the Meter | Bright Planet Solar | Vineland Muni Electric | Accepted | 2019-08-30 | 2019-09-04 | 2020-09-04 | Trina Solar | TSM-DD05A.18 (II) 300W | Solar Panels |  | 0.3 | 13 | 273 | 17 |  | Fixed | Roof
Solar Registration Program | NJSRRE1541976819 | Vineland | 8360 | 20 | 7.2 | Residential | Yes | Behind the Meter | Bright Planet Solar | Vineland Muni Electric | Accepted | 2019-08-30 | 2019-09-04 | 2020-09-04 | Trina Solar | TSM-DD05A.18(II) 300W | Solar Panels |  | 0.3 | 11 | 93 | 17 |  | Fixed | Roof
Solar Registration Program | NJSRRE1541976819 | Vineland | 8360 | 20 | 7.2 | Residential | Yes | Behind the Meter | Bright Planet Solar | Vineland Muni Electric | Accepted | 2019-08-30 | 2019-09-04 | 2020-09-04 | Solar Edge | SE6000H-USRM | Inverters | 6000 |  | 1 |  |  | 0.98 |  | Outdoor | Next to Meter
Solar Registration Program | NJSRRE1541976861 | Pleasantville | 8232 | 19 | 7.2 | Residential | Yes | Behind the Meter | Bright Planet Solar | AC Electric | Accepted | 2019-08-30 | 2019-09-04 | 2020-09-04 | Trina Solar | TSM-DD05A.18(II) 300W | Solar Panels |  | 0.3 | 24 | 204 | 11 |  | Fixed | Roof
Solar Registration Program | NJSRRE1541976861 | Pleasantville | 8232 | 19 | 7.2 | Residential | Yes | Behind the Meter | Bright Planet Solar | AC Electric | Accepted | 2019-08-30 | 2019-09-04 | 2020-09-04 | Solar Edge | SE6000H-USRM | Inverters | 6000 |  | 1 |  |  | 0.98 |  | Outdoor | Next to Meter
Solar Registration Program | NJSRRE1542193959 | West Long Branch | 7764 | 17 | 7.2 | Residential | No | Behind the Meter | Ecological Systems by Water Wizard, LLC | JCP&L | Accepted | 2019-09-04 | 2019-09-09 | 2020-09-09 | BlueSun | BlueSun 300w | Solar Panels |  | 0.3 | 24 | 175 | 30 |  | Fixed | Roof | Garage roof
Solar Registration Program | NJSRRE1542193959 | West Long Branch | 7764 | 17 | 7.2 | Residential | No | Behind the Meter | Ecological Systems by Water Wizard, LLC | JCP&L | Accepted | 2019-09-04 | 2019-09-09 | 2020-09-09 | SMA | 3800TL | Inverters | 3800 |  | 2 |  |  | 0.97 |  | Outside | Northwest side of house
Solar Registration Program | NJSRRE1542393762 | Surf City | 8008 | 18 | 7.2 | Residential | No | Behind the Meter | Green Power Energy | AC Electric | Accepted | 2019-09-12 | 2019-09-16 | 2020-09-16 | S-Energy | SN360M-10 | Solar Panels |  | 0.36 | 20 | 122 | 18 |  | Fixed | Roof
Solar Registration Program | NJSRRE1542393762 | Surf City | 8008 | 18 | 7.2 | Residential | No | Behind the Meter | Green Power Energy | AC Electric | Accepted | 2019-09-12 | 2019-09-16 | 2020-09-16 | Solar Edge | SE6000H-US | Inverters | 6000 |  | 1 |  |  | 0.97 |  | Outside | next to meter
Solar Registration Program | NJSRRE1542431666 | Port Norris | 8349 | 20 | 7.2 | Residential | No | Behind the Meter | Bright Planet Solar | AC Electric | Accepted | 2019-09-24 | 2019-10-17 | 2020-10-17 | TRINA SOLAR | TSM-DD05A.18(II) 300W | Solar Panels |  | 0.3 | 20 | 186 | 10 |  | Fixed | Roof
Solar Registration Program | NJSRRE1542431666 | Port Norris | 8349 | 20 | 7.2 | Residential | No | Behind the Meter | Bright Planet Solar | AC Electric | Accepted | 2019-09-24 | 2019-10-17 | 2020-10-17 | TRINA SOLAR | TSM-DD05A.18(II) 300W | Solar Panels |  | 0.3 | 4 | 186 | 10 |  | Fixed | Roof
Solar Registration Program | NJSRRE1542431666 | Port Norris | 8349 | 20 | 7.2 | Residential | No | Behind the Meter | Bright Planet Solar | AC Electric | Accepted | 2019-09-24 | 2019-10-17 | 2020-10-17 | SOLAR EDGE | SE6000H-USRGM | Inverters | 6000 |  | 1 |  |  | 0.98 |  | Outdoor | NEXT TO METER
Solar Registration Program | NJSRRE1542445036 | Franklinville | 8322 | 15 | 7.2 | Residential | Yes | Behind the Meter | Bright Planet Solar | AC Electric | Accepted | 2019-09-26 | 2019-09-30 | 2020-09-30 | TRINA SOLAR | TSM-DD05A.05(II) 300W | Solar Panels |  | 0.3 | 24 | 182 | 34 |  | Fixed | Roof
Solar Registration Program | NJSRRE1542445036 | Franklinville | 8322 | 15 | 7.2 | Residential | Yes | Behind the Meter | Bright Planet Solar | AC Electric | Accepted | 2019-09-26 | 2019-09-30 | 2020-09-30 | SOLAR EDGE | SE6000H-USRGM | Inverters | 6000 |  | 1 |  |  | 0.98 |  | Outdoor | NEXT TO METER
Solar Registration Program | NJSRRE1542501653 | Haddon Township | 8107 | 14 | 7.2 | Residential | No | Behind the Meter | Bright Planet Solar | PSE&G | Accepted | 2019-10-03 | 2019-10-08 | 2020-10-08 | HANWHA Q-CELLS | Q.PEAK-G4.1 300W | Solar Panels |  | 0.3 | 18 | 155 | 34 |  | Fixed | Roof
Solar Registration Program | NJSRRE1542501653 | Haddon Township | 8107 | 14 | 7.2 | Residential | No | Behind the Meter | Bright Planet Solar | PSE&G | Accepted | 2019-10-03 | 2019-10-08 | 2020-10-08 | HANWHA Q-CELLS | Q.PEAK-G4.1 300W | Solar Panels |  | 0.3 | 6 | 245 | 40 |  | Fixed | Roof
Solar Registration Program | NJSRRE1542501653 | Haddon Township | 8107 | 14 | 7.2 | Residential | No | Behind the Meter | Bright Planet Solar | PSE&G | Accepted | 2019-10-03 | 2019-10-08 | 2020-10-08 | SOLAR EDGE | SE5000H-USRGM | Inverters | 5000 |  | 1 |  |  | 0.98 |  | Outdoor | NEXT TO METER
Solar Registration Program | NJSRRE1542687231 | South Brunswick | 8824 | 11 | 7.2 | Residential | No | Behind the Meter | Greentech Solar USA LLC | PSE&G | Accepted | 2019-10-29 | 2019-10-31 | 2020-10-31 | Growatt | 6000MTLP-US | Inverters | 6000 |  | 1 |  |  | 0.982 |  | Indoor | Basement Wall
Solar Registration Program | NJSRRE1542687231 | South Brunswick | 8824 | 11 | 7.2 | Residential | No | Behind the Meter | Greentech Solar USA LLC | PSE&G | Accepted | 2019-10-29 | 2019-10-31 | 2020-10-31 | Trina Solar | TSM-DD5A 300M | Solar Panels |  | 0.3 | 24 | 210 | 27 |  | Fixed | Roof
Solar Registration Program | NJSRRE1542906464 | Landisville | 8326 | 19 | 7.2 | Residential | Yes | Behind the Meter | Bright Planet Solar | AC Electric | Accepted | 2019-11-02 | 2019-11-05 | 2020-11-05 | HANWHA Q-CELLS | Q.PEAK-G4.1 300W | Solar Panels |  | 0.3 | 16 | 153 | 22 |  | Fixed | Roof
Solar Registration Program | NJSRRE1542906464 | Landisville | 8326 | 19 | 7.2 | Residential | Yes | Behind the Meter | Bright Planet Solar | AC Electric | Accepted | 2019-11-02 | 2019-11-05 | 2020-11-05 | HANWHA Q-CELLS | Q.PEAK-G4.1 300W | Solar Panels |  | 0.3 | 8 | 334 | 22 |  | Fixed | Roof
Solar Registration Program | NJSRRE1542906464 | Landisville | 8326 | 19 | 7.2 | Residential | Yes | Behind the Meter | Bright Planet Solar | AC Electric | Accepted | 2019-11-02 | 2019-11-05 | 2020-11-05 | SOLAR EDGE | SE6000H-USRGM | Inverters | 6000 |  | 1 |  |  | 0.98 |  | Outdoor | NEXT TO METER
Solar Registration Program | NJSRRE1543446479 | Port Murray | 7865 | 2 | 7.2 | Residential | No | Behind the Meter | Green House Solar | JCP&L | Accepted | 2019-11-26 | 2019-12-02 | 2020-12-02 | Sunpower | x22-360-E-AC | Solar Panels |  | 0.36 | 20 | 180 | 35 |  | Double Axis | Pole
Solar Registration Program | NJSRRE1543446479 | Port Murray | 7865 | 2 | 7.2 | Residential | No | Behind the Meter | Green House Solar | JCP&L | Accepted | 2019-11-26 | 2019-12-02 | 2020-12-02 | Enphase | IQ7XS | Inverters | 315 |  | 20 |  |  | 0.975 |  | Other | Panel Mounted
Solar Registration Program | NJSRRE1540205464 | Carneys Point | 8069 | 16 | 7.25 | Residential | No | Behind the Meter | Pro Custom Solar dba Momentum Solar | AC Electric | Accepted | 2019-01-04 | 2019-01-08 | 2020-01-08 | HANWHA | Q.PEAK DUO BLK-G5 315 | Solar Panels |  | 0.315 | 23 | 229 | 14 |  | Fixed | Roof
Solar Registration Program | NJSRRE1540205464 | Carneys Point | 8069 | 16 | 7.25 | Residential | No | Behind the Meter | Pro Custom Solar dba Momentum Solar | AC Electric | Accepted | 2019-01-04 | 2019-01-08 | 2020-01-08 | ENPHASE | IQ7-60-2-US | Inverters | 250 |  | 23 |  |  | 0.97 |  | Outdoor | ROOF
Solar Registration Program | NJSRRE1540212031 | Bordentown | 8505 | 13 | 7.25 | Residential | Yes | Behind the Meter | Trinity Solar | PSE&G | Accepted | 2019-01-07 | 2019-01-09 | 2020-01-09 | HANWHA | Q.PEAK DUO BLK-G5 315 | Solar Panels |  | 0.315 | 12 | 60 | 34 |  | Fixed | Roof
Solar Registration Program | NJSRRE1540212031 | Bordentown | 8505 | 13 | 7.25 | Residential | Yes | Behind the Meter | Trinity Solar | PSE&G | Accepted | 2019-01-07 | 2019-01-09 | 2020-01-09 | HANWHA | Q.PEAK DUO BLK-G5 315 | Solar Panels |  | 0.315 | 11 | 240 | 34 |  | Fixed | Roof
Solar Registration Program | NJSRRE1540212031 | Bordentown | 8505 | 13 | 7.25 | Residential | Yes | Behind the Meter | Trinity Solar | PSE&G | Accepted | 2019-01-07 | 2019-01-09 | 2020-01-09 | Solar Edge | SE6000 | Inverters | 6000 |  | 1 |  |  | 0.97 |  | Outside | Side of home
Solar Registration Program | NJSRRE1540232841 | Manville | 8835 | 5 | 7.25 | Residential | Yes | Behind the Meter | Pro Custom Solar dba Momentum Solar | PSE&G | Accepted | 2019-01-10 | 2019-01-15 | 2020-01-15 | REC SOLAR | REC290TP2 BLK | Solar Panels |  | 0.29 | 18 | 72 | 40 |  | Fixed | Roof
Solar Registration Program | NJSRRE1540232841 | Manville | 8835 | 5 | 7.25 | Residential | Yes | Behind the Meter | Pro Custom Solar dba Momentum Solar | PSE&G | Accepted | 2019-01-10 | 2019-01-15 | 2020-01-15 | REC SOLAR | REC290TP2 BLK | Solar Panels |  | 0.29 | 7 | 252 | 12 |  | Fixed | Roof
Solar Registration Program | NJSRRE1540232841 | Manville | 8835 | 5 | 7.25 | Residential | Yes | Behind the Meter | Pro Custom Solar dba Momentum Solar | PSE&G | Accepted | 2019-01-10 | 2019-01-15 | 2020-01-15 | ENPHASE | IQ7-60-2-US | Inverters | 250 |  | 25 |  |  | 0.97 |  | Outdoor | ROOF
Solar Registration Program | NJSRRE1540246535 | Vineland | 8361 | 20 | 7.25 | Residential | Yes | Behind the Meter | Suntuity Solar LLC | Vineland Muni Electric | Accepted | 2019-01-16 | 2019-01-18 | 2020-01-18 | Hanwha Solar | Q-Cells 315 Mono | Solar Panels |  | 0.315 | 23 | 218 | 24 |  | Fixed | Roof
Solar Registration Program | NJSRRE1540246535 | Vineland | 8361 | 20 | 7.25 | Residential | Yes | Behind the Meter | Suntuity Solar LLC | Vineland Muni Electric | Accepted | 2019-01-16 | 2019-01-18 | 2020-01-18 | SolarEdge | SE6000H-US | Inverters | 6000 |  | 1 |  |  | 0.99 |  | Outdoor | Besides the meter
Solar Registration Program | NJSRRE1540265212 | Lodi | 7644 | 7 | 7.25 | Residential | Yes | Behind the Meter | Pro Custom Solar dba Momentum Solar | PSE&G | Accepted | 2019-01-22 | 2019-01-25 | 2020-01-25 | HANWHA | Q.PEAK DUO BLK-G5 315 | Solar Panels |  | 0.315 | 15 | 207 | 22 |  | Fixed | Roof
Solar Registration Program | NJSRRE1540265212 | Lodi | 7644 | 7 | 7.25 | Residential | Yes | Behind the Meter | Pro Custom Solar dba Momentum Solar | PSE&G | Accepted | 2019-01-22 | 2019-01-25 | 2020-01-25 | HANWHA | Q.PEAK DUO BLK-G5 315 | Solar Panels |  | 0.315 | 5 | 117 | 22 |  | Fixed | Roof
Solar Registration Program | NJSRRE1540265212 | Lodi | 7644 | 7 | 7.25 | Residential | Yes | Behind the Meter | Pro Custom Solar dba Momentum Solar | PSE&G | Accepted | 2019-01-22 | 2019-01-25 | 2020-01-25 | HANWHA | Q.PEAK DUO BLK-G5 315 | Solar Panels |  | 0.315 | 3 | 297 | 2 |  | Fixed | Roof
Solar Registration Program | NJSRRE1540265212 | Lodi | 7644 | 7 | 7.25 | Residential | Yes | Behind the Meter | Pro Custom Solar dba Momentum Solar | PSE&G | Accepted | 2019-01-22 | 2019-01-25 | 2020-01-25 | ENPHASE | IQ7-60-2-US | Inverters | 250 |  | 23 |  |  | 0.97 |  | Outdoor | ROOF
Solar Registration Program | NJSRRE1540287745 | Port Monmouth | 7758 | 17 | 7.25 | Residential | Yes | Behind the Meter | Vivint Solar Developer, LLC | JCP&L | Accepted | 2019-01-28 | 2019-05-01 | 2020-05-01 | Hanwha Solar | Q.Peak BLK-G5 315 | Solar Panels |  | 0.315 | 23 | 296 | 28 |  | Fixed | Roof
Solar Registration Program | NJSRRE1540287745 | Port Monmouth | 7758 | 17 | 7.25 | Residential | Yes | Behind the Meter | Vivint Solar Developer, LLC | JCP&L | Accepted | 2019-01-28 | 2019-05-01 | 2020-05-01 | Solar Edge | SE7600H-US | Inverters | 7600 |  | 1 |  |  | 0.992 |  | Outdoor | Near the Utility Meter.
Solar Registration Program | NJSRRE1540305303 | North Middletown | 7748 | 17 | 7.25 | Residential | Yes | Behind the Meter | Pro Custom Solar dba Momentum Solar | JCP&L | Accepted | 2019-01-31 | 2019-02-04 | 2020-02-04 | HANWHA | Q.PEAK DUO BLK-G5 315 | Solar Panels |  | 0.315 | 14 | 117 | 26 |  | Fixed | Roof
Solar Registration Program | NJSRRE1540305303 | North Middletown | 7748 | 17 | 7.25 | Residential | Yes | Behind the Meter | Pro Custom Solar dba Momentum Solar | JCP&L | Accepted | 2019-01-31 | 2019-02-04 | 2020-02-04 | HANWHA | Q.PEAK DUO BLK-G5 315 | Solar Panels |  | 0.315 | 9 | 297 | 26 |  | Fixed | Roof
Solar Registration Program | NJSRRE1540305303 | North Middletown | 7748 | 17 | 7.25 | Residential | Yes | Behind the Meter | Pro Custom Solar dba Momentum Solar | JCP&L | Accepted | 2019-01-31 | 2019-02-04 | 2020-02-04 | ENPHASE | IQ7 | Inverters | 240 |  | 23 |  |  | 0.97 |  | Outside | ROOF
Solar Registration Program | NJSRRE1540344933 | Clayton | 8312 | 15 | 7.25 | Residential | Yes | Behind the Meter | Suntuity Solar LLC | AC Electric | Accepted | 2019-02-07 | 2019-02-11 | 2020-02-11 | Hanwha Solar | Q-Cells 315 Mono | Solar Panels |  | 0.315 | 23 | 168 | 22 |  | Fixed | Roof
Solar Registration Program | NJSRRE1540344933 | Clayton | 8312 | 15 | 7.25 | Residential | Yes | Behind the Meter | Suntuity Solar LLC | AC Electric | Accepted | 2019-02-07 | 2019-02-11 | 2020-02-11 | SolarEdge | SE6000H-US | Inverters | 6000 |  | 1 |  |  | 0.99 |  | Outdoor | Besides the meter
Solar Registration Program | NJSRRE1540369814 | Sicklerville | 8081 | 14 | 7.25 | Residential | Yes | Behind the Meter | Complete Solar | AC Electric | Accepted | 2019-02-20 | 2019-02-22 | 2020-02-22 | Hyundai Heavy Industries: | HiS-S290RG | Solar Panels |  | 0.29 | 25 | 220 | 22.6 |  | Fixed | Roof
Solar Registration Program | NJSRRE1540369814 | Sicklerville | 8081 | 14 | 7.25 | Residential | Yes | Behind the Meter | Complete Solar | AC Electric | Accepted | 2019-02-20 | 2019-02-22 | 2020-02-22 | SolarEdge Technologies: | SE5000H-USRG | Inverters | 5000 |  | 1 |  |  | 0.97 |  | Outdoor | BY MSP
Solar Registration Program | NJSRRE1540381299 | Fairview | 7022 | 7 | 7.25 | Residential | No | Behind the Meter | Sunrun Installation Services, Inc. | PSE&G | Accepted | 2019-02-20 | 2019-02-22 | 2020-02-22 | REC Solar | REC290TP2 BLK | Solar Panels |  | 0.29 | 7 | 291 | 9 |  | Fixed | Roof
Solar Registration Program | NJSRRE1540381299 | Fairview | 7022 | 7 | 7.25 | Residential | No | Behind the Meter | Sunrun Installation Services, Inc. | PSE&G | Accepted | 2019-02-20 | 2019-02-22 | 2020-02-22 | REC SOLAR | REC290TP2 BLK | Solar Panels |  | 0.29 | 18 | 101 | 40 |  | Fixed | Roof
Solar Registration Program | NJSRRE1540381299 | Fairview | 7022 | 7 | 7.25 | Residential | No | Behind the Meter | Sunrun Installation Services, Inc. | PSE&G | Accepted | 2019-02-20 | 2019-02-22 | 2020-02-22 | SMA America | SB 6.0-1SP-US-40 | Inverters | 6000 |  | 1 |  |  | 0.96 |  | Outdoor | meter
Solar Registration Program | NJSRRE1540408559 | New Providence | 7974 | 10 | 7.25 | Residential | Yes | Behind the Meter | Sunrun Installation Services, Inc. | JCP&L | Accepted | 2019-02-28 | 2019-03-01 | 2020-03-01 | REC Solar | REC290TP2 BLK | Solar Panels |  | 0.29 | 15 | 167 | 37 |  | Fixed | Roof
Solar Registration Program | NJSRRE1540408559 | New Providence | 7974 | 10 | 7.25 | Residential | Yes | Behind the Meter | Sunrun Installation Services, Inc. | JCP&L | Accepted | 2019-02-28 | 2019-03-01 | 2020-03-01 | REC Solar | REC290TP2 BLK | Solar Panels |  | 0.29 | 2 | 77 | 30 |  | Fixed | Roof
Solar Registration Program | NJSRRE1540408559 | New Providence | 7974 | 10 | 7.25 | Residential | Yes | Behind the Meter | Sunrun Installation Services, Inc. | JCP&L | Accepted | 2019-02-28 | 2019-03-01 | 2020-03-01 | REC Solar | REC290TP2 BLK | Solar Panels |  | 0.29 | 4 | 168 | 30 |  | Fixed | Roof
Solar Registration Program | NJSRRE1540408559 | New Providence | 7974 | 10 | 7.25 | Residential | Yes | Behind the Meter | Sunrun Installation Services, Inc. | JCP&L | Accepted | 2019-02-28 | 2019-03-01 | 2020-03-01 | REC Solar | REC290TP2 BLK | Solar Panels |  | 0.29 | 4 | 256 | 30 |  | Fixed | Roof
Solar Registration Program | NJSRRE1540408559 | New Providence | 7974 | 10 | 7.25 | Residential | Yes | Behind the Meter | Sunrun Installation Services, Inc. | JCP&L | Accepted | 2019-02-28 | 2019-03-01 | 2020-03-01 | SolarEdge Technologies | SE7600H-USRGM | Inverters | 7600 |  | 1 |  |  | 0.96 |  | Outdoor | Next To Meter
Solar Registration Program | NJSRRE1540461162 | Piscataway Township | 8854 | 11 | 7.25 | Residential | Yes | Behind the Meter | Suntuity Solar LLC | PSE&G | Accepted | 2019-03-08 | 2019-03-11 | 2020-03-11 | Hanwha Solar | Q-Cells 315 Mono | Solar Panels |  | 0.315 | 23 | 153 | 30 |  | Fixed | Roof
Solar Registration Program | NJSRRE1540461162 | Piscataway Township | 8854 | 11 | 7.25 | Residential | Yes | Behind the Meter | Suntuity Solar LLC | PSE&G | Accepted | 2019-03-08 | 2019-03-11 | 2020-03-11 | Enphase Energy | IQ7-60-2-US | Inverters | 240 |  | 23 |  |  | 0.97 |  | Outdoor | Behind the PV modules
Solar Registration Program | NJSRRE1540513242 | Englewood City | 7631 | 7 | 7.25 | Residential | Yes | Behind the Meter | Sunrun Installation Services, Inc. | PSE&G | Accepted | 2019-03-22 | 2019-03-25 | 2020-03-25 | REC Solar | REC290TP2 BLK | Solar Panels |  | 0.29 | 17 | 115 | 30 |  | Fixed | Roof
Solar Registration Program | NJSRRE1540513242 | Englewood City | 7631 | 7 | 7.25 | Residential | Yes | Behind the Meter | Sunrun Installation Services, Inc. | PSE&G | Accepted | 2019-03-22 | 2019-03-25 | 2020-03-25 | REC Solar | REC290TP2 BLK | Solar Panels |  | 0.29 | 8 | 295 | 30 |  | Fixed | Roof
Solar Registration Program | NJSRRE1540513242 | Englewood City | 7631 | 7 | 7.25 | Residential | Yes | Behind the Meter | Sunrun Installation Services, Inc. | PSE&G | Accepted | 2019-03-22 | 2019-03-25 | 2020-03-25 | SMA America | SB6.0-1SP-US-40 | Inverters | 6000 |  | 1 |  |  | 0.96 |  | Outdoor | Next To Meter
Solar Registration Program | NJSRRE1540513277 | Lawrence Township | 8648 | 12 | 7.25 | Residential | Yes | Behind the Meter | Trinity Solar | PSE&G | Accepted | 2019-03-22 | 2019-03-25 | 2020-03-25 | HANWHA | Q.PEAK DUO BLK-G5 315 | Solar Panels |  | 0.315 | 7 | 120 | 18 |  | Fixed | Roof
Solar Registration Program | NJSRRE1540513277 | Lawrence Township | 8648 | 12 | 7.25 | Residential | Yes | Behind the Meter | Trinity Solar | PSE&G | Accepted | 2019-03-22 | 2019-03-25 | 2020-03-25 | HANWHA | Q.PEAK DUO BLK-G5 315 | Solar Panels |  | 0.315 | 12 | 210 | 18 |  | Fixed | Roof
Solar Registration Program | NJSRRE1540513277 | Lawrence Township | 8648 | 12 | 7.25 | Residential | Yes | Behind the Meter | Trinity Solar | PSE&G | Accepted | 2019-03-22 | 2019-03-25 | 2020-03-25 | HANWHA | Q.PEAK DUO BLK-G5 315 | Solar Panels |  | 0.315 | 4 | 210 | 18 |  | Fixed | Roof
Solar Registration Program | NJSRRE1540513277 | Lawrence Township | 8648 | 12 | 7.25 | Residential | Yes | Behind the Meter | Trinity Solar | PSE&G | Accepted | 2019-03-22 | 2019-03-25 | 2020-03-25 | Solar Edge | SE6000 | Inverters | 6000 |  | 1 |  |  | 0.97 |  | Outside | Side of home
Solar Registration Program | NJSRRE1540818618 | Far Hills | 7931 | 5 | 7.25 | Residential | No | Behind the Meter | Sunrun Installation Services, Inc. | JCP&L | Accepted | 2019-04-03 | 2019-04-04 | 2020-04-04 | REC Solar | REC290TP2 BLK | Solar Panels |  | 0.29 | 10 | 88 | 34 |  | Fixed | Roof
Solar Registration Program | NJSRRE1540818618 | Far Hills | 7931 | 5 | 7.25 | Residential | No | Behind the Meter | Sunrun Installation Services, Inc. | JCP&L | Accepted | 2019-04-03 | 2019-04-04 | 2020-04-04 | REC Solar | REC290TP2 BLK | Solar Panels |  | 0.29 | 4 | 268 | 34 |  | Fixed | Roof
Solar Registration Program | NJSRRE1540818618 | Far Hills | 7931 | 5 | 7.25 | Residential | No | Behind the Meter | Sunrun Installation Services, Inc. | JCP&L | Accepted | 2019-04-03 | 2019-04-04 | 2020-04-04 | REC Solar | REC290TP2 BLK | Solar Panels |  | 0.29 | 3 | 178 | 34 |  | Fixed | Roof
Solar Registration Program | NJSRRE1540818618 | Far Hills | 7931 | 5 | 7.25 | Residential | No | Behind the Meter | Sunrun Installation Services, Inc. | JCP&L | Accepted | 2019-04-03 | 2019-04-04 | 2020-04-04 | REC Solar | REC290TP2 BLK | Solar Panels |  | 0.29 | 8 | 88 | 14 |  | Fixed | Roof
Solar Registration Program | NJSRRE1540818618 | Far Hills | 7931 | 5 | 7.25 | Residential | No | Behind the Meter | Sunrun Installation Services, Inc. | JCP&L | Accepted | 2019-04-03 | 2019-04-04 | 2020-04-04 | SolarEdge Technologies | SE7600H-USRGM | Inverters | 7600 |  | 1 |  |  | 0.96 |  | Outdoor | Next To Meter
Solar Registration Program | NJSRRE1540833491 | Clifton City | 7013 | 6 | 7.25 | Residential | No | Behind the Meter | Sunrun Installation Services, Inc. | PSE&G | Accepted | 2019-04-09 | 2019-04-10 | 2020-04-10 | REC Solar | REC290TP2 BLK | Solar Panels |  | 0.29 | 8 | 110 | 23 |  | Fixed | Roof
Solar Registration Program | NJSRRE1540833491 | Clifton City | 7013 | 6 | 7.25 | Residential | No | Behind the Meter | Sunrun Installation Services, Inc. | PSE&G | Accepted | 2019-04-09 | 2019-04-10 | 2020-04-10 | REC Solar | REC290TP2 BLK | Solar Panels |  | 0.29 | 17 | 110 | 18 |  | Fixed | Roof
Solar Registration Program | NJSRRE1540833491 | Clifton City | 7013 | 6 | 7.25 | Residential | No | Behind the Meter | Sunrun Installation Services, Inc. | PSE&G | Accepted | 2019-04-09 | 2019-04-10 | 2020-04-10 | SMA America | SB6.0-1SP-US-40 | Inverters | 6000 |  | 1 |  |  | 0.96 |  | Outdoor | Next To Meter
Solar Registration Program | NJSRRE1540833710 | Hammonton | 8037 | 19 | 7.25 | Residential | Yes | Behind the Meter | Trinity Solar | AC Electric | Accepted | 2019-04-09 | 2019-04-10 | 2020-04-10 | Hanwha 315 | Q.PEAK DUO BLK-G5 315 | Solar Panels |  | 0.315 | 23 | 134 | 30 |  | Fixed | Roof
Solar Registration Program | NJSRRE1540833710 | Hammonton | 8037 | 19 | 7.25 | Residential | Yes | Behind the Meter | Trinity Solar | AC Electric | Accepted | 2019-04-09 | 2019-04-10 | 2020-04-10 | Solar Edge | SE6000H-US | Inverters | 6000 |  | 1 |  |  | 0.97 |  | Outdoor | Side of home
Solar Registration Program | NJSRRE1540836208 | Hillside | 7205 | 10 | 7.25 | Residential | Yes | Behind the Meter | Pro Custom Solar dba Momentum Solar | PSE&G | Accepted | 2019-04-10 | 2019-04-11 | 2020-04-11 | HANWHA | Q.PEAK DUO BLK-G5 315 | Solar Panels |  | 0.315 | 20 | 239 | 30 |  | Fixed | Roof
Solar Registration Program | NJSRRE1540836208 | Hillside | 7205 | 10 | 7.25 | Residential | Yes | Behind the Meter | Pro Custom Solar dba Momentum Solar | PSE&G | Accepted | 2019-04-10 | 2019-04-11 | 2020-04-11 | Q.PEAK DUO BLK-G5 315 | HANWHA | Solar Panels |  | 0.315 | 3 | 239 | 24 |  | Fixed | Roof
Solar Registration Program | NJSRRE1540836208 | Hillside | 7205 | 10 | 7.25 | Residential | Yes | Behind the Meter | Pro Custom Solar dba Momentum Solar | PSE&G | Accepted | 2019-04-10 | 2019-04-11 | 2020-04-11 | ENPHASE | IQ6-60-2-US | Inverters | 240 |  | 23 |  |  | 0.97 |  | Outdoor | ROOF
Solar Registration Program | NJSRRE1540873773 | North Brunswick Township | 8902 | 11 | 7.25 | Residential | Yes | Behind the Meter | Sunrun Installation Services, Inc. | PSE&G | Accepted | 2019-04-23 | 2019-04-24 | 2020-04-24 | REC Solar | REC290TP2 BLK | Solar Panels |  | 0.29 | 4 | 211 | 18 |  | Fixed | Roof
Solar Registration Program | NJSRRE1540873773 | North Brunswick Township | 8902 | 11 | 7.25 | Residential | Yes | Behind the Meter | Sunrun Installation Services, Inc. | PSE&G | Accepted | 2019-04-23 | 2019-04-24 | 2020-04-24 | REC Solar | REC290TP2 BLK | Solar Panels |  | 0.29 | 14 | 122 | 39 |  | Fixed | Roof
Solar Registration Program | NJSRRE1540873773 | North Brunswick Township | 8902 | 11 | 7.25 | Residential | Yes | Behind the Meter | Sunrun Installation Services, Inc. | PSE&G | Accepted | 2019-04-23 | 2019-04-24 | 2020-04-24 | REC Solar | REC290TP2 BLK | Solar Panels |  | 0.29 | 3 | 302 | 45 |  | Fixed | Roof
Solar Registration Program | NJSRRE1540873773 | North Brunswick Township | 8902 | 11 | 7.25 | Residential | Yes | Behind the Meter | Sunrun Installation Services, Inc. | PSE&G | Accepted | 2019-04-23 | 2019-04-24 | 2020-04-24 | REC Solar | REC290TP2 BLK | Solar Panels |  | 0.29 | 4 | 32 | 30 |  | Fixed | Roof
Solar Registration Program | NJSRRE1540873773 | North Brunswick Township | 8902 | 11 | 7.25 | Residential | Yes | Behind the Meter | Sunrun Installation Services, Inc. | PSE&G | Accepted | 2019-04-23 | 2019-04-24 | 2020-04-24 | SolarEdge Technologies | SE7600H-USRGM | Inverters | 7600 |  | 1 |  |  | 0.96 |  | Outdoor | Next To Meter
Solar Registration Program | NJSRRE1540878245 | Union | 7083 | 10 | 7.25 | Residential | Yes | Behind the Meter | Pro Custom Solar dba Momentum Solar | PSE&G | Accepted | 2019-04-24 | 2019-04-25 | 2020-04-25 | HANWHA | Q.PEAK DUO BLK-G5 315 | Solar Panels |  | 0.315 | 12 | 78 | 27 |  | Fixed | Roof
Solar Registration Program | NJSRRE1540878245 | Union | 7083 | 10 | 7.25 | Residential | Yes | Behind the Meter | Pro Custom Solar dba Momentum Solar | PSE&G | Accepted | 2019-04-24 | 2019-04-25 | 2020-04-25 | HANWHA | Q.PEAK DUO BLK-G5 315 | Solar Panels |  | 0.3156 | 3 | 168 | 28 |  | Fixed | Roof
Solar Registration Program | NJSRRE1540878245 | Union | 7083 | 10 | 7.25 | Residential | Yes | Behind the Meter | Pro Custom Solar dba Momentum Solar | PSE&G | Accepted | 2019-04-24 | 2019-04-25 | 2020-04-25 | HANWHA | Q.PEAK DUO BLK-G5 315 | Solar Panels |  | 0.315 | 2 | 168 | 31 |  | Fixed | Roof
Solar Registration Program | NJSRRE1540878245 | Union | 7083 | 10 | 7.25 | Residential | Yes | Behind the Meter | Pro Custom Solar dba Momentum Solar | PSE&G | Accepted | 2019-04-24 | 2019-04-25 | 2020-04-25 | ENPHASE | IQ7-60-2-US | Inverters | 250 |  | 23 |  |  | 0.97 |  | Outdoor | ROOF
Solar Registration Program | NJSRRE1540878245 | Union | 7083 | 10 | 7.25 | Residential | Yes | Behind the Meter | Pro Custom Solar dba Momentum Solar | PSE&G | Accepted | 2019-04-24 | 2019-04-25 | 2020-04-25 | HANWHA | Q.PEAK DUO BLK-G5 315 | Solar Panels |  | 0.315 | 6 | 168 | 12 |  | Fixed | Roof
Solar Registration Program | NJSRRE1540897779 | Wiliamstown | 8094 | 15 | 7.25 | Residential | No | Behind the Meter | Trinity Solar | AC Electric | Accepted | 2019-04-26 | 2019-04-29 | 2020-04-29 | HANWHA | Q.PEAK DUO BLK-G5 315 | Solar Panels |  | 0.315 | 23 | 196 | 30 |  | Fixed | Roof
Solar Registration Program | NJSRRE1540897779 | Wiliamstown | 8094 | 15 | 7.25 | Residential | No | Behind the Meter | Trinity Solar | AC Electric | Accepted | 2019-04-26 | 2019-04-29 | 2020-04-29 | Solar Edge | SE6000H-US000NNC2 | Inverters | 6000 |  | 1 |  |  | 0.97 |  | Outdoor | side of home
Solar Registration Program | NJSRRE1540908295 | Mays Landing | 8330 | 19 | 7.25 | Residential | Yes | Behind the Meter | Pro Custom Solar dba Momentum Solar | AC Electric | Accepted | 2019-04-30 | 2019-05-06 | 2020-05-06 | HANWHA | Q.PEAK DUO BLK-G5 315 | Solar Panels |  | 0.315 | 23 | 201 | 27 |  | Fixed | Roof
Solar Registration Program | NJSRRE1540908295 | Mays Landing | 8330 | 19 | 7.25 | Residential | Yes | Behind the Meter | Pro Custom Solar dba Momentum Solar | AC Electric | Accepted | 2019-04-30 | 2019-05-06 | 2020-05-06 | ENPHASE | IQ6-60-2-US | Inverters | 240 |  | 23 |  |  | 0.97 |  | Outdoor | ROOF
Solar Registration Program | NJSRRE1540958163 | Manalapan | 7726 | 17 | 7.25 | Residential | No | Behind the Meter | Trinity Solar | JCP&L | Accepted | 2019-05-03 | 2019-05-08 | 2020-05-08 | Hanwha 315 | Q.PEAK DUO BLK-G5 315 | Solar Panels |  | 0.315 | 3 | 171 | 27 |  | Fixed | Roof
Solar Registration Program | NJSRRE1540958163 | Manalapan | 7726 | 17 | 7.25 | Residential | No | Behind the Meter | Trinity Solar | JCP&L | Accepted | 2019-05-03 | 2019-05-08 | 2020-05-08 | Hanwha 315 | Q.PEAK DUO BLK-G5 315 | Solar Panels |  | 0.315 | 20 | 171 | 27 |  | Fixed | Roof
Solar Registration Program | NJSRRE1540958163 | Manalapan | 7726 | 17 | 7.25 | Residential | No | Behind the Meter | Trinity Solar | JCP&L | Accepted | 2019-05-03 | 2019-05-08 | 2020-05-08 | Solar Edge | SE6000H-US | Inverters | 6000 |  | 1 |  |  | 0.97 |  | Outside | Side of home
Solar Registration Program | NJSRRE1540961958 | Clifton | 7012 | 6 | 7.25 | Residential | Yes | Behind the Meter | Trinity Solar | PSE&G | Accepted | 2019-05-06 | 2019-05-09 | 2020-05-09 | Hanwha | Q.PEAK DUO BLK-G5 315 | Solar Panels |  | 0.315 | 12 | 42 | 37 |  | Fixed | Roof
Solar Registration Program | NJSRRE1540961958 | Clifton | 7012 | 6 | 7.25 | Residential | Yes | Behind the Meter | Trinity Solar | PSE&G | Accepted | 2019-05-06 | 2019-05-09 | 2020-05-09 | Hanwha | Q.PEAK DUO BLK-G5 315 | Solar Panels |  | 0.315 | 11 | 222 | 11 |  | Fixed | Roof
Solar Registration Program | NJSRRE1540961958 | Clifton | 7012 | 6 | 7.25 | Residential | Yes | Behind the Meter | Trinity Solar | PSE&G | Accepted | 2019-05-06 | 2019-05-09 | 2020-05-09 | Solar Edge | SE6000 | Inverters | 6000 |  | 1 |  |  | 0.97 |  | Outside | side of home
Solar Registration Program | NJSRRE1540983096 | Delran | 8075 | 13 | 7.25 | Residential | Yes | Behind the Meter | Trinity Solar | PSE&G | Accepted | 2019-05-13 | 2019-05-16 | 2020-05-16 | HANWHA | Q.PEAK DUO BLK-G5 315 | Solar Panels |  | 0.315 | 23 | 150 | 34 |  | Fixed | Roof
Solar Registration Program | NJSRRE1540983096 | Delran | 8075 | 13 | 7.25 | Residential | Yes | Behind the Meter | Trinity Solar | PSE&G | Accepted | 2019-05-13 | 2019-05-16 | 2020-05-16 | Solar Edge | SE6000H-US000NNC2 | Inverters | 6000 |  | 1 |  |  | 0.97 |  | Outdoor | side of home
Solar Registration Program | NJSRRE1541039396 | Villas | 8251 | 21 | 7.25 | Residential | Yes | Behind the Meter | Sunrun Installation Services, Inc. | AC Electric | Accepted | 2019-05-23 | 2019-05-29 | 2020-05-29 | REC Solar | REC290TP2 BLK | Solar Panels |  | 0.29 | 25 | 29 | 5 |  | Fixed | Roof
Solar Registration Program | NJSRRE1541039396 | Villas | 8251 | 21 | 7.25 | Residential | Yes | Behind the Meter | Sunrun Installation Services, Inc. | AC Electric | Accepted | 2019-05-23 | 2019-05-29 | 2020-05-29 | SMA America | SB6.0-1SP-US-40 | Inverters | 6000 |  | 1 |  |  | 0.96 |  | Outdoor | Next To Meter
Solar Registration Program | NJSRRE1541123391 | Turnersville | 8012 | 14 | 7.25 | Residential | Yes | Behind the Meter | Sunrun Installation Services, Inc. | AC Electric | Accepted | 2019-06-06 | 2019-06-11 | 2020-06-11 | REC Solar | REC290TP2 BLK | Solar Panels |  | 0.29 | 25 | 155 | 24 |  | Fixed | Roof
Solar Registration Program | NJSRRE1541123391 | Turnersville | 8012 | 14 | 7.25 | Residential | Yes | Behind the Meter | Sunrun Installation Services, Inc. | AC Electric | Accepted | 2019-06-06 | 2019-06-11 | 2020-06-11 | Ningbo Ginlong Technologies | Solis-1P6K-4G-US | Inverters | 6000 |  | 1 |  |  | 0.96 |  | Outdoor | Next To Meter
Solar Registration Program | NJSRRE1541135538 | Dumont | 7628 | 7 | 7.25 | Residential | No | Behind the Meter | Vivint Solar Developer, LLC | PSE&G | Accepted | 2019-06-18 | 2019-06-18 | 2020-06-18 | Hanwha Solar | Q.PEAK BLK-G5 315 | Solar Panels |  | 0.315 | 10 | 5 | 23 |  | Fixed | Roof
Solar Registration Program | NJSRRE1541135538 | Dumont | 7628 | 7 | 7.25 | Residential | No | Behind the Meter | Vivint Solar Developer, LLC | PSE&G | Accepted | 2019-06-18 | 2019-06-18 | 2020-06-18 | Hanwha Solar | Q.PEAK BLK-G5 315 | Solar Panels |  | 0.315 | 4 | 275 | 21 |  | Fixed | Roof
Solar Registration Program | NJSRRE1541135538 | Dumont | 7628 | 7 | 7.25 | Residential | No | Behind the Meter | Vivint Solar Developer, LLC | PSE&G | Accepted | 2019-06-18 | 2019-06-18 | 2020-06-18 | Hawha Solar | Q.PEAK BLK-G5 315 | Solar Panels |  | 0.315 | 3 | 5 | 21 |  | Fixed | Roof
Solar Registration Program | NJSRRE1541135538 | Dumont | 7628 | 7 | 7.25 | Residential | No | Behind the Meter | Vivint Solar Developer, LLC | PSE&G | Accepted | 2019-06-18 | 2019-06-18 | 2020-06-18 | Hanwha Solar | Q.PEAK BLK-G5 315 | Solar Panels |  | 0.315 | 6 | 185 | 23 |  | Fixed | Roof
Solar Registration Program | NJSRRE1541135538 | Dumont | 7628 | 7 | 7.25 | Residential | No | Behind the Meter | Vivint Solar Developer, LLC | PSE&G | Accepted | 2019-06-18 | 2019-06-18 | 2020-06-18 | Solar Edge | SE7600H-US | Inverters | 7600 |  | 1 |  |  | 0.992 |  | Outdoor | Near The Utility Meter
Solar Registration Program | NJSRRE1541414444 | Kendall Park | 8824 | 11 | 7.25 | Residential | Yes | Behind the Meter | Vivint Solar Developer, LLC | PSE&G | Accepted | 2019-06-18 | 2019-06-19 | 2020-06-19 | HANWHA SOLAR | HANWHA SOLAR Q.PEAK BLK-G5 315 | Solar Panels |  | 0.315 | 23 | 49 | 16 |  | Fixed | Roof
Solar Registration Program | NJSRRE1541414444 | Kendall Park | 8824 | 11 | 7.25 | Residential | Yes | Behind the Meter | Vivint Solar Developer, LLC | PSE&G | Accepted | 2019-06-18 | 2019-06-19 | 2020-06-19 | SOLAREDGE | SE7600H-US | Inverters | 7600 |  | 1 |  |  | 0.992 |  | Outdoor | Near the Utility Meter
Solar Registration Program | NJSRRE1541418845 | Egg Harbor Township | 8234 | 19 | 7.25 | Residential | Yes | Behind the Meter | Sunrun Installation Services, Inc. | AC Electric | Accepted | 2019-06-18 | 2019-06-20 | 2020-06-20 | REC Solar | REC290TP2 BLK | Solar Panels |  | 0.29 | 11 | 162 | 57 |  | Fixed | Roof
Solar Registration Program | NJSRRE1541418845 | Egg Harbor Township | 8234 | 19 | 7.25 | Residential | Yes | Behind the Meter | Sunrun Installation Services, Inc. | AC Electric | Accepted | 2019-06-18 | 2019-06-20 | 2020-06-20 | REC Solar | REC290TP2 BLK | Solar Panels |  | 0.29 | 5 | 254 | 18 |  | Fixed | Roof
Solar Registration Program | NJSRRE1541418845 | Egg Harbor Township | 8234 | 19 | 7.25 | Residential | Yes | Behind the Meter | Sunrun Installation Services, Inc. | AC Electric | Accepted | 2019-06-18 | 2019-06-20 | 2020-06-20 | REC Solar | REC290TP2 BLK | Solar Panels |  | 0.29 | 9 | 162 | 27 |  | Fixed | Roof
Solar Registration Program | NJSRRE1541418845 | Egg Harbor Township | 8234 | 19 | 7.25 | Residential | Yes | Behind the Meter | Sunrun Installation Services, Inc. | AC Electric | Accepted | 2019-06-18 | 2019-06-20 | 2020-06-20 | Ningbo Ginlong Technologies | Solis-1P6K-4G-US | Inverters | 6000 |  | 1 |  |  | 0.96 |  | Outdoor | Next To Meter
Solar Registration Program | NJSRRE1541419827 | Newark | 7107 | 9 | 7.25 | Residential | Yes | Behind the Meter | Pro Custom Solar dba Momentum Solar | PSE&G | Accepted | 2019-06-18 | 2019-06-21 | 2020-06-21 | Hanwha | Q.PEAK DUO BLK-G5 315 | Solar Panels |  | 0.315 | 23 | 201 | 43 |  | Fixed | Roof
Solar Registration Program | NJSRRE1541419827 | Newark | 7107 | 9 | 7.25 | Residential | Yes | Behind the Meter | Pro Custom Solar dba Momentum Solar | PSE&G | Accepted | 2019-06-18 | 2019-06-21 | 2020-06-21 | Enphase | IQ7-60-2-US | Inverters | 0.25 |  | 23 |  |  | 0.97 |  | Outdoor | Roof
Solar Registration Program | NJSRRE1541440981 | BARNEGAT | 8005 | 18 | 7.25 | Residential | Yes | Behind the Meter | Vivint Solar Developer, LLC | AC Electric | Accepted | 2019-06-24 | 2019-06-25 | 2020-06-25 | HANWHA SOLAR | Q.PEAK BLK-G5 315 | Solar Panels |  | 0.315 | 23 | 133 | 22 |  | Fixed | Roof
Solar Registration Program | NJSRRE1541440981 | BARNEGAT | 8005 | 18 | 7.25 | Residential | Yes | Behind the Meter | Vivint Solar Developer, LLC | AC Electric | Accepted | 2019-06-24 | 2019-06-25 | 2020-06-25 | SOLAREDGE | SE7600H-US | Inverters | 7600 |  | 1 |  |  | 0.992 |  | Outdoor | Near The Utility Meter
Solar Registration Program | NJSRRE1541442908 | Voorhees | 8043 | 14 | 7.25 | Residential | Yes | Behind the Meter | Vivint Solar Developer, LLC | PSE&G | Accepted | 2019-06-24 | 2019-06-25 | 2020-06-25 | HANWHA SOLAR | Q.PEAK BLK-G5 315 | Solar Panels |  | 0.315 | 18 | 199 | 27 |  | Fixed | Roof
Solar Registration Program | NJSRRE1541442908 | Voorhees | 8043 | 14 | 7.25 | Residential | Yes | Behind the Meter | Vivint Solar Developer, LLC | PSE&G | Accepted | 2019-06-24 | 2019-06-25 | 2020-06-25 | HANWHA SOLAR | Q.PEAK BLK-G5 315 | Solar Panels |  | 0.315 | 3 | 199 | 28 |  | Fixed | Roof
Solar Registration Program | NJSRRE1541442908 | Voorhees | 8043 | 14 | 7.25 | Residential | Yes | Behind the Meter | Vivint Solar Developer, LLC | PSE&G | Accepted | 2019-06-24 | 2019-06-25 | 2020-06-25 | HANWHA SOLAR | Q.PEAK BLK-G5 315 | Solar Panels |  | 0.315 | 2 | 199 | 28 |  | Fixed | Roof
Solar Registration Program | NJSRRE1541442908 | Voorhees | 8043 | 14 | 7.25 | Residential | Yes | Behind the Meter | Vivint Solar Developer, LLC | PSE&G | Accepted | 2019-06-24 | 2019-06-25 | 2020-06-25 | SOLAREDGE | SE7600H-U | Inverters | 7600 |  | 1 |  |  | 0.992 |  | Outdoor | Near The Utility Meter
Solar Registration Program | NJSRRE1541453809 | Elizabeth City | 7206 | 10 | 7.25 | Residential | Yes | Behind the Meter | Sunrun Installation Services, Inc. | PSE&G | Accepted | 2019-06-24 | 2019-06-26 | 2020-06-26 | REC Solar | REC290TP2 BLK | Solar Panels |  | 0.29 | 25 | 234 | 27 |  | Fixed | Roof
Solar Registration Program | NJSRRE1541453809 | Elizabeth City | 7206 | 10 | 7.25 | Residential | Yes | Behind the Meter | Sunrun Installation Services, Inc. | PSE&G | Accepted | 2019-06-24 | 2019-06-26 | 2020-06-26 | Ningbo Ginlong Technologies | Solis-1P6K-4G-US | Inverters | 6000 |  | 1 |  |  | 0.96 |  | Outdoor | Next To Meter
Solar Registration Program | NJSRRE1541455058 | Camden City | 8105 | 14 | 7.25 | Residential | Yes | Behind the Meter | Sunrun Installation Services, Inc. | PSE&G | Accepted | 2019-06-24 | 2019-06-27 | 2020-06-27 | REC Solar | REC290TP2 BLK | Solar Panels |  | 0.29 | 25 | 146 | 37 |  | Fixed | Roof
Solar Registration Program | NJSRRE1541455058 | Camden City | 8105 | 14 | 7.25 | Residential | Yes | Behind the Meter | Sunrun Installation Services, Inc. | PSE&G | Accepted | 2019-06-24 | 2019-06-27 | 2020-06-27 | Ningbo Ginlong Technologies | Solis-1P6K-4G-US | Inverters | 6000 |  | 1 |  |  | 0.96 |  | Outdoor | Next To Meter
Solar Registration Program | NJSRRE1541495021 | DOVER | 7801 | 3 | 7.25 | Residential | Yes | Behind the Meter | Pro Custom Solar dba Momentum Solar | JCP&L | Accepted | 2019-06-26 | 2019-07-01 | 2020-07-01 | HANWHA | Q.PEAK DUO BLK-G5 315 | Solar Panels |  | 0.315 | 7 | 131 | 34 |  | Fixed | Roof
Solar Registration Program | NJSRRE1541495021 | DOVER | 7801 | 3 | 7.25 | Residential | Yes | Behind the Meter | Pro Custom Solar dba Momentum Solar | JCP&L | Accepted | 2019-06-26 | 2019-07-01 | 2020-07-01 | HANWHA | Q.PEAK DUO BLK-G5 315 | Solar Panels |  | 0.315 | 4 | 312 | 17 |  | Fixed | Roof
Solar Registration Program | NJSRRE1541495021 | DOVER | 7801 | 3 | 7.25 | Residential | Yes | Behind the Meter | Pro Custom Solar dba Momentum Solar | JCP&L | Accepted | 2019-06-26 | 2019-07-01 | 2020-07-01 | HANWHA | Q.PEAK DUO BLK-G5 315 | Solar Panels |  | 0.315 | 12 | 132 | 17 |  | Fixed | Roof
Solar Registration Program | NJSRRE1541495021 | DOVER | 7801 | 3 | 7.25 | Residential | Yes | Behind the Meter | Pro Custom Solar dba Momentum Solar | JCP&L | Accepted | 2019-06-26 | 2019-07-01 | 2020-07-01 | ENPHASE | IQ7-60-2-US | Inverters | 250 |  | 23 |  |  | 0.97 |  | Outdoor | Roof
Solar Registration Program | NJSRRE1541497084 | FREEHOLD | 7728 | 17 | 7.25 | Residential | Yes | Behind the Meter | Vivint Solar Developer, LLC | JCP&L | Accepted | 2019-06-28 | 2019-07-01 | 2020-07-01 | HANWHA SOLAR | Q.PEAK BLK-G5 315 | Solar Panels |  | 0.315 | 23 | 185 | 34 |  | Fixed | Roof
Solar Registration Program | NJSRRE1541497084 | FREEHOLD | 7728 | 17 | 7.25 | Residential | Yes | Behind the Meter | Vivint Solar Developer, LLC | JCP&L | Accepted | 2019-06-28 | 2019-07-01 | 2020-07-01 | Solar Edge | SE7600H-US | Inverters | 7600 |  | 1 |  |  | 0.992 |  | Outdoor | Near the Utility Meter
Solar Registration Program | NJSRRE1541506880 | Plainfield | 7063 | 10 | 7.25 | Residential | Yes | Behind the Meter | Vivint Solar Developer, LLC | PSE&G | Accepted | 2019-07-01 | 2019-07-03 | 2020-07-03 | Hanwha Solar | Q.Peak Blk-G5 315 | Solar Panels |  | 0.315 | 8 | 316 | 14 |  | Fixed | Roof
Solar Registration Program | NJSRRE1541506880 | Plainfield | 7063 | 10 | 7.25 | Residential | Yes | Behind the Meter | Vivint Solar Developer, LLC | PSE&G | Accepted | 2019-07-01 | 2019-07-03 | 2020-07-03 | Hanwha Solar | Q. Peak Blk-G5 315 | Solar Panels |  | 0.315 | 8 | 136 | 22 |  | Fixed | Roof
Solar Registration Program | NJSRRE1541506880 | Plainfield | 7063 | 10 | 7.25 | Residential | Yes | Behind the Meter | Vivint Solar Developer, LLC | PSE&G | Accepted | 2019-07-01 | 2019-07-03 | 2020-07-03 | Hanwha Solar | Q.Peak Blk-G5 315 | Solar Panels |  | 0.315 | 7 | 136 | 40 |  | Fixed | Roof
Solar Registration Program | NJSRRE1541506880 | Plainfield | 7063 | 10 | 7.25 | Residential | Yes | Behind the Meter | Vivint Solar Developer, LLC | PSE&G | Accepted | 2019-07-01 | 2019-07-03 | 2020-07-03 | SolarEdge | SE7600H-US | Inverters | 7600 |  | 1 |  |  | 0.992 |  | Other | Near the Utility Meter
Solar Registration Program | NJSRRE1541637541 | Glassboro | 8028 | 15 | 7.25 | Residential | Yes | Behind the Meter | Trinity Solar | AC Electric | Accepted | 2019-07-12 | 2019-07-16 | 2020-07-16 | Hanwha 315 | Q.PEAK DUO BLK-G5 315 | Solar Panels |  | 0.315 | 14 | 82 | 27 |  | Fixed | Roof
Solar Registration Program | NJSRRE1541637541 | Glassboro | 8028 | 15 | 7.25 | Residential | Yes | Behind the Meter | Trinity Solar | AC Electric | Accepted | 2019-07-12 | 2019-07-16 | 2020-07-16 | Hanwha 315 | Q.PEAK DUO BLK-G5 315 | Solar Panels |  | 0.315 | 9 | 172 | 33 |  | Fixed | Roof
Solar Registration Program | NJSRRE1541637541 | Glassboro | 8028 | 15 | 7.25 | Residential | Yes | Behind the Meter | Trinity Solar | AC Electric | Accepted | 2019-07-12 | 2019-07-16 | 2020-07-16 | Solar Edge | SE6000H-US | Inverters | 6000 |  | 1 |  |  | 0.97 |  | Outside | Side of home
Solar Registration Program | NJSRRE1541677809 | WEST DEPTFORD | 8086 | 15 | 7.25 | Residential | No | Behind the Meter | Vivint Solar Developer, LLC | PSE&G | Accepted | 2019-07-18 | 2019-07-26 | 2020-07-26 | Hanwha Solar | Q.PEAK DUO BLK-G5 315 | Solar Panels |  | 0.315 | 12 | 239 | 33 |  | Fixed | Roof
Solar Registration Program | NJSRRE1541677809 | WEST DEPTFORD | 8086 | 15 | 7.25 | Residential | No | Behind the Meter | Vivint Solar Developer, LLC | PSE&G | Accepted | 2019-07-18 | 2019-07-26 | 2020-07-26 | Hanwha Solar | Q.PEAK DUO BLK-G5 315 | Solar Panels |  | 0.315 | 11 | 239 | 33 |  | Fixed | Roof
Solar Registration Program | NJSRRE1541677809 | WEST DEPTFORD | 8086 | 15 | 7.25 | Residential | No | Behind the Meter | Vivint Solar Developer, LLC | PSE&G | Accepted | 2019-07-18 | 2019-07-26 | 2020-07-26 | Solar Edge | SE7600H-US | Inverters | 7600 |  | 1 |  |  | 0.992 |  | Other | Near the Utility Meter
Solar Registration Program | NJSRRE1541678303 | Leonia | 7605 | 7 | 7.25 | Residential | Yes | Behind the Meter | Sunrun Installation Services, Inc. | PSE&G | Accepted | 2019-07-17 | 2019-07-22 | 2020-07-22 | REC Solar | REC290TP2 BLK | Solar Panels |  | 0.29 | 11 | 307 | 23 |  | Fixed | Roof
Solar Registration Program | NJSRRE1541678303 | Leonia | 7605 | 7 | 7.25 | Residential | Yes | Behind the Meter | Sunrun Installation Services, Inc. | PSE&G | Accepted | 2019-07-17 | 2019-07-22 | 2020-07-22 | REC Solar | REC290TP2 BLK | Solar Panels |  | 0.29 | 14 | 38 | 23 |  | Fixed | Roof
Solar Registration Program | NJSRRE1541678303 | Leonia | 7605 | 7 | 7.25 | Residential | Yes | Behind the Meter | Sunrun Installation Services, Inc. | PSE&G | Accepted | 2019-07-17 | 2019-07-22 | 2020-07-22 | Ningbo Ginlong Technologies | Solis-1P6K-4G-US | Inverters | 6000 |  | 1 |  |  | 0.96 |  | Outdoor | Next To Meter
Solar Registration Program | NJSRRE1541691859 | Pennsauken | 8110 | 14 | 7.25 | Residential | Yes | Behind the Meter | Vivint Solar Developer, LLC | PSE&G | Accepted | 2019-07-23 | 2019-07-24 | 2020-07-24 | Hanwha Solar | Q.PEAK BLK G5 315 | Solar Panels |  | 0.315 | 23 | 135 | 35 |  | Fixed | Roof
Solar Registration Program | NJSRRE1541691859 | Pennsauken | 8110 | 14 | 7.25 | Residential | Yes | Behind the Meter | Vivint Solar Developer, LLC | PSE&G | Accepted | 2019-07-23 | 2019-07-24 | 2020-07-24 | SolarEdge | SE7600H-US | Inverters | 7600 |  | 1 |  |  | 0.992 |  | Outdoor | Near The Utility Meter
Solar Registration Program | NJSRRE1541696176 | Hamburg | 7419 | 1 | 7.25 | Residential | Yes | Behind the Meter | Sunrun Installation Services, Inc. | JCP&L | Accepted | 2019-07-23 | 2019-07-25 | 2020-07-25 | REC Solar | REC290TP2 BLK | Solar Panels |  | 0.29 | 25 | 320 | 23 |  | Fixed | Roof
Solar Registration Program | NJSRRE1541696176 | Hamburg | 7419 | 1 | 7.25 | Residential | Yes | Behind the Meter | Sunrun Installation Services, Inc. | JCP&L | Accepted | 2019-07-23 | 2019-07-25 | 2020-07-25 | Ningbo Ginlong Technologies | Solis-1P6K-4G-US | Inverters | 6000 |  | 1 |  |  | 0.96 |  | Outdoor | Next To Meter
Solar Registration Program | NJSRRE1541703057 | Elizabeth | 7201 | 10 | 7.25 | Residential | No | Behind the Meter | Trinity Solar | PSE&G | Accepted | 2019-07-25 | 2019-07-30 | 2020-07-30 | Hanwha 315 | Q.PEAK DUO BLK-G5 315 | Solar Panels |  | 0.315 | 13 | 115 | 23 |  | Fixed | Roof
Solar Registration Program | NJSRRE1541703057 | Elizabeth | 7201 | 10 | 7.25 | Residential | No | Behind the Meter | Trinity Solar | PSE&G | Accepted | 2019-07-25 | 2019-07-30 | 2020-07-30 | Hanwha 315 | Q.PEAK DUO BLK-G5 315 | Solar Panels |  | 0.315 | 10 | 295 | 23 |  | Fixed | Roof
Solar Registration Program | NJSRRE1541703057 | Elizabeth | 7201 | 10 | 7.25 | Residential | No | Behind the Meter | Trinity Solar | PSE&G | Accepted | 2019-07-25 | 2019-07-30 | 2020-07-30 | Solar Edge | SE6000H-US000BNC4 | Inverters | 6000 |  | 1 |  |  | 0.97 |  | Outside | Side of home
Solar Registration Program | NJSRRE1541709084 | East Windsor | 8520 | 12 | 7.25 | Residential | Yes | Behind the Meter | MOMENTUM CAPITAL NJ I LLC | JCP&L | Accepted | 2019-07-26 | 2019-07-31 | 2020-07-31 | HANWHA | Q.PEAK DUO BLK-G5 315 | Solar Panels |  | 0.315 | 11 | 7 | 24 |  | Fixed | Roof
Solar Registration Program | NJSRRE1541709084 | East Windsor | 8520 | 12 | 7.25 | Residential | Yes | Behind the Meter | MOMENTUM CAPITAL NJ I LLC | JCP&L | Accepted | 2019-07-26 | 2019-07-31 | 2020-07-31 | HANWHA | Q.PEAK DUO BLK-G5 315 | Solar Panels |  | 0.315 | 12 | 187 | 24 |  | Fixed | Roof
Solar Registration Program | NJSRRE1541709084 | East Windsor | 8520 | 12 | 7.25 | Residential | Yes | Behind the Meter | MOMENTUM CAPITAL NJ I LLC | JCP&L | Accepted | 2019-07-26 | 2019-07-31 | 2020-07-31 | ENPHASE ENERGY | IQ7-60-2-US | Inverters | 250 |  | 23 |  |  | 0.97 |  | Outdoor | Roof
Solar Registration Program | NJSRRE1541713173 | Barnegat | 8005 | 18 | 7.25 | Residential | Yes | Behind the Meter | Vivint Solar Developer, LLC | AC Electric | Accepted | 2019-08-06 | 2019-08-06 | 2020-08-06 | Hanwha Solar | Q. Peak BLK-G5 315 | Solar Panels |  | 0.315 | 10 | 234 | 23 |  | Fixed | Roof
Solar Registration Program | NJSRRE1541713173 | Barnegat | 8005 | 18 | 7.25 | Residential | Yes | Behind the Meter | Vivint Solar Developer, LLC | AC Electric | Accepted | 2019-08-06 | 2019-08-06 | 2020-08-06 | Hanwha Solar | Q. Peak BLK-G5 315 | Solar Panels |  | 0.315 | 9 | 144 | 25 |  | Fixed | Roof
Solar Registration Program | NJSRRE1541713173 | Barnegat | 8005 | 18 | 7.25 | Residential | Yes | Behind the Meter | Vivint Solar Developer, LLC | AC Electric | Accepted | 2019-08-06 | 2019-08-06 | 2020-08-06 | Hanwha Solar | Q. Peak BLK-G5 315 | Solar Panels |  | 0.315 | 4 | 324 | 25 |  | Fixed | Roof
Solar Registration Program | NJSRRE1541713173 | Barnegat | 8005 | 18 | 7.25 | Residential | Yes | Behind the Meter | Vivint Solar Developer, LLC | AC Electric | Accepted | 2019-08-06 | 2019-08-06 | 2020-08-06 | Solar Edge | SE7600H-US | Inverters | 7600 |  | 1 |  |  | 0.992 |  | Outdoor | Near The Utility Meter
Solar Registration Program | NJSRRE1541722806 | Hackensack | 7601 | 7 | 7.25 | Residential | Yes | Behind the Meter | Sunrun Installation Services, Inc. | PSE&G | Accepted | 2019-07-31 | 2019-08-05 | 2020-08-05 | REC Solar | REC290TP2 BLK | Solar Panels |  | 0.29 | 5 | 284 | 27 |  | Fixed | Roof
Solar Registration Program | NJSRRE1541722806 | Hackensack | 7601 | 7 | 7.25 | Residential | Yes | Behind the Meter | Sunrun Installation Services, Inc. | PSE&G | Accepted | 2019-07-31 | 2019-08-05 | 2020-08-05 | REC Solar | REC290TP2 BLK | Solar Panels |  | 0.29 | 7 | 193 | 26 |  | Fixed | Roof
Solar Registration Program | NJSRRE1541722806 | Hackensack | 7601 | 7 | 7.25 | Residential | Yes | Behind the Meter | Sunrun Installation Services, Inc. | PSE&G | Accepted | 2019-07-31 | 2019-08-05 | 2020-08-05 | REC Solar | REC290TP2 BLK | Solar Panels |  | 0.29 | 13 | 103 | 27 |  | Fixed | Roof
Solar Registration Program | NJSRRE1541722806 | Hackensack | 7601 | 7 | 7.25 | Residential | Yes | Behind the Meter | Sunrun Installation Services, Inc. | PSE&G | Accepted | 2019-07-31 | 2019-08-05 | 2020-08-05 | Ningbo Ginlong Technologies | Solis-1P6K-4G-US | Inverters | 6000 |  | 1 |  |  | 0.96 |  | Outdoor | Next To Meter
Solar Registration Program | NJSRRE1541722847 | Millville | 8332 | 20 | 7.25 | Residential | Yes | Behind the Meter | Vivint Solar Developer, LLC | AC Electric | Accepted | 2019-08-02 | 2019-08-05 | 2020-08-05 | Hanwha Solar | Q.PEAK BLK-G5 315 | Solar Panels |  | 0.315 | 9 | 130 | 24 |  | Fixed | Roof
Solar Registration Program | NJSRRE1541722847 | Millville | 8332 | 20 | 7.25 | Residential | Yes | Behind the Meter | Vivint Solar Developer, LLC | AC Electric | Accepted | 2019-08-02 | 2019-08-05 | 2020-08-05 | Hanwha Solar | Q.PEAK BLK-G5 315 | Solar Panels |  | 0.315 | 10 | 310 | 24 |  | Fixed | Roof
Solar Registration Program | NJSRRE1541722847 | Millville | 8332 | 20 | 7.25 | Residential | Yes | Behind the Meter | Vivint Solar Developer, LLC | AC Electric | Accepted | 2019-08-02 | 2019-08-05 | 2020-08-05 | Hanwha Solar | Q.PEAK BLK-G5 315 | Solar Panels |  | 0.315 | 4 | 310 | 32 |  | Fixed | Roof
Solar Registration Program | NJSRRE1541722847 | Millville | 8332 | 20 | 7.25 | Residential | Yes | Behind the Meter | Vivint Solar Developer, LLC | AC Electric | Accepted | 2019-08-02 | 2019-08-05 | 2020-08-05 | Solar Edge | SE7600H-US | Inverters | 7600 |  | 1 |  |  | 0.992 |  | Other | Near the Utility Meter
Solar Registration Program | NJSRRE1541731951 | Union | 7083 | 10 | 7.25 | Residential | Yes | Behind the Meter | Pro Custom Solar dba Momentum Solar | PSE&G | Accepted | 2019-08-02 | 2019-08-07 | 2020-08-07 | HANWHA | Q. PEAK DUO BLK-G5 315 | Solar Panels |  | 0.315 | 15 | 256 | 37 |  | Fixed | Roof
Solar Registration Program | NJSRRE1541731951 | Union | 7083 | 10 | 7.25 | Residential | Yes | Behind the Meter | Pro Custom Solar dba Momentum Solar | PSE&G | Accepted | 2019-08-02 | 2019-08-07 | 2020-08-07 | HANWHA | Q. PEAK DUO BLK-G5 315 | Solar Panels |  | 0.315 | 8 | 76 | 9 |  | Fixed | Roof
Solar Registration Program | NJSRRE1541731951 | Union | 7083 | 10 | 7.25 | Residential | Yes | Behind the Meter | Pro Custom Solar dba Momentum Solar | PSE&G | Accepted | 2019-08-02 | 2019-08-07 | 2020-08-07 | ENPHASE | IQ7-60-2-US | Inverters | 250 |  | 23 |  |  | 0.97 |  | Outdoor | ROOF
Solar Registration Program | NJSRRE1541732370 | Phillipsburg | 8865 | 2 | 7.25 | Residential | Yes | Behind the Meter | Sunrun Installation Services, Inc. | JCP&L | Accepted | 2019-08-02 | 2019-08-07 | 2020-08-07 | REC Solar | REC290TP2 BLK | Solar Panels |  | 0.29 | 4 | 203 | 18 |  | Fixed | Roof
Solar Registration Program | NJSRRE1541732370 | Phillipsburg | 8865 | 2 | 7.25 | Residential | Yes | Behind the Meter | Sunrun Installation Services, Inc. | JCP&L | Accepted | 2019-08-02 | 2019-08-07 | 2020-08-07 | REC Solar | REC290TP2 BLK | Solar Panels |  | 0.29 | 21 | 203 | 9 |  | Fixed | Roof
Solar Registration Program | NJSRRE1541732370 | Phillipsburg | 8865 | 2 | 7.25 | Residential | Yes | Behind the Meter | Sunrun Installation Services, Inc. | JCP&L | Accepted | 2019-08-02 | 2019-08-07 | 2020-08-07 | SolarEdge Technologies | SE7600H-USRGM | Inverters | 7600 |  | 1 |  |  | 0.96 |  | Outdoor | Next To Meter
Solar Registration Program | NJSRRE1541791160 | Villas | 8251 | 21 | 7.25 | Residential | Yes | Behind the Meter | Trinity Solar | AC Electric | Accepted | 2019-08-06 | 2019-08-23 | 2020-08-23 | HANWHA | Q.PEAK DUO BLK-G5 315 | Solar Panels |  | 0.315 | 7 | 29 | 18 |  | Fixed | Roof
Solar Registration Program | NJSRRE1541791160 | Villas | 8251 | 21 | 7.25 | Residential | Yes | Behind the Meter | Trinity Solar | AC Electric | Accepted | 2019-08-06 | 2019-08-23 | 2020-08-23 | HANWHA | Q.PEAK DUO BLK-G5 315 | Solar Panels |  | 0.315 | 7 | 299 | 27 |  | Fixed | Roof
Solar Registration Program | NJSRRE1541791160 | Villas | 8251 | 21 | 7.25 | Residential | Yes | Behind the Meter | Trinity Solar | AC Electric | Accepted | 2019-08-06 | 2019-08-23 | 2020-08-23 | HANWHA | Q.PEAK DUO BLK-G5 315 | Solar Panels |  | 0.315 | 9 | 209 | 18 |  | Fixed | Roof
Solar Registration Program | NJSRRE1541791160 | Villas | 8251 | 21 | 7.25 | Residential | Yes | Behind the Meter | Trinity Solar | AC Electric | Accepted | 2019-08-06 | 2019-08-23 | 2020-08-23 | Solar Edge | SE6000H-US | Inverters | 6000 |  | 1 |  |  | 0.97 |  | Outdoor | side of home
Solar Registration Program | NJSRRE1541804401 | Clarksboro | 8020 | 15 | 7.25 | Residential | No | Behind the Meter | Pro Custom Solar dba Momentum Solar | AC Electric | Accepted | 2019-08-08 | 2019-08-23 | 2020-08-23 | HANWHA | Q.PEAK DUO BLK-G5 315 | Solar Panels |  | 0.315 | 10 | 78 | 17 |  | Fixed | Roof
Solar Registration Program | NJSRRE1541804401 | Clarksboro | 8020 | 15 | 7.25 | Residential | No | Behind the Meter | Pro Custom Solar dba Momentum Solar | AC Electric | Accepted | 2019-08-08 | 2019-08-23 | 2020-08-23 | HANWHA | Q.PEAK DUO BLK-G5 315 | Solar Panels |  | 0.315 | 13 | 258 | 15 |  | Fixed | Roof
Solar Registration Program | NJSRRE1541804401 | Clarksboro | 8020 | 15 | 7.25 | Residential | No | Behind the Meter | Pro Custom Solar dba Momentum Solar | AC Electric | Accepted | 2019-08-08 | 2019-08-23 | 2020-08-23 | Enphase Energy | IQ7-60-2-US | Inverters | 250 |  | 23 |  |  | 0.97 |  | Outdoor | Roof
Solar Registration Program | NJSRRE1541845120 | Plainfield City | 7062 | 10 | 7.25 | Residential | Yes | Behind the Meter | Sunrun Installation Services, Inc. | PSE&G | Accepted | 2019-08-15 | 2019-08-23 | 2020-08-23 | REC Solar | REC290TP2 BLK | Solar Panels |  | 0.29 | 13 | 167 | 27 |  | Fixed | Roof
Solar Registration Program | NJSRRE1541845120 | Plainfield City | 7062 | 10 | 7.25 | Residential | Yes | Behind the Meter | Sunrun Installation Services, Inc. | PSE&G | Accepted | 2019-08-15 | 2019-08-23 | 2020-08-23 | REC Solar | REC290TP2 BLK | Solar Panels |  | 0.29 | 12 | 347 | 27 |  | Fixed | Roof
Solar Registration Program | NJSRRE1541845120 | Plainfield City | 7062 | 10 | 7.25 | Residential | Yes | Behind the Meter | Sunrun Installation Services, Inc. | PSE&G | Accepted | 2019-08-15 | 2019-08-23 | 2020-08-23 | Ningbo Ginlong Technologies | Solis-1P6K-4G-US | Inverters | 6000 |  | 1 |  |  | 0.96 |  | Outdoor | Next To Meter
Solar Registration Program | NJSRRE1541859089 | Linden | 7036 | 10 | 7.25 | Residential | Yes | Behind the Meter | Pro Custom Solar dba Momentum Solar | PSE&G | Accepted | 2019-08-19 | 2019-08-23 | 2020-08-23 | HANWHA | Q.PEAK DUO BLK-G5 315 | Solar Panels |  | 0.315 | 23 | 128 | 22 |  | Fixed | Roof
Solar Registration Program | NJSRRE1541859089 | Linden | 7036 | 10 | 7.25 | Residential | Yes | Behind the Meter | Pro Custom Solar dba Momentum Solar | PSE&G | Accepted | 2019-08-19 | 2019-08-23 | 2020-08-23 | Enphase Energy | IQ7-60-2-US | Inverters | 250 |  | 23 |  |  | 0.97 |  | Outdoor | Roof
Solar Registration Program | NJSRRE1541862270 | KEANSBURG | 7734 | 17 | 7.25 | Residential | Yes | Behind the Meter | Vivint Solar Developer, LLC | JCP&L | Accepted | 2019-08-22 | 2019-08-26 | 2020-08-26 | Hanwha Solar | Q.PEAK BLK-G5 315 | Solar Panels |  | 0.315 | 3 | 338 | 14 |  | Fixed | Roof
Solar Registration Program | NJSRRE1541862270 | KEANSBURG | 7734 | 17 | 7.25 | Residential | Yes | Behind the Meter | Vivint Solar Developer, LLC | JCP&L | Accepted | 2019-08-22 | 2019-08-26 | 2020-08-26 | Hanwha Solar | Q.PEAK BLK-G5 315 | Solar Panels |  | 0.315 | 10 | 248 | 36 |  | Fixed | Roof
Solar Registration Program | NJSRRE1541862270 | KEANSBURG | 7734 | 17 | 7.25 | Residential | Yes | Behind the Meter | Vivint Solar Developer, LLC | JCP&L | Accepted | 2019-08-22 | 2019-08-26 | 2020-08-26 | Hanwha Solar | Q.PEAK BLK-G5 315 | Solar Panels |  | 0.315 | 10 | 68 | 36 |  | Fixed | Roof
Solar Registration Program | NJSRRE1541862270 | KEANSBURG | 7734 | 17 | 7.25 | Residential | Yes | Behind the Meter | Vivint Solar Developer, LLC | JCP&L | Accepted | 2019-08-22 | 2019-08-26 | 2020-08-26 | SolarEdge Technologies | SE7600H-US | Inverters | 7600 |  | 1 |  |  | 0.992 |  | Other | Near the Utility Meter
Solar Registration Program | NJSRRE1541862713 | Howell | 7731 | 17 | 7.25 | Residential | Yes | Behind the Meter | Vivint Solar Developer, LLC | JCP&L | Accepted | 2019-08-22 | 2019-08-26 | 2020-08-26 | HANWHA SOLAR | Q.PEAK BLK-G5 315 | Solar Panels |  | 0.315 | 11 | 229 | 18 |  | Fixed | Roof
Solar Registration Program | NJSRRE1541862713 | Howell | 7731 | 17 | 7.25 | Residential | Yes | Behind the Meter | Vivint Solar Developer, LLC | JCP&L | Accepted | 2019-08-22 | 2019-08-26 | 2020-08-26 | HANWHA SOLAR | Q.PEAK BLK-G5 315 | Solar Panels |  | 0.315 | 12 | 49 | 18 |  | Fixed | Roof
Solar Registration Program | NJSRRE1541862713 | Howell | 7731 | 17 | 7.25 | Residential | Yes | Behind the Meter | Vivint Solar Developer, LLC | JCP&L | Accepted | 2019-08-22 | 2019-08-26 | 2020-08-26 | Solar Edge | SE7600H-US | Inverters | 7600 |  | 1 |  |  | 0.992 |  | Outdoor | Near the Utility Meter
Solar Registration Program | NJSRRE1541871755 | New Milford | 7646 | 7 | 7.25 | Residential | Yes | Behind the Meter | Sunrun Installation Services, Inc. | PSE&G | Accepted | 2019-08-21 | 2019-08-26 | 2020-08-26 | REC Solar | REC290TP2 BLK | Solar Panels |  | 0.29 | 5 | 52 | 23 |  | Fixed | Roof
Solar Registration Program | NJSRRE1541871755 | New Milford | 7646 | 7 | 7.25 | Residential | Yes | Behind the Meter | Sunrun Installation Services, Inc. | PSE&G | Accepted | 2019-08-21 | 2019-08-26 | 2020-08-26 | REC Solar | REC290TP2 BLK | Solar Panels |  | 0.29 | 6 | 323 | 23 |  | Fixed | Roof
Solar Registration Program | NJSRRE1541871755 | New Milford | 7646 | 7 | 7.25 | Residential | Yes | Behind the Meter | Sunrun Installation Services, Inc. | PSE&G | Accepted | 2019-08-21 | 2019-08-26 | 2020-08-26 | REC Solar | REC290TP2 BLK | Solar Panels |  | 0.29 | 7 | 232 | 23 |  | Fixed | Roof
Solar Registration Program | NJSRRE1541871755 | New Milford | 7646 | 7 | 7.25 | Residential | Yes | Behind the Meter | Sunrun Installation Services, Inc. | PSE&G | Accepted | 2019-08-21 | 2019-08-26 | 2020-08-26 | REC Solar | REC290TP2 BLK | Solar Panels |  | 0.29 | 7 | 143 | 23 |  | Fixed | Roof
Solar Registration Program | NJSRRE1541871755 | New Milford | 7646 | 7 | 7.25 | Residential | Yes | Behind the Meter | Sunrun Installation Services, Inc. | PSE&G | Accepted | 2019-08-21 | 2019-08-26 | 2020-08-26 | Ningbo Ginlong Technologies | Solis-1P9K-4G-US | Inverters | 9000 |  | 1 |  |  | 0.96 |  | Outdoor | Next To Meter
Solar Registration Program | NJSRRE1541873656 | UNION | 7083 | 10 | 7.25 | Residential | Yes | Behind the Meter | Pro Custom Solar dba Momentum Solar | PSE&G | Accepted | 2019-08-22 | 2019-08-26 | 2020-08-26 | HANWHA | Q.PEAK DUO BLK-G5 315 | Solar Panels |  | 0.315 | 20 | 165 | 21 |  | Fixed | Roof
Solar Registration Program | NJSRRE1541873656 | UNION | 7083 | 10 | 7.25 | Residential | Yes | Behind the Meter | Pro Custom Solar dba Momentum Solar | PSE&G | Accepted | 2019-08-22 | 2019-08-26 | 2020-08-26 | HANWHA | Q.PEAK DUO BLK-G5 315 | Solar Panels |  | 0.315 | 3 | 165 | 23 |  | Fixed | Roof
Solar Registration Program | NJSRRE1541873656 | UNION | 7083 | 10 | 7.25 | Residential | Yes | Behind the Meter | Pro Custom Solar dba Momentum Solar | PSE&G | Accepted | 2019-08-22 | 2019-08-26 | 2020-08-26 | Enphase Energy | IQ6-60-2-US | Inverters | 240 |  | 23 |  |  | 0.97 |  | Outdoor | Roof
Solar Registration Program | NJSRRE1541880320 | Howell | 7731 | 17 | 7.25 | Residential | Yes | Behind the Meter | Trinity Solar | JCP&L | Accepted | 2019-08-23 | 2019-08-27 | 2020-08-27 | Hanwha 315 | Q.PEAK DUO BLK-G5 315 | Solar Panels |  | 0.315 | 9 | 249 | 23 |  | Fixed | Roof
Solar Registration Program | NJSRRE1541880320 | Howell | 7731 | 17 | 7.25 | Residential | Yes | Behind the Meter | Trinity Solar | JCP&L | Accepted | 2019-08-23 | 2019-08-27 | 2020-08-27 | Hanwha 315 | Q.PEAK DUO BLK-G5 315 | Solar Panels |  | 0.315 | 9 | 249 | 18 |  | Fixed | Roof
Solar Registration Program | NJSRRE1541880320 | Howell | 7731 | 17 | 7.25 | Residential | Yes | Behind the Meter | Trinity Solar | JCP&L | Accepted | 2019-08-23 | 2019-08-27 | 2020-08-27 | Hanwha 315 | Q.PEAK DUO BLK-G5 315 | Solar Panels |  | 0.315 | 5 | 159 | 23 |  | Fixed | Roof
Solar Registration Program | NJSRRE1541880320 | Howell | 7731 | 17 | 7.25 | Residential | Yes | Behind the Meter | Trinity Solar | JCP&L | Accepted | 2019-08-23 | 2019-08-27 | 2020-08-27 | Solar Edge | SE6000 | Inverters | 6000 |  | 1 |  |  | 0.97 |  | Outside | Side of home
Solar Registration Program | NJSRRE1541880847 | Brick | 8723 | 18 | 7.25 | Residential | Yes | Behind the Meter | Vivint Solar Developer, LLC | JCP&L | Accepted | 2019-08-28 | 2019-08-29 | 2020-08-29 | HANWHA SOLAR | Q.PEAK BLK-G5 315 | Solar Panels |  | 0.315 | 19 | 81 | 8 |  | Fixed | Roof
Solar Registration Program | NJSRRE1541880847 | Brick | 8723 | 18 | 7.25 | Residential | Yes | Behind the Meter | Vivint Solar Developer, LLC | JCP&L | Accepted | 2019-08-28 | 2019-08-29 | 2020-08-29 | HANWHA SOLAR | Q.PEAK BLK-G5 315 | Solar Panels |  | 0.315 | 4 | 261 | 28 |  | Fixed | Roof
Solar Registration Program | NJSRRE1541880847 | Brick | 8723 | 18 | 7.25 | Residential | Yes | Behind the Meter | Vivint Solar Developer, LLC | JCP&L | Accepted | 2019-08-28 | 2019-08-29 | 2020-08-29 | SOLAREDGE TECHNOLOGIES | SE7600H-US000BNC4 | Inverters | 7600 |  | 1 |  |  | 0.992 |  | Outdoor | Near the Utility Meter
Solar Registration Program | NJSRRE1541883698 | PEQUANNOCK | 7440 | 3 | 7.25 | Residential | Yes | Behind the Meter | Vivint Solar Developer, LLC | JCP&L | Accepted | 2019-08-26 | 2019-08-28 | 2020-08-28 | Hanwha Solar | Q.PEAK BLK-G5 315 | Solar Panels |  | 0.315 | 12 | 97 | 21 |  | Fixed | Roof
Solar Registration Program | NJSRRE1541883698 | PEQUANNOCK | 7440 | 3 | 7.25 | Residential | Yes | Behind the Meter | Vivint Solar Developer, LLC | JCP&L | Accepted | 2019-08-26 | 2019-08-28 | 2020-08-28 | Hanwha Solar | Q.PEAK BLK-G5 315 | Solar Panels |  | 0.315 | 3 | 227 | 20 |  | Fixed | Roof
Solar Registration Program | NJSRRE1541883698 | PEQUANNOCK | 7440 | 3 | 7.25 | Residential | Yes | Behind the Meter | Vivint Solar Developer, LLC | JCP&L | Accepted | 2019-08-26 | 2019-08-28 | 2020-08-28 | Hanwha Solar | Q.PEAK BLK-G5 315 | Solar Panels |  | 0.315 | 2 | 227 | 38 |  | Fixed | Roof
Solar Registration Program | NJSRRE1541883698 | PEQUANNOCK | 7440 | 3 | 7.25 | Residential | Yes | Behind the Meter | Vivint Solar Developer, LLC | JCP&L | Accepted | 2019-08-26 | 2019-08-28 | 2020-08-28 | Hanwha Solar | Q.PEAK BLK-G5 315 | Solar Panels |  | 0.315 | 6 | 97 | 38 |  | Fixed | Roof
Solar Registration Program | NJSRRE1541883698 | PEQUANNOCK | 7440 | 3 | 7.25 | Residential | Yes | Behind the Meter | Vivint Solar Developer, LLC | JCP&L | Accepted | 2019-08-26 | 2019-08-28 | 2020-08-28 | SolarEdge Technologies | SE7600H-US000BNC4 | Inverters | 7600 |  | 1 |  |  | 0.992 |  | Outdoor | Near the Utility Meter
Solar Registration Program | NJSRRE1541887787 | Englewood | 7631 | 7 | 7.25 | Residential | Yes | Behind the Meter | Trinity Solar | PSE&G | Accepted | 2019-08-27 | 2019-08-29 | 2020-08-29 | Hanwha 315 | Q.PEAK DUO BLK-G5 315 | Solar Panels |  | 0.315 | 8 | 264 | 18 |  | Fixed | Roof
Solar Registration Program | NJSRRE1541887787 | Englewood | 7631 | 7 | 7.25 | Residential | Yes | Behind the Meter | Trinity Solar | PSE&G | Accepted | 2019-08-27 | 2019-08-29 | 2020-08-29 | Hanwha 315 | Q.PEAK DUO BLK-G5 315 | Solar Panels |  | 0.315 | 15 | 84 | 18 |  | Fixed | Roof
Solar Registration Program | NJSRRE1541887787 | Englewood | 7631 | 7 | 7.25 | Residential | Yes | Behind the Meter | Trinity Solar | PSE&G | Accepted | 2019-08-27 | 2019-08-29 | 2020-08-29 | Solar Edge | SE6000H-US000BNC4 | Inverters | 6000 |  | 1 |  |  | 0.97 |  | Outside | Side of home
Solar Registration Program | NJSRRE1541894853 | Bergenfield | 7621 | 7 | 7.25 | Residential | Yes | Behind the Meter | Trinity Solar | PSE&G | Accepted | 2019-08-28 | 2019-09-03 | 2020-09-03 | Hanwha | Q.PEAK DUO BLK-G5 315 | Solar Panels |  | 0.315 | 13 | 274 | 30 |  | Fixed | Roof
Solar Registration Program | NJSRRE1541894853 | Bergenfield | 7621 | 7 | 7.25 | Residential | Yes | Behind the Meter | Trinity Solar | PSE&G | Accepted | 2019-08-28 | 2019-09-03 | 2020-09-03 | Hanwha | Q.PEAK DUO BLK-G5 315 | Solar Panels |  | 0.315 | 10 | 94 | 30 |  | Fixed | Roof
Solar Registration Program | NJSRRE1541894853 | Bergenfield | 7621 | 7 | 7.25 | Residential | Yes | Behind the Meter | Trinity Solar | PSE&G | Accepted | 2019-08-28 | 2019-09-03 | 2020-09-03 | Solar Edge | SE6000 | Inverters | 6000 |  | 1 |  |  | 0.97 |  | Outside | side of home
Solar Registration Program | NJSRRE1542080491 | Stewartsville | 8886 | 2 | 7.25 | Residential | No | Behind the Meter | Solar Spectrum LLC | JCP&L | Accepted | 2019-09-03 | 2019-09-09 | 2020-09-09 | Q Cells | Q.PEAK-DUO-BLK-G5-315 | Solar Panels |  | 0.315 | 12 | 141 | 37 |  | Fixed | Roof
Solar Registration Program | NJSRRE1542080491 | Stewartsville | 8886 | 2 | 7.25 | Residential | No | Behind the Meter | Solar Spectrum LLC | JCP&L | Accepted | 2019-09-03 | 2019-09-09 | 2020-09-09 | Q Cells | Q.PEAK-DUO-BLK-G5-315 | Solar Panels |  | 0.315 | 11 | 141 | 37 |  | Fixed | Roof
Solar Registration Program | NJSRRE1542080491 | Stewartsville | 8886 | 2 | 7.25 | Residential | No | Behind the Meter | Solar Spectrum LLC | JCP&L | Accepted | 2019-09-03 | 2019-09-09 | 2020-09-09 | SolarEdge Technologies | SE6000H-US | Inverters | 25 |  | 1 |  |  | 0.99 |  | Outdoor | near meter
Solar Registration Program | NJSRRE1542376989 | Perth Amboy | 8861 | 11 | 7.25 | Residential | No | Behind the Meter | Trinity Solar | PSE&G | Accepted | 2019-09-10 | 2019-09-12 | 2020-09-12 | Hanwha | Q.PEAK DUO BLK-G5 315 | Solar Panels |  | 0.315 | 23 | 201 | 35 |  | Fixed | Roof
Solar Registration Program | NJSRRE1542376989 | Perth Amboy | 8861 | 11 | 7.25 | Residential | No | Behind the Meter | Trinity Solar | PSE&G | Accepted | 2019-09-10 | 2019-09-12 | 2020-09-12 | Solar Edge | SE6000 | Inverters | 6000 |  | 1 |  |  | 0.97 |  | Outdoor | side of home
Solar Registration Program | NJSRRE1542377571 | WILLINGBORO | 8046 | 13 | 7.25 | Residential | Yes | Behind the Meter | Vivint Solar Developer, LLC | PSE&G | Accepted | 2019-09-11 | 2019-09-12 | 2020-09-12 | HANWHA SOLAR | Q.PEAK BLK-G5 315 | Solar Panels |  | 0.315 | 23 | 247 | 41 |  | Fixed | Roof
Solar Registration Program | NJSRRE1542377571 | WILLINGBORO | 8046 | 13 | 7.25 | Residential | Yes | Behind the Meter | Vivint Solar Developer, LLC | PSE&G | Accepted | 2019-09-11 | 2019-09-12 | 2020-09-12 | SOLAREDGE TECHNOLOGIES | SE7600H-US000BNC4 | Inverters | 7600 |  | 1 |  |  | 0.992 |  | Outdoor | Near The Utility Meter
Solar Registration Program | NJSRRE1542390571 | Fords | 8863 | 11 | 7.25 | Residential | Yes | Behind the Meter | Vivint Solar Developer, LLC | PSE&G | Accepted | 2019-09-12 | 2019-09-16 | 2020-09-16 | HANWHA SOLAR | Q.PEAK BLK-G5 315 | Solar Panels |  | 0.315 | 14 | 264 | 33 |  | Fixed | Roof
Solar Registration Program | NJSRRE1542390571 | Fords | 8863 | 11 | 7.25 | Residential | Yes | Behind the Meter | Vivint Solar Developer, LLC | PSE&G | Accepted | 2019-09-12 | 2019-09-16 | 2020-09-16 | HANWHA SOLAR | Q.PEAK BLK-G5 315 | Solar Panels |  | 0.315 | 9 | 84 | 33 |  | Fixed | Roof
Solar Registration Program | NJSRRE1542390571 | Fords | 8863 | 11 | 7.25 | Residential | Yes | Behind the Meter | Vivint Solar Developer, LLC | PSE&G | Accepted | 2019-09-12 | 2019-09-16 | 2020-09-16 | SOLAREDGE TECHNOLOGIES | SE7600H-US000BNC4 | Inverters | 7600 |  | 1 |  |  | 0.992 |  | Outdoor | Near The Utility Meter
Solar Registration Program | NJSRRE1542408882 | BLACKWOOD | 8012 | 14 | 7.25 | Residential | Yes | Behind the Meter | Trinity Solar | AC Electric | Accepted | 2019-09-16 | 2019-09-18 | 2020-09-18 | HANWAH | Q.PEAK DUO BLK-G5 315 | Solar Panels |  | 0.315 | 23 | 155 | 27 |  | Fixed | Roof
Solar Registration Program | NJSRRE1542408882 | BLACKWOOD | 8012 | 14 | 7.25 | Residential | Yes | Behind the Meter | Trinity Solar | AC Electric | Accepted | 2019-09-16 | 2019-09-18 | 2020-09-18 | SOLAR EDGE | SE6000H-US | Inverters | 6000 |  | 1 |  |  | 0.97 |  | Outdoor | SIDE OF HOME
Solar Registration Program | NJSRRE1542409531 | Clifton | 7012 | 6 | 7.25 | Residential | Yes | Behind the Meter | Vivint Solar Developer, LLC | PSE&G | Accepted | 2019-09-16 | 2019-09-18 | 2020-09-18 | HANWHA SOLAR | Q.PEAK BLK-G5 315 | Solar Panels |  | 0.315 | 23 | 111 | 37 |  | Fixed | Roof
Solar Registration Program | NJSRRE1542409531 | Clifton | 7012 | 6 | 7.25 | Residential | Yes | Behind the Meter | Vivint Solar Developer, LLC | PSE&G | Accepted | 2019-09-16 | 2019-09-18 | 2020-09-18 | Solar Edge | SE7600H-US | Inverters | 7600 |  | 1 |  |  | 0.992 |  | Outdoor | Near Utility Meter
Solar Registration Program | NJSRRE1542412349 | Perth Amboy City | 8861 | 11 | 7.25 | Residential | Yes | Behind the Meter | Sunrun Installation Services, Inc. | PSE&G | Accepted | 2019-09-17 | 2019-09-19 | 2020-09-19 | REC Solar | REC290TP2 BLK | Solar Panels |  | 0.29 | 12 | 291 | 44 |  | Fixed | Roof
Solar Registration Program | NJSRRE1542412349 | Perth Amboy City | 8861 | 11 | 7.25 | Residential | Yes | Behind the Meter | Sunrun Installation Services, Inc. | PSE&G | Accepted | 2019-09-17 | 2019-09-19 | 2020-09-19 | REC Solar | REC290TP2 BLK | Solar Panels |  | 0.29 | 13 | 111 | 44 |  | Fixed | Roof
Solar Registration Program | NJSRRE1542412349 | Perth Amboy City | 8861 | 11 | 7.25 | Residential | Yes | Behind the Meter | Sunrun Installation Services, Inc. | PSE&G | Accepted | 2019-09-17 | 2019-09-19 | 2020-09-19 | SolarEdge Technologies | SE6000H-USRGM | Inverters | 6000 |  | 1 |  |  | 0.96 |  | Outdoor | Next To Meter
Solar Registration Program | NJSRRE1542420125 | Toms River | 8757 | 18 | 7.25 | Residential | Yes | Behind the Meter | Vivint Solar Developer, LLC | JCP&L | Accepted | 2019-09-19 | 2019-09-20 | 2020-09-20 | Hanwha | Q.PEAK BLK-G5 315 | Solar Panels |  | 0.315 | 23 | 167 | 40 |  | Fixed | Roof
Solar Registration Program | NJSRRE1542420125 | Toms River | 8757 | 18 | 7.25 | Residential | Yes | Behind the Meter | Vivint Solar Developer, LLC | JCP&L | Accepted | 2019-09-19 | 2019-09-20 | 2020-09-20 | SolarEdge | SE7600H-US | Inverters | 7600 |  | 1 |  |  | 0.992 |  | Outdoor | Near the Utility Meter
Solar Registration Program | NJSRRE1542422836 | MONTCLAIR | 7042 | 9 | 7.25 | Residential | Yes | Behind the Meter | Vivint Solar Developer, LLC | PSE&G | Accepted | 2019-09-19 | 2019-09-23 | 2020-09-23 | HANWHA SOLAR | Q.PEAK BLK-G5 315 | Solar Panels |  | 0.315 | 14 | 207 | 40 |  | Fixed | Roof
Solar Registration Program | NJSRRE1542422836 | MONTCLAIR | 7042 | 9 | 7.25 | Residential | Yes | Behind the Meter | Vivint Solar Developer, LLC | PSE&G | Accepted | 2019-09-19 | 2019-09-23 | 2020-09-23 | HANWHA SOLAR | Q.PEAK BLK-G5 315 | Solar Panels |  | 0.315 | 9 | 27 | 40 |  | Fixed | Roof
Solar Registration Program | NJSRRE1542422836 | MONTCLAIR | 7042 | 9 | 7.25 | Residential | Yes | Behind the Meter | Vivint Solar Developer, LLC | PSE&G | Accepted | 2019-09-19 | 2019-09-23 | 2020-09-23 | SOLAR EDGE | SE7600H-US | Inverters | 7600 |  | 1 |  |  | 0.992 |  | Outdoor | NEAR UTILITY METER
Solar Registration Program | NJSRRE1542422962 | Linden | 7036 | 10 | 7.25 | Residential | Yes | Behind the Meter | Vivint Solar Developer, LLC | PSE&G | Accepted | 2019-09-19 | 2019-09-23 | 2020-09-23 | HANWHA SOLAR | Q.PEAK BLK-G5 315 | Solar Panels |  | 0.315 | 10 | 51 | 40 |  | Fixed | Roof
Solar Registration Program | NJSRRE1542422962 | Linden | 7036 | 10 | 7.25 | Residential | Yes | Behind the Meter | Vivint Solar Developer, LLC | PSE&G | Accepted | 2019-09-19 | 2019-09-23 | 2020-09-23 | HANWHA SOLAR | Q.PEAK BLK-G5 315 | Solar Panels |  | 0.315 | 13 | 231 | 40 |  | Fixed | Roof
Solar Registration Program | NJSRRE1542422962 | Linden | 7036 | 10 | 7.25 | Residential | Yes | Behind the Meter | Vivint Solar Developer, LLC | PSE&G | Accepted | 2019-09-19 | 2019-09-23 | 2020-09-23 | solar edge | SE7600H-US | Inverters | 7600 |  | 1 |  |  | 0.992 |  | Outdoor | near utility meter
Solar Registration Program | NJSRRE1542423024 | KENILWORTH | 7033 | 10 | 7.25 | Residential | Yes | Behind the Meter | Vivint Solar Developer, LLC | PSE&G | Accepted | 2019-09-19 | 2019-09-23 | 2020-09-23 | HANWHA SOLAR | Q.PEAK BLK-G5 315 | Solar Panels |  | 0.315 | 23 | 82 | 25 |  | Fixed | Roof
Solar Registration Program | NJSRRE1542423024 | KENILWORTH | 7033 | 10 | 7.25 | Residential | Yes | Behind the Meter | Vivint Solar Developer, LLC | PSE&G | Accepted | 2019-09-19 | 2019-09-23 | 2020-09-23 | SOLAR EDGE | SE7600H-US | Inverters | 7600 |  | 1 |  |  | 0.992 |  | Outdoor | NEAR UTILITY METER
Solar Registration Program | NJSRRE1542424557 | ATCO | 8004 | 14 | 7.25 | Residential | No | Behind the Meter | Vivint Solar Developer, LLC | AC Electric | Accepted | 2019-09-20 | 2019-09-24 | 2020-09-24 | HANWHA SOLAR | Q.PEAK BLK-G5 315 | Solar Panels |  | 0.315 | 23 | 192 | 21 |  | Fixed | Roof
Solar Registration Program | NJSRRE1542424557 | ATCO | 8004 | 14 | 7.25 | Residential | No | Behind the Meter | Vivint Solar Developer, LLC | AC Electric | Accepted | 2019-09-20 | 2019-09-24 | 2020-09-24 | SOLAREDGE | SE7600H-US000BNC4 | Inverters | 7600 |  | 1 |  |  | 0.992 |  | Outdoor | Near The Utility Meter
Solar Registration Program | NJSRRE1542425433 | Carteret | 7008 | 11 | 7.25 | Residential | Yes | Behind the Meter | Trinity Solar | PSE&G | Accepted | 2019-09-20 | 2019-09-24 | 2020-09-24 | Hanwha | Q.PEAK DUO BLK-G5 315 | Solar Panels |  | 0.315 | 6 | 271 | 23 |  | Fixed | Roof
Solar Registration Program | NJSRRE1542425433 | Carteret | 7008 | 11 | 7.25 | Residential | Yes | Behind the Meter | Trinity Solar | PSE&G | Accepted | 2019-09-20 | 2019-09-24 | 2020-09-24 | Hanwha | Q.PEAK DUO BLK-G5 315 | Solar Panels |  | 0.315 | 11 | 91 | 23 |  | Fixed | Roof
Solar Registration Program | NJSRRE1542425433 | Carteret | 7008 | 11 | 7.25 | Residential | Yes | Behind the Meter | Trinity Solar | PSE&G | Accepted | 2019-09-20 | 2019-09-24 | 2020-09-24 | Hanwha | Q.PEAK DUO BLK-G5 315 | Solar Panels |  | 0.315 | 6 | 181 | 23 |  | Fixed | Roof
Solar Registration Program | NJSRRE1542425433 | Carteret | 7008 | 11 | 7.25 | Residential | Yes | Behind the Meter | Trinity Solar | PSE&G | Accepted | 2019-09-20 | 2019-09-24 | 2020-09-24 | Solar Edge | SE6000 | Inverters | 6000 |  | 1 |  |  | 0.97 |  | Outside | side of home
Solar Registration Program | NJSRRE1542428863 | NORTH PLAINFIELD | 7063 | 10 | 7.25 | Residential | Yes | Behind the Meter | Vivint Solar Developer, LLC | PSE&G | Accepted | 2019-09-24 | 2019-09-25 | 2020-09-25 | Hanwha | Q.PEAK DUO BLK-G5 315w | Solar Panels |  | 0.315 | 6 | 314 | 26 |  | Fixed | Roof
Solar Registration Program | NJSRRE1542428863 | NORTH PLAINFIELD | 7063 | 10 | 7.25 | Residential | Yes | Behind the Meter | Vivint Solar Developer, LLC | PSE&G | Accepted | 2019-09-24 | 2019-09-25 | 2020-09-25 | Hanwha | Q.PEAK DUO BLK-G5 315w | Solar Panels |  | 0.315 | 3 | 134 | 26 |  | Fixed | Roof
Solar Registration Program | NJSRRE1542428863 | NORTH PLAINFIELD | 7063 | 10 | 7.25 | Residential | Yes | Behind the Meter | Vivint Solar Developer, LLC | PSE&G | Accepted | 2019-09-24 | 2019-09-25 | 2020-09-25 | Hanwha | Q.PEAK DUO BLK-G5 315w | Solar Panels |  | 0.315 | 14 | 134 | 35 |  | Fixed | Roof
Solar Registration Program | NJSRRE1542428863 | NORTH PLAINFIELD | 7063 | 10 | 7.25 | Residential | Yes | Behind the Meter | Vivint Solar Developer, LLC | PSE&G | Accepted | 2019-09-24 | 2019-09-25 | 2020-09-25 | Solar Edge | SE7600H-US000BNC4 | Inverters | 7600 |  | 1 |  |  | 0.992 |  | Outdoor | Near the Utility Meter
Solar Registration Program | NJSRRE1542429181 | Linden City | 7036 | 10 | 7.25 | Residential | Yes | Behind the Meter | Sunrun Installation Services, Inc. | PSE&G | Accepted | 2019-09-23 | 2019-09-25 | 2020-09-25 | REC Solar | REC290TP2 BLK | Solar Panels |  | 0.29 | 12 | 132 | 23 |  | Fixed | Roof
Solar Registration Program | NJSRRE1542429181 | Linden City | 7036 | 10 | 7.25 | Residential | Yes | Behind the Meter | Sunrun Installation Services, Inc. | PSE&G | Accepted | 2019-09-23 | 2019-09-25 | 2020-09-25 | REC Solar | REC290TP2 BLK | Solar Panels |  | 0.29 | 11 | 310 | 23 |  | Fixed | Roof
Solar Registration Program | NJSRRE1542429181 | Linden City | 7036 | 10 | 7.25 | Residential | Yes | Behind the Meter | Sunrun Installation Services, Inc. | PSE&G | Accepted | 2019-09-23 | 2019-09-25 | 2020-09-25 | REC Solar | REC290TP2 BLK | Solar Panels |  | 0.29 | 2 | 131 | 45 |  | Fixed | Roof
Solar Registration Program | NJSRRE1542429181 | Linden City | 7036 | 10 | 7.25 | Residential | Yes | Behind the Meter | Sunrun Installation Services, Inc. | PSE&G | Accepted | 2019-09-23 | 2019-09-25 | 2020-09-25 | SolarEdge Technologies | SE6000H-USRGM | Inverters | 6000 |  | 1 |  |  | 0.96 |  | Outdoor | Next To Meter
Solar Registration Program | NJSRRE1542443682 | Iselin | 8830 | 11 | 7.25 | Residential | Yes | Behind the Meter | Pro Custom Solar dba Momentum Solar | PSE&G | Accepted | 2019-09-26 | 2019-09-30 | 2020-09-30 | LG ELECTRONICS | LG 345N1C-V5 | Solar Panels |  | 0.345 | 9 | 125 | 32 |  | Fixed | Roof
Solar Registration Program | NJSRRE1542443682 | Iselin | 8830 | 11 | 7.25 | Residential | Yes | Behind the Meter | Pro Custom Solar dba Momentum Solar | PSE&G | Accepted | 2019-09-26 | 2019-09-30 | 2020-09-30 | LG ELECTRONICS | LG 345N1C-V5 | Solar Panels |  | 0.345 | 12 | 305 | 30 |  | Fixed | Roof
Solar Registration Program | NJSRRE1542443682 | Iselin | 8830 | 11 | 7.25 | Residential | Yes | Behind the Meter | Pro Custom Solar dba Momentum Solar | PSE&G | Accepted | 2019-09-26 | 2019-09-30 | 2020-09-30 | Enphase Energy | IQ7-60-2-US | Inverters | 250 |  | 21 |  |  | 0.97 |  | Outdoor | Roof
Solar Registration Program | NJSRRE1542445294 | Lyndhurst | 7071 | 7 | 7.25 | Residential | Yes | Behind the Meter | Pro Custom Solar dba Momentum Solar | PSE&G | Accepted | 2019-09-26 | 2019-09-30 | 2020-09-30 | LG ELECTRONICS | LG 345N1C-V5 | Solar Panels |  | 0.345 | 13 | 216 | 42 |  | Fixed | Roof
Solar Registration Program | NJSRRE1542445294 | Lyndhurst | 7071 | 7 | 7.25 | Residential | Yes | Behind the Meter | Pro Custom Solar dba Momentum Solar | PSE&G | Accepted | 2019-09-26 | 2019-09-30 | 2020-09-30 | LG ELECTRONICS | LG 345N1C-V5 | Solar Panels |  | 0.345 | 8 | 36 | 40 |  | Fixed | Roof
Solar Registration Program | NJSRRE1542445294 | Lyndhurst | 7071 | 7 | 7.25 | Residential | Yes | Behind the Meter | Pro Custom Solar dba Momentum Solar | PSE&G | Accepted | 2019-09-26 | 2019-09-30 | 2020-09-30 | Enphase Energy | IQ7-60-2-US | Inverters | 250 |  | 21 |  |  | 0.97 |  | Outdoor | Roof
Solar Registration Program | NJSRRE1542445480 | Cherry Hill | 8002 | 14 | 7.25 | Residential | Yes | Behind the Meter | Vivint Solar Developer, LLC | PSE&G | Accepted | 2019-09-26 | 2019-09-30 | 2020-09-30 | Hanwha | Q.PEAK DUO BLK-G5 315w | Solar Panels |  | 0.315 | 4 | 204 | 28 |  | Fixed | Roof
Solar Registration Program | NJSRRE1542445480 | Cherry Hill | 8002 | 14 | 7.25 | Residential | Yes | Behind the Meter | Vivint Solar Developer, LLC | PSE&G | Accepted | 2019-09-26 | 2019-09-30 | 2020-09-30 | Hanwha Solar | Q.PEAK BLK-G5 315 | Solar Panels |  | 0.315 | 7 | 24 | 28 |  | Fixed | Roof
Solar Registration Program | NJSRRE1542445480 | Cherry Hill | 8002 | 14 | 7.25 | Residential | Yes | Behind the Meter | Vivint Solar Developer, LLC | PSE&G | Accepted | 2019-09-26 | 2019-09-30 | 2020-09-30 | Hanwha | Q.PEAK DUO BLK-G5 315w | Solar Panels |  | 0.315 | 8 | 24 | 28 |  | Fixed | Roof
Solar Registration Program | NJSRRE1542445480 | Cherry Hill | 8002 | 14 | 7.25 | Residential | Yes | Behind the Meter | Vivint Solar Developer, LLC | PSE&G | Accepted | 2019-09-26 | 2019-09-30 | 2020-09-30 | Hanwha | Q.PEAK DUO BLK-G5 315w | Solar Panels |  | 0.315 | 4 | 114 | 28 |  | Fixed | Roof
Solar Registration Program | NJSRRE1542445480 | Cherry Hill | 8002 | 14 | 7.25 | Residential | Yes | Behind the Meter | Vivint Solar Developer, LLC | PSE&G | Accepted | 2019-09-26 | 2019-09-30 | 2020-09-30 | Solar Edge | SE7600H-US | Inverters | 7600 |  | 1 |  |  | 0.992 |  | Outdoor | Near the Utility Meter
Solar Registration Program | NJSRRE1542448521 | Pleasantville | 8232 | 19 | 7.25 | Residential | Yes | Behind the Meter | Castle Energy, LLC | AC Electric | Accepted | 2019-09-27 | 2019-10-01 | 2020-10-01 | Hanwha Q-Cells | Q.Peak DUO-G5 315 | Solar Panels |  | 0.315 | 23 | 115 | 21 |  | Fixed | Roof
Solar Registration Program | NJSRRE1542448521 | Pleasantville | 8232 | 19 | 7.25 | Residential | Yes | Behind the Meter | Castle Energy, LLC | AC Electric | Accepted | 2019-09-27 | 2019-10-01 | 2020-10-01 | Enphase Energy | IQ7-60-2-US | Inverters | 240 |  | 23 |  |  | 0.967 |  | Outside | on the rooftop under each solar panel
Solar Registration Program | NJSRRE1542460904 | Tuckerton | 8087 | 18 | 7.25 | Residential | No | Behind the Meter | Suntuity Solar LLC | AC Electric | Accepted | 2019-09-30 | 2019-10-02 | 2020-10-02 | Yingli Green Energy | YL315D-30b | Solar Panels |  | 0.315 | 21 | 224 | 26 |  | Fixed | Roof
Solar Registration Program | NJSRRE1542460904 | Tuckerton | 8087 | 18 | 7.25 | Residential | No | Behind the Meter | Suntuity Solar LLC | AC Electric | Accepted | 2019-09-30 | 2019-10-02 | 2020-10-02 | Yingli Green Energy | YL315D-30b | Solar Panels |  | 0.315 | 2 | 44 | 26 |  | Fixed | Roof
Solar Registration Program | NJSRRE1542460904 | Tuckerton | 8087 | 18 | 7.25 | Residential | No | Behind the Meter | Suntuity Solar LLC | AC Electric | Accepted | 2019-09-30 | 2019-10-02 | 2020-10-02 | Enphase Energy | IQ7-60-2-US | Inverters | 240 |  | 23 |  |  | 0.97 |  | Outdoor | Behind the PV Modules
Solar Registration Program | NJSRRE1542460940 | East Orange | 7018 | 9 | 7.25 | Residential | Yes | Behind the Meter | Trinity Solar | PSE&G | Accepted | 2019-09-30 | 2019-11-07 | 2020-11-07 | Hanwha | Q.PEAK DUO BLK-G5 315 | Solar Panels |  | 0.315 | 10 | 112 | 40 |  | Fixed | Roof
Solar Registration Program | NJSRRE1542460940 | East Orange | 7018 | 9 | 7.25 | Residential | Yes | Behind the Meter | Trinity Solar | PSE&G | Accepted | 2019-09-30 | 2019-11-07 | 2020-11-07 | Hanwha | Q.PEAK DUO BLK-G5 315 | Solar Panels |  | 0.315 | 13 | 292 | 27 |  | Fixed | Roof
Solar Registration Program | NJSRRE1542460940 | East Orange | 7018 | 9 | 7.25 | Residential | Yes | Behind the Meter | Trinity Solar | PSE&G | Accepted | 2019-09-30 | 2019-11-07 | 2020-11-07 | Solar Edge | SE6000 | Inverters | 6000 |  | 1 |  |  | 0.97 |  | Outside | side of home
Solar Registration Program | NJSRRE1542461881 | Woodbine | 8270 | 21 | 7.25 | Residential | Yes | Behind the Meter | Pro Custom Solar dba Momentum Solar | AC Electric | Accepted | 2019-09-30 | 2019-10-02 | 2020-10-02 | LG ELECTRONICS | LG 345N1C-V5 | Solar Panels |  | 0.345 | 6 | 127 | 10 |  | Fixed | Roof
Solar Registration Program | NJSRRE1542461881 | Woodbine | 8270 | 21 | 7.25 | Residential | Yes | Behind the Meter | Pro Custom Solar dba Momentum Solar | AC Electric | Accepted | 2019-09-30 | 2019-10-02 | 2020-10-02 | LG ELECTRONICS | LG 345N1C-V5 | Solar Panels |  | 0.345 | 15 | 127 | 45 |  | Fixed | Roof
Solar Registration Program | NJSRRE1542461881 | Woodbine | 8270 | 21 | 7.25 | Residential | Yes | Behind the Meter | Pro Custom Solar dba Momentum Solar | AC Electric | Accepted | 2019-09-30 | 2019-10-02 | 2020-10-02 | Enphase Energy | IQ7-60-2-US | Inverters | 250 |  | 21 |  |  | 0.97 |  | Outdoor | Roof
Solar Registration Program | NJSRRE1542467252 | Middletown | 7748 | 17 | 7.25 | Residential | Yes | Behind the Meter | Trinity Solar | JCP&L | Accepted | 2019-10-01 | 2019-10-03 | 2020-10-03 | HANWHA | Q.PEAK DUO BLK-G5 315 | Solar Panels |  | 0.315 | 12 | 103 | 18 |  | Fixed | Roof
Solar Registration Program | NJSRRE1542467252 | Middletown | 7748 | 17 | 7.25 | Residential | Yes | Behind the Meter | Trinity Solar | JCP&L | Accepted | 2019-10-01 | 2019-10-03 | 2020-10-03 | HANWHA | Q.PEAK DUO BLK-G5 315 | Solar Panels |  | 0.315 | 11 | 103 | 27 |  | Fixed | Roof
Solar Registration Program | NJSRRE1542467252 | Middletown | 7748 | 17 | 7.25 | Residential | Yes | Behind the Meter | Trinity Solar | JCP&L | Accepted | 2019-10-01 | 2019-10-03 | 2020-10-03 | SOLAR EDGE | SE6000H-US | Inverters | 6000 |  | 1 |  |  | 0.97 |  | Outdoor | SIDE
Solar Registration Program | NJSRRE1542467335 | Clifton | 7013 | 6 | 7.25 | Residential | Yes | Behind the Meter | Pro Custom Solar dba Momentum Solar | PSE&G | Accepted | 2019-10-01 | 2019-10-03 | 2020-10-03 | LG ELECTRONICS | LG 345N1C-V5 | Solar Panels |  | 0.345 | 21 | 217 | 37 |  | Fixed | Roof
Solar Registration Program | NJSRRE1542467335 | Clifton | 7013 | 6 | 7.25 | Residential | Yes | Behind the Meter | Pro Custom Solar dba Momentum Solar | PSE&G | Accepted | 2019-10-01 | 2019-10-03 | 2020-10-03 | Enphase Energy | IQ7-60-2-US | Inverters | 250 |  | 21 |  |  | 0.97 |  | Outdoor | Roof
Solar Registration Program | NJSRRE1542473732 | Willingboro | 8046 | 13 | 7.25 | Residential | Yes | Behind the Meter | Trinity Solar | PSE&G | Accepted | 2019-10-01 | 2019-10-03 | 2020-10-03 | Hanwha 315 | Q.PEAK DUO BLK-G5 315 | Solar Panels |  | 0.315 | 23 | 106 | 27 |  | Fixed | Roof
Solar Registration Program | NJSRRE1542473732 | Willingboro | 8046 | 13 | 7.25 | Residential | Yes | Behind the Meter | Trinity Solar | PSE&G | Accepted | 2019-10-01 | 2019-10-03 | 2020-10-03 | Solar Edge | SE6000 | Inverters | 6000 |  | 1 |  |  | 0.97 |  | Outside | side of home
Solar Registration Program | NJSRRE1542476138 | Toms River | 8757 | 18 | 7.25 | Residential | Yes | Behind the Meter | Pro Custom Solar dba Momentum Solar | JCP&L | Accepted | 2019-10-01 | 2019-10-03 | 2020-10-03 | LG ELECTRONICS | LG 345N1C-V5 | Solar Panels |  | 0.345 | 21 | 281 | 23 |  | Fixed | Roof
Solar Registration Program | NJSRRE1542476138 | Toms River | 8757 | 18 | 7.25 | Residential | Yes | Behind the Meter | Pro Custom Solar dba Momentum Solar | JCP&L | Accepted | 2019-10-01 | 2019-10-03 | 2020-10-03 | Enphase Energy | IQ7-60-2-US | Inverters | 250 |  | 21 |  |  | 0.97 |  | Outdoor | Roof
Solar Registration Program | NJSRRE1542493254 | CLIFTON | 7013 | 6 | 7.25 | Residential | Yes | Behind the Meter | Vivint Solar Developer, LLC | PSE&G | Accepted | 2019-10-03 | 2019-10-04 | 2020-10-04 | HANWHA SOLAR | Q.PEAK BLK-G5 315 | Solar Panels |  | 0.315 | 23 | 125 | 19 |  | Fixed | Roof
Solar Registration Program | NJSRRE1542493254 | CLIFTON | 7013 | 6 | 7.25 | Residential | Yes | Behind the Meter | Vivint Solar Developer, LLC | PSE&G | Accepted | 2019-10-03 | 2019-10-04 | 2020-10-04 | solar edge | SE7600H-US | Inverters | 7600 |  | 1 |  |  | 0.992 |  | Outdoor | Near the utility meter
Solar Registration Program | NJSRRE1542497164 | Elizabeth | 7201 | 10 | 7.25 | Residential | Yes | Behind the Meter | Pro Custom Solar dba Momentum Solar | PSE&G | Accepted | 2019-10-02 | 2019-10-04 | 2020-10-04 | LG ELECTRONICS | LG 345N1C-V5 | Solar Panels |  | 0.345 | 9 | 283 | 34 |  | Fixed | Roof
Solar Registration Program | NJSRRE1542497164 | Elizabeth | 7201 | 10 | 7.25 | Residential | Yes | Behind the Meter | Pro Custom Solar dba Momentum Solar | PSE&G | Accepted | 2019-10-02 | 2019-10-04 | 2020-10-04 | LG ELECTRONICS | LG 345N1C-V5 | Solar Panels |  | 0.345 | 12 | 103 | 29 |  | Fixed | Roof
Solar Registration Program | NJSRRE1542497164 | Elizabeth | 7201 | 10 | 7.25 | Residential | Yes | Behind the Meter | Pro Custom Solar dba Momentum Solar | PSE&G | Accepted | 2019-10-02 | 2019-10-04 | 2020-10-04 | Enphase Energy | IQ7-60-2-US | Inverters | 250 |  | 21 |  |  | 0.97 |  | Outdoor | Roof
Solar Registration Program | NJSRRE1542504653 | Wood Ridge | 7075 | 7 | 7.25 | Residential | Yes | Behind the Meter | Trinity Solar | PSE&G | Accepted | 2019-10-04 | 2019-10-08 | 2020-10-08 | Hanwha 315 | Q.PEAK DUO BLK-G5 315 | Solar Panels |  | 0.315 | 17 | 128 | 34 |  | Fixed | Roof
Solar Registration Program | NJSRRE1542504653 | Wood Ridge | 7075 | 7 | 7.25 | Residential | Yes | Behind the Meter | Trinity Solar | PSE&G | Accepted | 2019-10-04 | 2019-10-08 | 2020-10-08 | Hanwha 315 | Q.PEAK DUO BLK-G5 315 | Solar Panels |  | 0.315 | 6 | 218 | 27 |  | Fixed | Roof | garage
Solar Registration Program | NJSRRE1542504653 | Wood Ridge | 7075 | 7 | 7.25 | Residential | Yes | Behind the Meter | Trinity Solar | PSE&G | Accepted | 2019-10-04 | 2019-10-08 | 2020-10-08 | Solar Edge | SE6000 | Inverters | 6000 |  | 1 |  |  | 0.97 |  | Outside | side of home
Solar Registration Program | NJSRRE1542510397 | Southampton Township | 8088 | 13 | 7.25 | Residential | Yes | Behind the Meter | Sunrun Installation Services, Inc. | PSE&G | Accepted | 2019-10-05 | 2019-10-09 | 2020-10-09 | REC Solar | REC290TP2 BLK | Solar Panels |  | 0.29 | 5 | 292 | 18 |  | Fixed | Roof
Solar Registration Program | NJSRRE1542510397 | Southampton Township | 8088 | 13 | 7.25 | Residential | Yes | Behind the Meter | Sunrun Installation Services, Inc. | PSE&G | Accepted | 2019-10-05 | 2019-10-09 | 2020-10-09 | REC Solar | REC290TP2 BLK | Solar Panels |  | 0.29 | 20 | 112 | 17 |  | Fixed | Roof
Solar Registration Program | NJSRRE1542510397 | Southampton Township | 8088 | 13 | 7.25 | Residential | Yes | Behind the Meter | Sunrun Installation Services, Inc. | PSE&G | Accepted | 2019-10-05 | 2019-10-09 | 2020-10-09 | Delta Electronics | M6-TL-US | Inverters | 5760 |  | 1 |  |  | 0.96 |  | Outdoor | Next To Meter
Solar Registration Program | NJSRRE1542515290 | East Orange | 7018 | 9 | 7.25 | Residential | Yes | Behind the Meter | Trinity Solar | PSE&G | Accepted | 2019-10-08 | 2019-10-10 | 2020-10-10 | Hanwha | Q.PEAK DUO BLK-G5 315 | Solar Panels |  | 0.315 | 8 | 290 | 30 |  | Fixed | Roof
Solar Registration Program | NJSRRE1542515290 | East Orange | 7018 | 9 | 7.25 | Residential | Yes | Behind the Meter | Trinity Solar | PSE&G | Accepted | 2019-10-08 | 2019-10-10 | 2020-10-10 | Hanwha | Q.PEAK DUO BLK-G5 315 | Solar Panels |  | 0.315 | 9 | 110 | 30 |  | Fixed | Roof
Solar Registration Program | NJSRRE1542515290 | East Orange | 7018 | 9 | 7.25 | Residential | Yes | Behind the Meter | Trinity Solar | PSE&G | Accepted | 2019-10-08 | 2019-10-10 | 2020-10-10 | Hanwha | Q.PEAK DUO BLK-G5 315 | Solar Panels |  | 0.315 | 6 | 110 | 14 |  | Fixed | Roof
Solar Registration Program | NJSRRE1542515290 | East Orange | 7018 | 9 | 7.25 | Residential | Yes | Behind the Meter | Trinity Solar | PSE&G | Accepted | 2019-10-08 | 2019-10-10 | 2020-10-10 | Solar Edge | SE6000 | Inverters | 6000 |  | 1 |  |  | 0.97 |  | Outside | side of home
Solar Registration Program | NJSRRE1542521375 | South Brunswick Township | 8810 | 11 | 7.25 | Residential | No | Behind the Meter | Sunrun Installation Services, Inc. | PSE&G | Accepted | 2019-10-09 | 2019-10-11 | 2020-10-11 | REC Solar | REC290TP2 BLK | Solar Panels |  | 0.29 | 4 | 84 | 46 |  | Fixed | Roof
Solar Registration Program | NJSRRE1542521375 | South Brunswick Township | 8810 | 11 | 7.25 | Residential | No | Behind the Meter | Sunrun Installation Services, Inc. | PSE&G | Accepted | 2019-10-09 | 2019-10-11 | 2020-10-11 | REC Solar | REC290TP2 BLK | Solar Panels |  | 0.29 | 19 | 175 | 40 |  | Fixed | Roof
Solar Registration Program | NJSRRE1542521375 | South Brunswick Township | 8810 | 11 | 7.25 | Residential | No | Behind the Meter | Sunrun Installation Services, Inc. | PSE&G | Accepted | 2019-10-09 | 2019-10-11 | 2020-10-11 | REC Solar | REC290TP2 BLK | Solar Panels |  | 0.29 | 2 | 264 | 45 |  | Fixed | Roof
Solar Registration Program | NJSRRE1542521375 | South Brunswick Township | 8810 | 11 | 7.25 | Residential | No | Behind the Meter | Sunrun Installation Services, Inc. | PSE&G | Accepted | 2019-10-09 | 2019-10-11 | 2020-10-11 | SolarEdge Technologies | SE6000H-USRGM | Inverters | 6000 |  | 1 |  |  | 0.96 |  | Outdoor | Next To Meter
Solar Registration Program | NJSRRE1542523775 | Elmwood Park | 7407 | 7 | 7.25 | Residential | No | Behind the Meter | Pro Custom Solar dba Momentum Solar | PSE&G | Accepted | 2019-10-10 | 2019-10-14 | 2020-10-14 | LG ELECTRONICS | LG 345N1C-V5 | Solar Panels |  | 0.345 | 13 | 161 | 25 |  | Fixed | Roof
Solar Registration Program | NJSRRE1542523775 | Elmwood Park | 7407 | 7 | 7.25 | Residential | No | Behind the Meter | Pro Custom Solar dba Momentum Solar | PSE&G | Accepted | 2019-10-10 | 2019-10-14 | 2020-10-14 | LG ELECTRONICS | LG 345N1C-V5 | Solar Panels |  | 0.345 | 8 | 341 | 24 |  | Fixed | Roof
Solar Registration Program | NJSRRE1542523775 | Elmwood Park | 7407 | 7 | 7.25 | Residential | No | Behind the Meter | Pro Custom Solar dba Momentum Solar | PSE&G | Accepted | 2019-10-10 | 2019-10-14 | 2020-10-14 | Enphase Energy | IQ7-60-2-US | Inverters | 250 |  | 21 |  |  | 0.97 |  | Outdoor | Roof
Solar Registration Program | NJSRRE1542523886 | North Arlington | 7031 | 7 | 7.25 | Residential | Yes | Behind the Meter | Trinity Solar | PSE&G | Accepted | 2019-10-10 | 2019-10-14 | 2020-10-14 | HANWHA | Q.PEAK DUO BLK-G5 315 | Solar Panels |  | 0.315 | 23 | 203 | 40 |  | Fixed | Roof
Solar Registration Program | NJSRRE1542523886 | North Arlington | 7031 | 7 | 7.25 | Residential | Yes | Behind the Meter | Trinity Solar | PSE&G | Accepted | 2019-10-10 | 2019-10-14 | 2020-10-14 | Solar Edge | SE6000H-US000BNC4 | Inverters | 6000 |  | 1 |  |  | 0.97 |  | Outdoor | side of home
Solar Registration Program | NJSRRE1542528390 | Freehold | 7728 | 17 | 7.25 | Residential | No | Behind the Meter | Trinity Solar | JCP&L | Accepted | 2019-10-11 | 2019-10-15 | 2020-10-15 | Hanwha | Q.PEAK DUO BLK-G5 315 | Solar Panels |  | 0.315 | 23 | 108 | 23 |  | Fixed | Roof
Solar Registration Program | NJSRRE1542528390 | Freehold | 7728 | 17 | 7.25 | Residential | No | Behind the Meter | Trinity Solar | JCP&L | Accepted | 2019-10-11 | 2019-10-15 | 2020-10-15 | Solar Edge | SE6000 | Inverters | 6000 |  | 1 |  |  | 0.97 |  | Outside | side of home
Solar Registration Program | NJSRRE1542544005 | LONG BRANCH | 7740 | 17 | 7.25 | Residential | Yes | Behind the Meter | Vivint Solar Developer, LLC | JCP&L | Accepted | 2019-10-15 | 2019-10-17 | 2020-10-17 | Hanwha Solar | Q.PEAK BLK-G5 315 | Solar Panels |  | 0.315 | 7 | 317 | 27 |  | Fixed | Roof
Solar Registration Program | NJSRRE1542544005 | LONG BRANCH | 7740 | 17 | 7.25 | Residential | Yes | Behind the Meter | Vivint Solar Developer, LLC | JCP&L | Accepted | 2019-10-15 | 2019-10-17 | 2020-10-17 | Hanwha | Q.PEAK BLK-G5 315 | Solar Panels |  | 0.315 | 8 | 137 | 18 |  | Fixed | Roof
Solar Registration Program | NJSRRE1542544005 | LONG BRANCH | 7740 | 17 | 7.25 | Residential | Yes | Behind the Meter | Vivint Solar Developer, LLC | JCP&L | Accepted | 2019-10-15 | 2019-10-17 | 2020-10-17 | Hanwha Solar | Q.PEAK BLK-G5 315 | Solar Panels |  | 0.315 | 8 | 137 | 27 |  | Fixed | Roof
Solar Registration Program | NJSRRE1542544005 | LONG BRANCH | 7740 | 17 | 7.25 | Residential | Yes | Behind the Meter | Vivint Solar Developer, LLC | JCP&L | Accepted | 2019-10-15 | 2019-10-17 | 2020-10-17 | SolarEdge | SE7600H-US | Inverters | 7600 |  | 1 |  |  | 0.992 |  | Outdoor | Near the Utility Meter
Solar Registration Program | NJSRRE1542544184 | Franklin Township | 8873 | 5 | 7.25 | Residential | Yes | Behind the Meter | Sunrun Installation Services, Inc. | PSE&G | Accepted | 2019-10-15 | 2019-10-17 | 2020-10-17 | REC Solar | REC290TP2 BLK | Solar Panels |  | 0.29 | 25 | 146 | 23 |  | Fixed | Roof
Solar Registration Program | NJSRRE1542544184 | Franklin Township | 8873 | 5 | 7.25 | Residential | Yes | Behind the Meter | Sunrun Installation Services, Inc. | PSE&G | Accepted | 2019-10-15 | 2019-10-17 | 2020-10-17 | Delta Electronics | M6-TL-US | Inverters | 5760 |  | 1 |  |  | 0.96 |  | Outdoor | Next To Meter
Solar Registration Program | NJSRRE1542544495 | Voorhees | 8043 | 14 | 7.25 | Residential | No | Behind the Meter | Vivint Solar Developer, LLC | AC Electric | Accepted | 2019-10-15 | 2019-10-18 | 2020-10-18 | Hanwha Solar | Q.PEAK BLK-G5 315 | Solar Panels |  | 0.315 | 11 | 127 | 21 |  | Fixed | Roof
Solar Registration Program | NJSRRE1542544495 | Voorhees | 8043 | 14 | 7.25 | Residential | No | Behind the Meter | Vivint Solar Developer, LLC | AC Electric | Accepted | 2019-10-15 | 2019-10-18 | 2020-10-18 | HANWHA SOLAR | Q.PEAK BLK-G5 315 | Solar Panels |  | 0.315 | 12 | 217 | 21 |  | Fixed | Roof
Solar Registration Program | NJSRRE1542544495 | Voorhees | 8043 | 14 | 7.25 | Residential | No | Behind the Meter | Vivint Solar Developer, LLC | AC Electric | Accepted | 2019-10-15 | 2019-10-18 | 2020-10-18 | SOLAREDGE | SE7600H-US | Inverters | 7600 |  | 1 |  |  | 0.992 |  | Outdoor | Near the Utility Meter
Solar Registration Program | NJSRRE1542547526 | North Arlington | 7031 | 7 | 7.25 | Residential | Yes | Behind the Meter | Trinity Solar | PSE&G | Accepted | 2019-10-16 | 2019-10-18 | 2020-10-18 | HANWHA | Q.PEAK DUO BLK-G5 315 | Solar Panels |  | 0.315 | 20 | 217 | 40 |  | Fixed | Roof
Solar Registration Program | NJSRRE1542547526 | North Arlington | 7031 | 7 | 7.25 | Residential | Yes | Behind the Meter | Trinity Solar | PSE&G | Accepted | 2019-10-16 | 2019-10-18 | 2020-10-18 | HANWHA | Q.PEAK DUO BLK-G5 315 | Solar Panels |  | 0.315 | 3 | 127 | 30 |  | Fixed | Roof
Solar Registration Program | NJSRRE1542547526 | North Arlington | 7031 | 7 | 7.25 | Residential | Yes | Behind the Meter | Trinity Solar | PSE&G | Accepted | 2019-10-16 | 2019-10-18 | 2020-10-18 | Solar Edge | SE6000H-US000BNC4 | Inverters | 6000 |  | 1 |  |  | 0.97 |  | Outdoor | side of home
Solar Registration Program | NJSRRE1542548374 | Pompton Plains | 7444 | 3 | 7.25 | Residential | Yes | Behind the Meter | Sunrun Installation Services, Inc. | JCP&L | Accepted | 2019-10-16 | 2019-10-18 | 2020-10-18 | REC Solar | REC290TP2 BLK | Solar Panels |  | 0.29 | 21 | 173 | 27 |  | Fixed | Roof
Solar Registration Program | NJSRRE1542548374 | Pompton Plains | 7444 | 3 | 7.25 | Residential | Yes | Behind the Meter | Sunrun Installation Services, Inc. | JCP&L | Accepted | 2019-10-16 | 2019-10-18 | 2020-10-18 | REC Solar | REC290TP2 BLK | Solar Panels |  | 0.29 | 4 | 263 | 27 |  | Fixed | Roof
Solar Registration Program | NJSRRE1542548374 | Pompton Plains | 7444 | 3 | 7.25 | Residential | Yes | Behind the Meter | Sunrun Installation Services, Inc. | JCP&L | Accepted | 2019-10-16 | 2019-10-18 | 2020-10-18 | SolarEdge Technologies | SE7600A-USS2RGM | Inverters | 7600 |  | 1 |  |  | 0.96 |  | Outdoor | Next To Meter
Solar Registration Program | NJSRRE1542548374 | Pompton Plains | 7444 | 3 | 7.25 | Residential | Yes | Behind the Meter | Sunrun Installation Services, Inc. | JCP&L | Accepted | 2019-10-16 | 2019-10-18 | 2020-10-18 | LG Chem | RESU 10H SEG | Electric Storage Battery |  |  | 1 |  |  |  | Lithium Ion |  | outside
Solar Registration Program | NJSRRE1542559558 | SADDLE BROOK | 7663 | 7 | 7.25 | Residential | Yes | Behind the Meter | Vivint Solar Developer, LLC | PSE&G | Accepted | 2019-10-19 | 2019-10-22 | 2020-10-22 | HANWHA SOLAR | Q.PEAK BLK-G5 315 | Solar Panels |  | 0.315 | 19 | 160 | 44 |  | Fixed | Roof
Solar Registration Program | NJSRRE1542559558 | SADDLE BROOK | 7663 | 7 | 7.25 | Residential | Yes | Behind the Meter | Vivint Solar Developer, LLC | PSE&G | Accepted | 2019-10-19 | 2019-10-22 | 2020-10-22 | HANWHA SOLAR | Q.PEAK BLK-G5 315 | Solar Panels |  | 0.315 | 4 | 250 | 26 |  | Fixed | Roof
Solar Registration Program | NJSRRE1542559558 | SADDLE BROOK | 7663 | 7 | 7.25 | Residential | Yes | Behind the Meter | Vivint Solar Developer, LLC | PSE&G | Accepted | 2019-10-19 | 2019-10-22 | 2020-10-22 | SOLAREDGE | SE7600H-US000BNC4 | Inverters | 7600 |  | 1 |  |  | 0.992 |  | Outdoor | Near The Utility Meter
Solar Registration Program | NJSRRE1542559577 | NORTH ARLINGTON | 7031 | 7 | 7.25 | Residential | Yes | Behind the Meter | Sunrun Installation Services, Inc. | PSE&G | Accepted | 2019-10-18 | 2019-10-22 | 2020-10-22 | REC Solar | REC290TP2 BLK | Solar Panels |  | 0.29 | 3 | 29 | 27 |  | Fixed | Roof
Solar Registration Program | NJSRRE1542559577 | NORTH ARLINGTON | 7031 | 7 | 7.25 | Residential | Yes | Behind the Meter | Sunrun Installation Services, Inc. | PSE&G | Accepted | 2019-10-18 | 2019-10-22 | 2020-10-22 | REC Solar | REC290TP2 BLK | Solar Panels |  | 0.29 | 6 | 120 | 25 |  | Fixed | Roof
Solar Registration Program | NJSRRE1542559577 | NORTH ARLINGTON | 7031 | 7 | 7.25 | Residential | Yes | Behind the Meter | Sunrun Installation Services, Inc. | PSE&G | Accepted | 2019-10-18 | 2019-10-22 | 2020-10-22 | REC Solar | REC290TP2 BLK | Solar Panels |  | 0.29 | 6 | 300 | 27 |  | Fixed | Roof
Solar Registration Program | NJSRRE1542559577 | NORTH ARLINGTON | 7031 | 7 | 7.25 | Residential | Yes | Behind the Meter | Sunrun Installation Services, Inc. | PSE&G | Accepted | 2019-10-18 | 2019-10-22 | 2020-10-22 | REC Solar | REC290TP2 BLK | Solar Panels |  | 0.29 | 10 | 209 | 26 |  | Fixed | Roof
Solar Registration Program | NJSRRE1542559577 | NORTH ARLINGTON | 7031 | 7 | 7.25 | Residential | Yes | Behind the Meter | Sunrun Installation Services, Inc. | PSE&G | Accepted | 2019-10-18 | 2019-10-22 | 2020-10-22 | SolarEdge Technologies | SE6000H-USRGM | Inverters | 6000 |  | 1 |  |  | 0.96 |  | Outdoor | Next To Meter
Solar Registration Program | NJSRRE1542561922 | Newark | 7112 | 9 | 7.25 | Residential | Yes | Behind the Meter | Pro Custom Solar dba Momentum Solar | PSE&G | Accepted | 2019-10-21 | 2019-10-23 | 2020-10-23 | Hanwha | Q.Peak DUO BLK-G5 315 | Solar Panels |  | 0.315 | 23 | 129 | 4 |  | Fixed | Roof
Solar Registration Program | NJSRRE1542561922 | Newark | 7112 | 9 | 7.25 | Residential | Yes | Behind the Meter | Pro Custom Solar dba Momentum Solar | PSE&G | Accepted | 2019-10-21 | 2019-10-23 | 2020-10-23 | Enphase Energy | IQ7-60-2-US | Inverters | 250 |  | 23 |  |  | 0.97 |  | Outdoor | Roof
Solar Registration Program | NJSRRE1542568766 | Edison | 8820 | 11 | 7.25 | Residential | Yes | Behind the Meter | Sunrun Installation Services, Inc. | PSE&G | Accepted | 2019-10-21 | 2019-10-23 | 2020-10-23 | REC Solar | REC290TP2 BLK | Solar Panels |  | 0.29 | 25 | 188 | 23 |  | Fixed | Roof
Solar Registration Program | NJSRRE1542568766 | Edison | 8820 | 11 | 7.25 | Residential | Yes | Behind the Meter | Sunrun Installation Services, Inc. | PSE&G | Accepted | 2019-10-21 | 2019-10-23 | 2020-10-23 | Delta Electronics | M6-TL-US | Inverters | 5760 |  | 1 |  |  | 0.96 |  | Outdoor | Next To Meter
Solar Registration Program | NJSRRE1542573259 | Flemington | 8822 | 4 | 7.25 | Residential | Yes | Behind the Meter | Sunrun Installation Services, Inc. | JCP&L | Accepted | 2019-10-21 | 2019-10-23 | 2020-10-23 | REC Solar | REC290TP2 BLK | Solar Panels |  | 0.29 | 2 | 82 | 37 |  | Fixed | Roof
Solar Registration Program | NJSRRE1542573259 | Flemington | 8822 | 4 | 7.25 | Residential | Yes | Behind the Meter | Sunrun Installation Services, Inc. | JCP&L | Accepted | 2019-10-21 | 2019-10-23 | 2020-10-23 | REC Solar | REC290TP2 BLK | Solar Panels |  | 0.29 | 23 | 172 | 37 |  | Fixed | Roof
Solar Registration Program | NJSRRE1542573259 | Flemington | 8822 | 4 | 7.25 | Residential | Yes | Behind the Meter | Sunrun Installation Services, Inc. | JCP&L | Accepted | 2019-10-21 | 2019-10-23 | 2020-10-23 | SolarEdge Technologies | SE6000H-USRGM | Inverters | 6000 |  | 1 |  |  | 0.96 |  | Outdoor | Next To Meter
Solar Registration Program | NJSRRE1542575018 | Hopewell | 8525 | 12 | 7.25 | Residential | Yes | Behind the Meter | Pro Custom Solar dba Momentum Solar | PSE&G | Accepted | 2019-10-22 | 2019-10-24 | 2020-10-24 | Hanwha | Q.Peak DUO BLK-G5 315 | Solar Panels |  | 0.315 | 23 | 239 | 6 |  | Fixed | Roof
Solar Registration Program | NJSRRE1542575018 | Hopewell | 8525 | 12 | 7.25 | Residential | Yes | Behind the Meter | Pro Custom Solar dba Momentum Solar | PSE&G | Accepted | 2019-10-22 | 2019-10-24 | 2020-10-24 | Enphase Energy | IQ6-60-2-US | Inverters | 240 |  | 23 |  |  | 0.97 |  | Outdoor | Roof
Solar Registration Program | NJSRRE1542578594 | Millstone | 8535 | 17 | 7.25 | Residential | No | Behind the Meter | Pro Custom Solar dba Momentum Solar | JCP&L | Accepted | 2019-10-23 | 2019-10-25 | 2020-10-25 | LG Electronics | LG 345N1C-V5 | Solar Panels |  | 0.345 | 9 | 108 | 20 |  | Fixed | Roof
Solar Registration Program | NJSRRE1542578594 | Millstone | 8535 | 17 | 7.25 | Residential | No | Behind the Meter | Pro Custom Solar dba Momentum Solar | JCP&L | Accepted | 2019-10-23 | 2019-10-25 | 2020-10-25 | LG Electronics | LG 345N1C-V5 | Solar Panels |  | 0.345 | 12 | 108 | 35 |  | Fixed | Roof
Solar Registration Program | NJSRRE1542578594 | Millstone | 8535 | 17 | 7.25 | Residential | No | Behind the Meter | Pro Custom Solar dba Momentum Solar | JCP&L | Accepted | 2019-10-23 | 2019-10-25 | 2020-10-25 | Enphase Energy | IQ7PLUS-72-2-US | Inverters | 295 |  | 21 |  |  | 0.97 |  | Outdoor | Roof
Solar Registration Program | NJSRRE1542579754 | Burlington | 8016 | 13 | 7.25 | Residential | Yes | Behind the Meter | Pro Custom Solar dba Momentum Solar | PSE&G | Accepted | 2019-10-23 | 2019-10-25 | 2020-10-25 | Hanwha | Q.Peak DUO BLK-G5 315 | Solar Panels |  | 0.315 | 5 | 206 | 32 |  | Fixed | Roof
Solar Registration Program | NJSRRE1542579754 | Burlington | 8016 | 13 | 7.25 | Residential | Yes | Behind the Meter | Pro Custom Solar dba Momentum Solar | PSE&G | Accepted | 2019-10-23 | 2019-10-25 | 2020-10-25 | Hanwha | Q.Peak DUO BLK-G5 315 | Solar Panels |  | 0.315 | 18 | 206 | 32 |  | Fixed | Roof
Solar Registration Program | NJSRRE1542579754 | Burlington | 8016 | 13 | 7.25 | Residential | Yes | Behind the Meter | Pro Custom Solar dba Momentum Solar | PSE&G | Accepted | 2019-10-23 | 2019-10-25 | 2020-10-25 | Enphase Energy | IQ6-60-2-US | Inverters | 240 |  | 23 |  |  | 0.97 |  | Outdoor | Roof
Solar Registration Program | NJSRRE1542580029 | West Orange | 7052 | 9 | 7.25 | Residential | No | Behind the Meter | Vivint Solar Developer, LLC | PSE&G | Accepted | 2019-10-24 | 2019-10-25 | 2020-10-25 | Hanwha Solar | Q.PEAK BLK-G5 315 | Solar Panels |  | 0.315 | 13 | 173 | 18 |  | Fixed | Roof
Solar Registration Program | NJSRRE1542580029 | West Orange | 7052 | 9 | 7.25 | Residential | No | Behind the Meter | Vivint Solar Developer, LLC | PSE&G | Accepted | 2019-10-24 | 2019-10-25 | 2020-10-25 | Hanwha Solar | Q.PEAK BLK-G5 315 | Solar Panels |  | 0.315 | 9 | 173 | 18 |  | Fixed | Roof
Solar Registration Program | NJSRRE1542580029 | West Orange | 7052 | 9 | 7.25 | Residential | No | Behind the Meter | Vivint Solar Developer, LLC | PSE&G | Accepted | 2019-10-24 | 2019-10-25 | 2020-10-25 | Hanwha Solar | Q.PEAK BLK-G5 315 | Solar Panels |  | 0.315 | 1 | 173 | 12 |  | Fixed | Roof
Solar Registration Program | NJSRRE1542580029 | West Orange | 7052 | 9 | 7.25 | Residential | No | Behind the Meter | Vivint Solar Developer, LLC | PSE&G | Accepted | 2019-10-24 | 2019-10-25 | 2020-10-25 | Solar Edge | SE7600H-US | Inverters | 7600 |  | 1 |  |  | 0.992 |  | Outdoor | Near the Utility Meter
Solar Registration Program | NJSRRE1542583123 | Pennsauken | 8110 | 14 | 7.25 | Residential | Yes | Behind the Meter | Vivint Solar Developer, LLC | PSE&G | Accepted | 2019-10-25 | 2019-10-28 | 2020-10-28 | Hanwha Solar | Q.PEAK DUO BLK-G5 315 | Solar Panels |  | 0.315 | 3 | 237 | 38 |  | Fixed | Roof
Solar Registration Program | NJSRRE1542583123 | Pennsauken | 8110 | 14 | 7.25 | Residential | Yes | Behind the Meter | Vivint Solar Developer, LLC | PSE&G | Accepted | 2019-10-25 | 2019-10-28 | 2020-10-28 | Hanwha Solar | Q.PEAK DUO BLK-G5 315 | Solar Panels |  | 0.315 | 4 | 147 | 38 |  | Fixed | Roof
Solar Registration Program | NJSRRE1542583123 | Pennsauken | 8110 | 14 | 7.25 | Residential | Yes | Behind the Meter | Vivint Solar Developer, LLC | PSE&G | Accepted | 2019-10-25 | 2019-10-28 | 2020-10-28 | Hanwha Solar | Q.PEAK DUO BLK-G5 315 | Solar Panels |  | 0.315 | 8 | 57 | 18 |  | Fixed | Roof
Solar Registration Program | NJSRRE1542583123 | Pennsauken | 8110 | 14 | 7.25 | Residential | Yes | Behind the Meter | Vivint Solar Developer, LLC | PSE&G | Accepted | 2019-10-25 | 2019-10-28 | 2020-10-28 | Hanwha Solar | Q.PEAK DUO BLK-G5 315 | Solar Panels |  | 0.315 | 8 | 57 | 14 |  | Fixed | Roof
Solar Registration Program | NJSRRE1542583123 | Pennsauken | 8110 | 14 | 7.25 | Residential | Yes | Behind the Meter | Vivint Solar Developer, LLC | PSE&G | Accepted | 2019-10-25 | 2019-10-28 | 2020-10-28 | Solar Edge | SE7600H-US000BNC4 | Inverters | 7600 |  | 1 |  |  | 0.992 |  | Outdoor | Near The Utility Meter
Solar Registration Program | NJSRRE1542642916 | Linden | 7036 | 10 | 7.25 | Residential | Yes | Behind the Meter | Pro Custom Solar dba Momentum Solar | PSE&G | Accepted | 2019-10-25 | 2019-10-29 | 2020-10-29 | LG Electronics | LG 345N1C-V5 | Solar Panels |  | 0.345 | 21 | 128 | 42 |  | Fixed | Roof
Solar Registration Program | NJSRRE1542642916 | Linden | 7036 | 10 | 7.25 | Residential | Yes | Behind the Meter | Pro Custom Solar dba Momentum Solar | PSE&G | Accepted | 2019-10-25 | 2019-10-29 | 2020-10-29 | Enphase Energy | IQ7PLUS-72-2-US | Inverters | 295 |  | 21 |  |  | 0.97 |  | Outdoor | Roof
Solar Registration Program | NJSRRE1542684181 | Irvington | 7111 | 9 | 7.25 | Residential | Yes | Behind the Meter | Pro Custom Solar dba Momentum Solar | PSE&G | Accepted | 2019-10-28 | 2019-10-30 | 2020-10-30 | LG ELECTRONICS | LG 345N1C-V5 | Solar Panels |  | 0.345 | 8 | 117 | 33 |  | Fixed | Roof
Solar Registration Program | NJSRRE1542684181 | Irvington | 7111 | 9 | 7.25 | Residential | Yes | Behind the Meter | Pro Custom Solar dba Momentum Solar | PSE&G | Accepted | 2019-10-28 | 2019-10-30 | 2020-10-30 | LG ELECTRONICS | LG 345N1C-V5 | Solar Panels |  | 0.345 | 13 | 297 | 15 |  | Fixed | Roof
Solar Registration Program | NJSRRE1542684181 | Irvington | 7111 | 9 | 7.25 | Residential | Yes | Behind the Meter | Pro Custom Solar dba Momentum Solar | PSE&G | Accepted | 2019-10-28 | 2019-10-30 | 2020-10-30 | Enphase Energy | IQ7Plus-72-2-US | Inverters | 295 |  | 21 |  |  | 0.97 |  | Outdoor | Roof
Solar Registration Program | NJSRRE1542685661 | Bergenfield | 7621 | 7 | 7.25 | Residential | Yes | Behind the Meter | Sunrun Installation Services, Inc. | PSE&G | Accepted | 2019-10-28 | 2019-10-31 | 2020-10-31 | REC Solar | REC290TP2 BLK | Solar Panels |  | 0.29 | 9 | 270 | 37 |  | Fixed | Roof
Solar Registration Program | NJSRRE1542685661 | Bergenfield | 7621 | 7 | 7.25 | Residential | Yes | Behind the Meter | Sunrun Installation Services, Inc. | PSE&G | Accepted | 2019-10-28 | 2019-10-31 | 2020-10-31 | REC Solar | REC290TP2 BLK | Solar Panels |  | 0.29 | 16 | 90 | 18 |  | Fixed | Roof
Solar Registration Program | NJSRRE1542685661 | Bergenfield | 7621 | 7 | 7.25 | Residential | Yes | Behind the Meter | Sunrun Installation Services, Inc. | PSE&G | Accepted | 2019-10-28 | 2019-10-31 | 2020-10-31 | Delta Electronics | M6-TL-US | Inverters | 5760 |  | 1 |  |  | 0.96 |  | Outdoor | Next To Meter
Solar Registration Program | NJSRRE1542765487 | Egg Harbor City | 8215 | 19 | 7.25 | Residential | Yes | Behind the Meter | Trinity Solar | AC Electric | Accepted | 2019-10-30 | 2019-11-01 | 2020-11-01 | Hanwha 315 | Q.PEAK DUO BLK-G5 315 | Solar Panels |  | 0.315 | 10 | 193 | 20 |  | Fixed | Roof
Solar Registration Program | NJSRRE1542765487 | Egg Harbor City | 8215 | 19 | 7.25 | Residential | Yes | Behind the Meter | Trinity Solar | AC Electric | Accepted | 2019-10-30 | 2019-11-01 | 2020-11-01 | Hanwha 315 | Q.PEAK DUO BLK-G5 315 | Solar Panels |  | 0.315 | 13 | 103 | 18 |  | Fixed | Roof
Solar Registration Program | NJSRRE1542765487 | Egg Harbor City | 8215 | 19 | 7.25 | Residential | Yes | Behind the Meter | Trinity Solar | AC Electric | Accepted | 2019-10-30 | 2019-11-01 | 2020-11-01 | Solar Edge | SE6000H-US | Inverters | 6000 |  | 1 |  |  | 0.97 |  | Outside | side of home
Solar Registration Program | NJSRRE1542790746 | Point Pleasant | 8742 | 18 | 7.25 | Residential | Yes | Behind the Meter | Trinity Solar | JCP&L | Accepted | 2019-10-30 | 2019-11-01 | 2020-11-01 | Yingli 315 | YL315D-30b | Solar Panels |  | 0.315 | 23 | 258 | 43 |  | Fixed | Roof
Solar Registration Program | NJSRRE1542790746 | Point Pleasant | 8742 | 18 | 7.25 | Residential | Yes | Behind the Meter | Trinity Solar | JCP&L | Accepted | 2019-10-30 | 2019-11-01 | 2020-11-01 | Solar Edge | SE6000H-US | Inverters | 6000 |  | 1 |  |  | 0.97 |  | Outside | side of home
Solar Registration Program | NJSRRE1542792380 | Keyport | 7735 | 17 | 7.25 | Residential | Yes | Behind the Meter | Vivint Solar Developer, LLC | JCP&L | Accepted | 2019-10-31 | 2019-11-01 | 2020-11-01 | HANWHA SOLAR | Q.PEAK BLK-G5 315 | Solar Panels |  | 0.315 | 23 | 265 | 27 |  | Fixed | Roof
Solar Registration Program | NJSRRE1542792380 | Keyport | 7735 | 17 | 7.25 | Residential | Yes | Behind the Meter | Vivint Solar Developer, LLC | JCP&L | Accepted | 2019-10-31 | 2019-11-01 | 2020-11-01 | SOLAREDGE | SE7600H-US000BNC4 | Inverters | 7600 |  | 1 |  |  | 0.992 |  | Outdoor | Near The Utility Meter
Solar Registration Program | NJSRRE1542812889 | Manalapan | 7726 | 17 | 7.25 | Residential | Yes | Behind the Meter | Sunrun Installation Services, Inc. | JCP&L | Accepted | 2019-10-30 | 2019-11-01 | 2020-11-01 | REC Solar | REC290TP2 BLK | Solar Panels |  | 0.29 | 25 | 134 | 45 |  | Fixed | Roof
Solar Registration Program | NJSRRE1542812889 | Manalapan | 7726 | 17 | 7.25 | Residential | Yes | Behind the Meter | Sunrun Installation Services, Inc. | JCP&L | Accepted | 2019-10-30 | 2019-11-01 | 2020-11-01 | Delta Electronics | M6-TL-US | Inverters | 5760 |  | 1 |  |  | 0.96 |  | Outdoor | Next To Meter
Solar Registration Program | NJSRRE1542839929 | Paterson | 7502 | 6 | 7.25 | Residential | Yes | Behind the Meter | Pro Custom Solar dba Momentum Solar | PSE&G | Accepted | 2019-10-31 | 2019-11-04 | 2020-11-04 | HANWHA | Q.PEAK DUO BLK-G5 315 | Solar Panels |  | 0.315 | 16 | 141 | 40 |  | Fixed | Roof
Solar Registration Program | NJSRRE1542839929 | Paterson | 7502 | 6 | 7.25 | Residential | Yes | Behind the Meter | Pro Custom Solar dba Momentum Solar | PSE&G | Accepted | 2019-10-31 | 2019-11-04 | 2020-11-04 | HANWHA | Q.PEAK DUO BLK-G5 315 | Solar Panels |  | 0.315 | 7 | 321 | 40 |  | Fixed | Roof
Solar Registration Program | NJSRRE1542839929 | Paterson | 7502 | 6 | 7.25 | Residential | Yes | Behind the Meter | Pro Custom Solar dba Momentum Solar | PSE&G | Accepted | 2019-10-31 | 2019-11-04 | 2020-11-04 | Enphase Energy | IQ7-60-2-US | Inverters | 250 |  | 23 |  |  | 0.97 |  | Outdoor | Roof
Solar Registration Program | NJSRRE1542884225 | Matawan | 7747 | 17 | 7.25 | Residential | Yes | Behind the Meter | Trinity Solar | JCP&L | Accepted | 2019-11-01 | 2019-11-05 | 2020-11-05 | Hanwha 315 | Q.PEAK DUO BLK-G5 315 | Solar Panels |  | 0.315 | 23 | 182 | 30 |  | Fixed | Roof
Solar Registration Program | NJSRRE1542884225 | Matawan | 7747 | 17 | 7.25 | Residential | Yes | Behind the Meter | Trinity Solar | JCP&L | Accepted | 2019-11-01 | 2019-11-05 | 2020-11-05 | Solar Edge | SE6000H-US | Inverters | 6000 |  | 1 |  |  | 0.97 |  | Outside | side of home
Solar Registration Program | NJSRRE1542884265 | Marlton | 8053 | 13 | 7.25 | Residential | Yes | Behind the Meter | Trinity Solar | PSE&G | Accepted | 2019-11-01 | 2019-11-05 | 2020-11-05 | HANWHA | Q.PEAK DUO BLK-G5 315 | Solar Panels |  | 0.315 | 23 | 157 | 21 |  | Fixed | Roof
Solar Registration Program | NJSRRE1542884265 | Marlton | 8053 | 13 | 7.25 | Residential | Yes | Behind the Meter | Trinity Solar | PSE&G | Accepted | 2019-11-01 | 2019-11-05 | 2020-11-05 | Solar Edge | SE6000H-US000BNC4 | Inverters | 6000 |  | 1 |  |  | 0.97 |  | Outdoor | side of home
Solar Registration Program | NJSRRE1542907611 | Little Ferry | 7643 | 7 | 7.25 | Residential | Yes | Behind the Meter | Trinity Solar | PSE&G | Accepted | 2019-11-04 | 2019-11-06 | 2020-11-06 | Hanwha | Q.PEAK DUO BLK-G5 315 | Solar Panels |  | 0.315 | 6 | 98 | 18 |  | Fixed | Roof
Solar Registration Program | NJSRRE1542907611 | Little Ferry | 7643 | 7 | 7.25 | Residential | Yes | Behind the Meter | Trinity Solar | PSE&G | Accepted | 2019-11-04 | 2019-11-06 | 2020-11-06 | Hanwha | Q.PEAK DUO BLK-G5 315 | Solar Panels |  | 0.315 | 17 | 188 | 18 |  | Fixed | Roof
Solar Registration Program | NJSRRE1542907611 | Little Ferry | 7643 | 7 | 7.25 | Residential | Yes | Behind the Meter | Trinity Solar | PSE&G | Accepted | 2019-11-04 | 2019-11-06 | 2020-11-06 | Solar Edge | SE6000 | Inverters | 6000 |  | 1 |  |  | 0.97 |  | Outside | side of home
Solar Registration Program | NJSRRE1542907696 | Villas | 8251 | 21 | 7.25 | Residential | Yes | Behind the Meter | Trinity Solar | AC Electric | Accepted | 2019-11-04 | 2019-11-06 | 2020-11-06 | Hanwha | Q.PEAK DUO BLK-G5 315 | Solar Panels |  | 0.315 | 3 | 27 | 23 |  | Fixed | Roof
Solar Registration Program | NJSRRE1542907696 | Villas | 8251 | 21 | 7.25 | Residential | Yes | Behind the Meter | Trinity Solar | AC Electric | Accepted | 2019-11-04 | 2019-11-06 | 2020-11-06 | Hanwha | Q.PEAK DUO BLK-G5 315 | Solar Panels |  | 0.315 | 12 | 207 | 34 |  | Fixed | Roof
Solar Registration Program | NJSRRE1542907696 | Villas | 8251 | 21 | 7.25 | Residential | Yes | Behind the Meter | Trinity Solar | AC Electric | Accepted | 2019-11-04 | 2019-11-06 | 2020-11-06 | Hanwha | Q.PEAK DUO BLK-G5 315 | Solar Panels |  | 0.315 | 4 | 297 | 34 |  | Fixed | Roof
Solar Registration Program | NJSRRE1542907696 | Villas | 8251 | 21 | 7.25 | Residential | Yes | Behind the Meter | Trinity Solar | AC Electric | Accepted | 2019-11-04 | 2019-11-06 | 2020-11-06 | Hanwha | Q.PEAK DUO BLK-G5 315 | Solar Panels |  | 0.315 | 4 | 117 | 34 |  | Fixed | Roof
Solar Registration Program | NJSRRE1542907696 | Villas | 8251 | 21 | 7.25 | Residential | Yes | Behind the Meter | Trinity Solar | AC Electric | Accepted | 2019-11-04 | 2019-11-06 | 2020-11-06 | Solar Edge | SE6000 | Inverters | 6000 |  | 1 |  |  | 0.97 |  | Outside | side of home
Solar Registration Program | NJSRRE1542909221 | South Amboy | 8879 | 11 | 7.25 | Residential | Yes | Behind the Meter | Trinity Solar | JCP&L | Accepted | 2019-11-04 | 2019-11-06 | 2020-11-06 | HANWHA | Q.PEAK DUO BLK-G5 315 | Solar Panels |  | 0.315 | 23 | 190 | 43 |  | Fixed | Roof
Solar Registration Program | NJSRRE1542909221 | South Amboy | 8879 | 11 | 7.25 | Residential | Yes | Behind the Meter | Trinity Solar | JCP&L | Accepted | 2019-11-04 | 2019-11-06 | 2020-11-06 | SOLAR EDGE | SE6000H-US | Inverters | 6000 |  | 1 |  |  | 0.97 |  | Other | SIDE
Solar Registration Program | NJSRRE1542909773 | Long Branch | 7740 | 17 | 7.25 | Residential | Yes | Behind the Meter | Pro Custom Solar dba Momentum Solar | JCP&L | Accepted | 2019-11-04 | 2019-11-06 | 2020-11-06 | Hanwha | Q.Peak DUO BLK-G5 315 | Solar Panels |  | 0.315 | 18 | 122 | 30 |  | Fixed | Roof
Solar Registration Program | NJSRRE1542909773 | Long Branch | 7740 | 17 | 7.25 | Residential | Yes | Behind the Meter | Pro Custom Solar dba Momentum Solar | JCP&L | Accepted | 2019-11-04 | 2019-11-06 | 2020-11-06 | Hanwha | Q.Peak DUO BLK-G5 315 | Solar Panels |  | 0.315 | 5 | 302 | 32 |  | Fixed | Roof
Solar Registration Program | NJSRRE1542909773 | Long Branch | 7740 | 17 | 7.25 | Residential | Yes | Behind the Meter | Pro Custom Solar dba Momentum Solar | JCP&L | Accepted | 2019-11-04 | 2019-11-06 | 2020-11-06 | Enphase Energy | IQ6-60-2-US | Inverters | 240 |  | 23 |  |  | 0.97 |  | Outdoor | Roof
Solar Registration Program | NJSRRE1542956688 | West Windsor Township | 8550 | 12 | 7.25 | Residential | Yes | Behind the Meter | Sunrun Installation Services, Inc. | PSE&G | Accepted | 2019-11-05 | 2019-11-07 | 2020-11-07 | REC Solar | REC290TP2 BLK | Solar Panels |  | 0.29 | 3 | 241 | 43 |  | Fixed | Roof
Solar Registration Program | NJSRRE1542956688 | West Windsor Township | 8550 | 12 | 7.25 | Residential | Yes | Behind the Meter | Sunrun Installation Services, Inc. | PSE&G | Accepted | 2019-11-05 | 2019-11-07 | 2020-11-07 | REC Solar | REC290TP2 BLK | Solar Panels |  | 0.29 | 2 | 151 | 45 |  | Fixed | Roof
Solar Registration Program | NJSRRE1542956688 | West Windsor Township | 8550 | 12 | 7.25 | Residential | Yes | Behind the Meter | Sunrun Installation Services, Inc. | PSE&G | Accepted | 2019-11-05 | 2019-11-07 | 2020-11-07 | REC Solar | REC290TP2 BLK | Solar Panels |  | 0.29 | 20 | 151 | 34 |  | Fixed | Roof
Solar Registration Program | NJSRRE1542956688 | West Windsor Township | 8550 | 12 | 7.25 | Residential | Yes | Behind the Meter | Sunrun Installation Services, Inc. | PSE&G | Accepted | 2019-11-05 | 2019-11-07 | 2020-11-07 | SolarEdge Technologies | SE6000H-USRGM | Inverters | 6000 |  | 1 |  |  | 0.96 |  | Outdoor | Next To Meter
Solar Registration Program | NJSRRE1543019305 | Newton | 7860 | 1 | 7.25 | Residential | Yes | Behind the Meter | Sunrun Installation Services, Inc. | JCP&L | Accepted | 2019-11-05 | 2019-11-07 | 2020-11-07 | REC Solar | REC290TP2 BLK | Solar Panels |  | 0.29 | 25 | 214 | 27 |  | Fixed | Roof
Solar Registration Program | NJSRRE1543019305 | Newton | 7860 | 1 | 7.25 | Residential | Yes | Behind the Meter | Sunrun Installation Services, Inc. | JCP&L | Accepted | 2019-11-05 | 2019-11-07 | 2020-11-07 | Delta Electronics | M6-TL-US | Inverters | 5760 |  | 1 |  |  | 0.96 |  | Outdoor | Next To Meter
Solar Registration Program | NJSRRE1543042500 | Pennsauken | 8110 | 14 | 7.25 | Residential | Yes | Behind the Meter | Vivint Solar Developer, LLC | PSE&G | Accepted | 2019-11-06 | 2019-11-11 | 2020-11-11 | Hanwha Solar | Q.PEAK BLK-G5 315 | Solar Panels |  | 0.315 | 10 | 199 | 28 |  | Fixed | Roof
Solar Registration Program | NJSRRE1543042500 | Pennsauken | 8110 | 14 | 7.25 | Residential | Yes | Behind the Meter | Vivint Solar Developer, LLC | PSE&G | Accepted | 2019-11-06 | 2019-11-11 | 2020-11-11 | Hanwha Solar | Q.PEAK BLK-G5 315 | Solar Panels |  | 0.315 | 5 | 19 | 28 |  | Fixed | Roof
Solar Registration Program | NJSRRE1543042500 | Pennsauken | 8110 | 14 | 7.25 | Residential | Yes | Behind the Meter | Vivint Solar Developer, LLC | PSE&G | Accepted | 2019-11-06 | 2019-11-11 | 2020-11-11 | Hanwha Solar | Q.PEAK BLK-G5 315 | Solar Panels |  | 0.315 | 4 | 289 | 28 |  | Fixed | Roof
Solar Registration Program | NJSRRE1543042500 | Pennsauken | 8110 | 14 | 7.25 | Residential | Yes | Behind the Meter | Vivint Solar Developer, LLC | PSE&G | Accepted | 2019-11-06 | 2019-11-11 | 2020-11-11 | Hanwha Solar | Q.PEAK BLK-G5 315 | Solar Panels |  | 0.315 | 4 | 109 | 28 |  | Fixed | Roof
Solar Registration Program | NJSRRE1543042500 | Pennsauken | 8110 | 14 | 7.25 | Residential | Yes | Behind the Meter | Vivint Solar Developer, LLC | PSE&G | Accepted | 2019-11-06 | 2019-11-11 | 2020-11-11 | SolarEdge | SE7600H-US000BNC4 | Inverters | 7600 |  | 1 |  |  | 0.992 |  | Outdoor | Near the Utility Meter
Solar Registration Program | NJSRRE1543046187 | Little Egg Harbor Twp | 8087 | 18 | 7.25 | Residential | Yes | Behind the Meter | Trinity Solar | JCP&L | Accepted | 2019-11-07 | 2019-11-11 | 2020-11-11 | Hanwha | Q.PEAK DUO BLK-G5 315 | Solar Panels |  | 0.315 | 23 | 157 | 27 |  | Fixed | Roof
Solar Registration Program | NJSRRE1543046187 | Little Egg Harbor Twp | 8087 | 18 | 7.25 | Residential | Yes | Behind the Meter | Trinity Solar | JCP&L | Accepted | 2019-11-07 | 2019-11-11 | 2020-11-11 | Solar Edge | SE6000 | Inverters | 6000 |  | 1 |  |  | 0.97 |  | Outside | side of home
Solar Registration Program | NJSRRE1543046579 | Belleville | 7109 | 9 | 7.25 | Residential | Yes | Behind the Meter | Pro Custom Solar dba Momentum Solar | PSE&G | Accepted | 2019-11-07 | 2019-11-12 | 2020-11-12 | Hanwha | Q.Peak DUO BLK-G5 315 | Solar Panels |  | 0.315 | 10 | 122 | 39 |  | Fixed | Roof
Solar Registration Program | NJSRRE1543046579 | Belleville | 7109 | 9 | 7.25 | Residential | Yes | Behind the Meter | Pro Custom Solar dba Momentum Solar | PSE&G | Accepted | 2019-11-07 | 2019-11-12 | 2020-11-12 | Hanwha | Q.Peak DUO BLK-G5 315 | Solar Panels |  | 0.315 | 10 | 122 | 13 |  | Fixed | Roof
Solar Registration Program | NJSRRE1543046579 | Belleville | 7109 | 9 | 7.25 | Residential | Yes | Behind the Meter | Pro Custom Solar dba Momentum Solar | PSE&G | Accepted | 2019-11-07 | 2019-11-12 | 2020-11-12 | Hanwha | Q.Peak DUO BLK-G5 315 | Solar Panels |  | 0.315 | 3 | 122 | 18 |  | Fixed | Roof
Solar Registration Program | NJSRRE1543046579 | Belleville | 7109 | 9 | 7.25 | Residential | Yes | Behind the Meter | Pro Custom Solar dba Momentum Solar | PSE&G | Accepted | 2019-11-07 | 2019-11-12 | 2020-11-12 | Enphase Energy | IQ6-60-2-US | Inverters | 240 |  | 23 |  |  | 0.97 |  | Outdoor | Roof
Solar Registration Program | NJSRRE1543060808 | Roselle | 7203 | 10 | 7.25 | Residential | Yes | Behind the Meter | Vivint Solar Developer, LLC | PSE&G | Accepted | 2019-11-08 | 2019-11-13 | 2020-11-13 | HANWHA SOLAR | Q.PEAK BLK-G5 315 | Solar Panels |  | 0.315 | 9 | 80 | 39 |  | Fixed | Roof
Solar Registration Program | NJSRRE1543060808 | Roselle | 7203 | 10 | 7.25 | Residential | Yes | Behind the Meter | Vivint Solar Developer, LLC | PSE&G | Accepted | 2019-11-08 | 2019-11-13 | 2020-11-13 | HANWHA SOLAR | Q.PEAK BLK-G5 315 | Solar Panels |  | 0.315 | 4 | 260 | 39 |  | Fixed | Roof
Solar Registration Program | NJSRRE1543060808 | Roselle | 7203 | 10 | 7.25 | Residential | Yes | Behind the Meter | Vivint Solar Developer, LLC | PSE&G | Accepted | 2019-11-08 | 2019-11-13 | 2020-11-13 | HANWHA SOLAR | Q.PEAK BLK-G5 315 | Solar Panels |  | 0.315 | 5 | 170 | 39 |  | Fixed | Roof
Solar Registration Program | NJSRRE1543060808 | Roselle | 7203 | 10 | 7.25 | Residential | Yes | Behind the Meter | Vivint Solar Developer, LLC | PSE&G | Accepted | 2019-11-08 | 2019-11-13 | 2020-11-13 | HANWHA SOLAR | Q.PEAK BLK-G5 315 | Solar Panels |  | 0.315 | 5 | 260 | 39 |  | Fixed | Roof
Solar Registration Program | NJSRRE1543060808 | Roselle | 7203 | 10 | 7.25 | Residential | Yes | Behind the Meter | Vivint Solar Developer, LLC | PSE&G | Accepted | 2019-11-08 | 2019-11-13 | 2020-11-13 | solar edge | SE7600H-US000BNC4 | Inverters | 7600 |  | 1 |  |  | 0.992 |  | Outdoor | near utility meter
Solar Registration Program | NJSRRE1543060894 | UNION BEACH | 7735 | 17 | 7.25 | Residential | Yes | Behind the Meter | Vivint Solar Developer, LLC | JCP&L | Accepted | 2019-11-08 | 2019-11-13 | 2020-11-13 | Hanwha | Q.PEAK BLK-G5 315 | Solar Panels |  | 0.315 | 10 | 197 | 12 |  | Fixed | Roof
Solar Registration Program | NJSRRE1543060894 | UNION BEACH | 7735 | 17 | 7.25 | Residential | Yes | Behind the Meter | Vivint Solar Developer, LLC | JCP&L | Accepted | 2019-11-08 | 2019-11-13 | 2020-11-13 | Hanwha | Q.PEAK BLK-G5 315 | Solar Panels |  | 0.315 | 9 | 17 | 12 |  | Fixed | Roof
Solar Registration Program | NJSRRE1543060894 | UNION BEACH | 7735 | 17 | 7.25 | Residential | Yes | Behind the Meter | Vivint Solar Developer, LLC | JCP&L | Accepted | 2019-11-08 | 2019-11-13 | 2020-11-13 | Hanwha | Q.PEAK BLK-G5 315 | Solar Panels |  | 0.315 | 4 | 107 | 18 |  | Fixed | Roof
Solar Registration Program | NJSRRE1543060894 | UNION BEACH | 7735 | 17 | 7.25 | Residential | Yes | Behind the Meter | Vivint Solar Developer, LLC | JCP&L | Accepted | 2019-11-08 | 2019-11-13 | 2020-11-13 | Solar Edge | SE7600H-US000BNC4 | Inverters | 7600 |  | 1 |  |  | 0.992 |  | Outdoor | Near the utility meter
Solar Registration Program | NJSRRE1543065216 | Swedesboro | 8085 | 15 | 7.25 | Residential | Yes | Behind the Meter | Trinity Solar | AC Electric | Accepted | 2019-11-11 | 2019-11-13 | 2020-11-13 | Hanwha | Q.PEAK DUO BLK-G5 315 | Solar Panels |  | 0.315 | 16 | 131 | 23 |  | Fixed | Roof
Solar Registration Program | NJSRRE1543065216 | Swedesboro | 8085 | 15 | 7.25 | Residential | Yes | Behind the Meter | Trinity Solar | AC Electric | Accepted | 2019-11-11 | 2019-11-13 | 2020-11-13 | Hanwha | Q.PEAK DUO BLK-G5 315 | Solar Panels |  | 0.315 | 7 | 311 | 23 |  | Fixed | Roof
Solar Registration Program | NJSRRE1543065216 | Swedesboro | 8085 | 15 | 7.25 | Residential | Yes | Behind the Meter | Trinity Solar | AC Electric | Accepted | 2019-11-11 | 2019-11-13 | 2020-11-13 | Solar Edge | SE6000 | Inverters | 6000 |  | 1 |  |  | 0.97 |  | Outside | side of home
Solar Registration Program | NJSRRE1543065260 | Rahway | 7065 | 10 | 7.25 | Residential | Yes | Behind the Meter | Pro Custom Solar dba Momentum Solar | PSE&G | Accepted | 2019-11-11 | 2019-11-13 | 2020-11-13 | LG Electronics | LG 345N1C-V5 | Solar Panels |  | 0.345 | 9 | 220 | 22 |  | Fixed | Roof
Solar Registration Program | NJSRRE1543065260 | Rahway | 7065 | 10 | 7.25 | Residential | Yes | Behind the Meter | Pro Custom Solar dba Momentum Solar | PSE&G | Accepted | 2019-11-11 | 2019-11-13 | 2020-11-13 | LG Electronics | LG 345N1C-V5 | Solar Panels |  | 0.345 | 3 | 130 | 21 |  | Fixed | Roof
Solar Registration Program | NJSRRE1543065260 | Rahway | 7065 | 10 | 7.25 | Residential | Yes | Behind the Meter | Pro Custom Solar dba Momentum Solar | PSE&G | Accepted | 2019-11-11 | 2019-11-13 | 2020-11-13 | LG Electronics | LG 345N1C-V5 | Solar Panels |  | 0.345 | 5 | 40 | 21 |  | Fixed | Roof
Solar Registration Program | NJSRRE1543065260 | Rahway | 7065 | 10 | 7.25 | Residential | Yes | Behind the Meter | Pro Custom Solar dba Momentum Solar | PSE&G | Accepted | 2019-11-11 | 2019-11-13 | 2020-11-13 | LG Electronics | LG 345N1C-V5 | Solar Panels |  | 0.345 | 4 | 220 | 21 |  | Fixed | Roof
Solar Registration Program | NJSRRE1543065260 | Rahway | 7065 | 10 | 7.25 | Residential | Yes | Behind the Meter | Pro Custom Solar dba Momentum Solar | PSE&G | Accepted | 2019-11-11 | 2019-11-13 | 2020-11-13 | Enphase Energy | IQ7PLUS-72-2-US | Inverters | 295 |  | 21 |  |  | 0.97 |  | Outdoor | Roof
Solar Registration Program | NJSRRE1543065478 | Manchester | 8759 | 18 | 7.25 | Residential | Yes | Behind the Meter | Trinity Solar | JCP&L | Accepted | 2019-11-11 | 2019-11-13 | 2020-11-13 | Hanwha | Q.PEAK DUO BLK-G5 315 | Solar Panels |  | 0.315 | 23 | 56 | 27 |  | Fixed | Roof
Solar Registration Program | NJSRRE1543065478 | Manchester | 8759 | 18 | 7.25 | Residential | Yes | Behind the Meter | Trinity Solar | JCP&L | Accepted | 2019-11-11 | 2019-11-13 | 2020-11-13 | Solar Edge | SE6000 | Inverters | 6000 |  | 1 |  |  | 0.97 |  | Outside | side of home
Solar Registration Program | NJSRRE1543081017 | Elmwood Park | 7407 | 7 | 7.25 | Residential | Yes | Behind the Meter | Pro Custom Solar dba Momentum Solar | PSE&G | Accepted | 2019-11-12 | 2019-11-15 | 2020-11-15 | Hanwha | Q.Peak DUO BLK-G5 315 | Solar Panels |  | 0.315 | 4 | 161 | 20 |  | Fixed | Roof
Solar Registration Program | NJSRRE1543081017 | Elmwood Park | 7407 | 7 | 7.25 | Residential | Yes | Behind the Meter | Pro Custom Solar dba Momentum Solar | PSE&G | Accepted | 2019-11-12 | 2019-11-15 | 2020-11-15 | Hanwha | Q.Peak DUO BLK-G5 315 | Solar Panels |  | 0.315 | 19 | 251 | 21 |  | Fixed | Roof
Solar Registration Program | NJSRRE1543081017 | Elmwood Park | 7407 | 7 | 7.25 | Residential | Yes | Behind the Meter | Pro Custom Solar dba Momentum Solar | PSE&G | Accepted | 2019-11-12 | 2019-11-15 | 2020-11-15 | Enphase Energy | IQ6-60-2-US | Inverters | 240 |  | 23 |  |  | 0.97 |  | Outdoor | Roof
Solar Registration Program | NJSRRE1543118175 | Paterson | 7501 | 6 | 7.25 | Residential | Yes | Behind the Meter | Pro Custom Solar dba Momentum Solar | PSE&G | Accepted | 2019-11-12 | 2019-11-15 | 2020-11-15 | LG Electronics | LG 345N1C-V5 | Solar Panels |  | 0.345 | 15 | 194 | 40 |  | Fixed | Roof
Solar Registration Program | NJSRRE1543118175 | Paterson | 7501 | 6 | 7.25 | Residential | Yes | Behind the Meter | Pro Custom Solar dba Momentum Solar | PSE&G | Accepted | 2019-11-12 | 2019-11-15 | 2020-11-15 | LG Electronics | LG 345N1C-V5 | Solar Panels |  | 0.345 | 6 | 14 | 40 |  | Fixed | Roof
Solar Registration Program | NJSRRE1543118175 | Paterson | 7501 | 6 | 7.25 | Residential | Yes | Behind the Meter | Pro Custom Solar dba Momentum Solar | PSE&G | Accepted | 2019-11-12 | 2019-11-15 | 2020-11-15 | Enphase Energy | IQ7PLUS-72-2-US | Inverters | 295 |  | 21 |  |  | 0.97 |  | Outdoor | Roof
Solar Registration Program | NJSRRE1543127975 | HOWELL | 7731 | 17 | 7.25 | Residential | Yes | Behind the Meter | Vivint Solar Developer, LLC | JCP&L | Accepted | 2019-11-12 | 2019-11-15 | 2020-11-15 | Hanwha | Q.PEAK BLK-G5 315 | Solar Panels |  | 0.315 | 11 | 131 | 27 |  | Fixed | Roof
Solar Registration Program | NJSRRE1543127975 | HOWELL | 7731 | 17 | 7.25 | Residential | Yes | Behind the Meter | Vivint Solar Developer, LLC | JCP&L | Accepted | 2019-11-12 | 2019-11-15 | 2020-11-15 | Hanwha | Q.PEAK BLK-G5 315 | Solar Panels |  | 0.315 | 12 | 131 | 27 |  | Fixed | Roof
Solar Registration Program | NJSRRE1543127975 | HOWELL | 7731 | 17 | 7.25 | Residential | Yes | Behind the Meter | Vivint Solar Developer, LLC | JCP&L | Accepted | 2019-11-12 | 2019-11-15 | 2020-11-15 | Solar Edge | SE7600H-US000BNC4 | Inverters | 7600 |  | 1 |  |  | 0.992 |  | Outdoor | Near the utility meter
Solar Registration Program | NJSRRE1543151865 | ALLENTOWN | 8501 | 17 | 7.25 | Residential | Yes | Behind the Meter | Vivint Solar Developer, LLC | PSE&G | Accepted | 2019-11-13 | 2019-11-15 | 2020-11-15 | Hanwha | Q.PEAK BLK-G5 315 | Solar Panels |  | 0.315 | 23 | 55 | 20 |  | Fixed | Roof
Solar Registration Program | NJSRRE1543151865 | ALLENTOWN | 8501 | 17 | 7.25 | Residential | Yes | Behind the Meter | Vivint Solar Developer, LLC | PSE&G | Accepted | 2019-11-13 | 2019-11-15 | 2020-11-15 | Solar Edge | SE7600H-US000BNC4 | Inverters | 7600 |  | 1 |  |  | 0.992 |  | Outdoor | Near the utility meter
Solar Registration Program | NJSRRE1543151926 | Rutherford | 7070 | 7 | 7.25 | Residential | No | Behind the Meter | Pro Custom Solar dba Momentum Solar | PSE&G | Accepted | 2019-11-13 | 2019-11-15 | 2020-11-15 | LG ELECTRONICS | LG 345N1C-V5 | Solar Panels |  | 0.345 | 21 | 127 | 30 |  | Fixed | Roof
Solar Registration Program | NJSRRE1543151926 | Rutherford | 7070 | 7 | 7.25 | Residential | No | Behind the Meter | Pro Custom Solar dba Momentum Solar | PSE&G | Accepted | 2019-11-13 | 2019-11-15 | 2020-11-15 | Enphase Energy | IQ7Plus-72-2-US | Inverters | 295 |  | 21 |  |  | 0.97 |  | Outdoor | Roof
Solar Registration Program | NJSRRE1543153908 | PENNSAUKEN | 8109 | 14 | 7.25 | Residential | Yes | Behind the Meter | Vivint Solar Developer, LLC | PSE&G | Accepted | 2019-11-13 | 2019-11-15 | 2020-11-15 | Hanwha Solar | Q.PEAK BLK-G5 315 | Solar Panels |  | 0.315 | 4 | 304 | 20 |  | Fixed | Roof
Solar Registration Program | NJSRRE1543153908 | PENNSAUKEN | 8109 | 14 | 7.25 | Residential | Yes | Behind the Meter | Vivint Solar Developer, LLC | PSE&G | Accepted | 2019-11-13 | 2019-11-15 | 2020-11-15 | Hanwha Solar | Q.PEAK BLK-G5 315 | Solar Panels |  | 0.315 | 8 | 214 | 20 |  | Fixed | Roof
Solar Registration Program | NJSRRE1543153908 | PENNSAUKEN | 8109 | 14 | 7.25 | Residential | Yes | Behind the Meter | Vivint Solar Developer, LLC | PSE&G | Accepted | 2019-11-13 | 2019-11-15 | 2020-11-15 | Hanwha Solar | Q.PEAK BLK-G5 315 | Solar Panels |  | 0.315 | 11 | 124 | 20 |  | Fixed | Roof
Solar Registration Program | NJSRRE1543153908 | PENNSAUKEN | 8109 | 14 | 7.25 | Residential | Yes | Behind the Meter | Vivint Solar Developer, LLC | PSE&G | Accepted | 2019-11-13 | 2019-11-15 | 2020-11-15 | SolarEdge | SE7600H-US000BNC4 | Inverters | 7600 |  | 1 |  |  | 0.992 |  | Outdoor | Near the Utility Meter
Solar Registration Program | NJSRRE1543162546 | WOODBURY | 8096 | 15 | 7.25 | Residential | Yes | Behind the Meter | Vivint Solar Developer, LLC | PSE&G | Accepted | 2019-11-13 | 2019-11-18 | 2020-11-18 | HANWHA SOLAR | Q.PEAK BLK-G5 315 | Solar Panels |  | 0.315 | 10 | 30 | 43 |  | Fixed | Roof
Solar Registration Program | NJSRRE1543162546 | WOODBURY | 8096 | 15 | 7.25 | Residential | Yes | Behind the Meter | Vivint Solar Developer, LLC | PSE&G | Accepted | 2019-11-13 | 2019-11-18 | 2020-11-18 | HANWHA SOLAR | Q.PEAK BLK-G5 315 | Solar Panels |  | 0.315 | 13 | 210 | 43 |  | Fixed | Roof
Solar Registration Program | NJSRRE1543162546 | WOODBURY | 8096 | 15 | 7.25 | Residential | Yes | Behind the Meter | Vivint Solar Developer, LLC | PSE&G | Accepted | 2019-11-13 | 2019-11-18 | 2020-11-18 | solar edge | SE7600H-US000BNC4 | Inverters | 7600 |  | 1 |  |  | 0.992 |  | Outdoor | near utility meter
Solar Registration Program | NJSRRE1543254494 | Brick | 8723 | 18 | 7.25 | Residential | Yes | Behind the Meter | Trinity Solar | JCP&L | Accepted | 2019-11-14 | 2019-11-19 | 2020-11-19 | Hanwha | Q.PEAK DUO BLK-G5 315 | Solar Panels |  | 0.315 | 23 | 116 | 18 |  | Fixed | Roof
Solar Registration Program | NJSRRE1543254494 | Brick | 8723 | 18 | 7.25 | Residential | Yes | Behind the Meter | Trinity Solar | JCP&L | Accepted | 2019-11-14 | 2019-11-19 | 2020-11-19 | Solar edge | SE6000 | Inverters | 6000 |  | 1 |  |  | 0.97 |  | Outside | side of home
Solar Registration Program | NJSRRE1543312743 | Hackettstown | 7840 | 2 | 7.25 | Residential | No | Behind the Meter | Solar Spectrum LLC | JCP&L | Accepted | 2019-11-14 | 2019-11-19 | 2020-11-19 | Q Cells | Q.PEAK-DUO-BLK-G5-315 | Solar Panels |  | 0.315 | 15 | 299 | 18 |  | Fixed | Roof
Solar Registration Program | NJSRRE1543312743 | Hackettstown | 7840 | 2 | 7.25 | Residential | No | Behind the Meter | Solar Spectrum LLC | JCP&L | Accepted | 2019-11-14 | 2019-11-19 | 2020-11-19 | Q Cells | Q.PEAK-DUO-BLK-G5-315 | Solar Panels |  | 0.315 | 8 | 299 | 22 |  | Fixed | Roof
Solar Registration Program | NJSRRE1543312743 | Hackettstown | 7840 | 2 | 7.25 | Residential | No | Behind the Meter | Solar Spectrum LLC | JCP&L | Accepted | 2019-11-14 | 2019-11-19 | 2020-11-19 | SolarEdge Tech. | SE6000H-US | Inverters | 25 |  | 1 |  |  | 0.99 |  | Outdoor | near meter
Solar Registration Program | NJSRRE1543358768 | Rahway | 7036 | 10 | 7.25 | Residential | Yes | Behind the Meter | Trinity Solar | PSE&G | Accepted | 2019-11-15 | 2019-11-19 | 2020-11-19 | Hanwha | Q.PEAK DUO BLK-G5 315 | Solar Panels |  | 0.315 | 7 | 281 | 30 |  | Fixed | Roof
Solar Registration Program | NJSRRE1543358768 | Rahway | 7036 | 10 | 7.25 | Residential | Yes | Behind the Meter | Trinity Solar | PSE&G | Accepted | 2019-11-15 | 2019-11-19 | 2020-11-19 | Hanwha | Q.PEAK DUO BLK-G5 315 | Solar Panels |  | 0.315 | 16 | 101 | 30 |  | Fixed | Roof
Solar Registration Program | NJSRRE1543358768 | Rahway | 7036 | 10 | 7.25 | Residential | Yes | Behind the Meter | Trinity Solar | PSE&G | Accepted | 2019-11-15 | 2019-11-19 | 2020-11-19 | Solar Edge | SE6000 | Inverters | 6000 |  | 1 |  |  | 0.97 |  | Outside | side of home
Solar Registration Program | NJSRRE1543417227 | Manahawkin | 8050 | 18 | 7.25 | Residential | Yes | Behind the Meter | Vivint Solar Developer, LLC | AC Electric | Accepted | 2019-11-18 | 2019-11-20 | 2020-11-20 | Hanwha | Q.PEAK BLK-G5 315 | Solar Panels |  | 0.315 | 7 | 50 | 25 |  | Fixed | Roof
Solar Registration Program | NJSRRE1543417227 | Manahawkin | 8050 | 18 | 7.25 | Residential | Yes | Behind the Meter | Vivint Solar Developer, LLC | AC Electric | Accepted | 2019-11-18 | 2019-11-20 | 2020-11-20 | Hanwha | Q.PEAK BLK-G5 315 | Solar Panels |  | 0.315 | 16 | 230 | 25 |  | Fixed | Roof
Solar Registration Program | NJSRRE1543417227 | Manahawkin | 8050 | 18 | 7.25 | Residential | Yes | Behind the Meter | Vivint Solar Developer, LLC | AC Electric | Accepted | 2019-11-18 | 2019-11-20 | 2020-11-20 | Solar Edge | SE7600H-US000BNC4 | Inverters | 7600 |  | 1 |  |  | 0.992 |  | Outdoor | Near the utility meter
Solar Registration Program | NJSRRE1543417228 | Florence | 8518 | 13 | 7.25 | Residential | Yes | Behind the Meter | Trinity Solar | PSE&G | Accepted | 2019-11-18 | 2019-11-20 | 2020-11-20 | Hanwha | Q.PEAK DUO BLK-G5 315 | Solar Panels |  | 0.315 | 23 | 191 | 25 |  | Fixed | Roof
Solar Registration Program | NJSRRE1543417228 | Florence | 8518 | 13 | 7.25 | Residential | Yes | Behind the Meter | Trinity Solar | PSE&G | Accepted | 2019-11-18 | 2019-11-20 | 2020-11-20 | Solar Edge | SE6000 | Inverters | 6000 |  | 1 |  |  | 0.97 |  | Outside | side of home
Solar Registration Program | NJSRRE1543417363 | Linden | 7036 | 10 | 7.25 | Residential | Yes | Behind the Meter | Pro Custom Solar dba Momentum Solar | PSE&G | Accepted | 2019-11-18 | 2019-11-20 | 2020-11-20 | LG Electronics | LG 345N1C-V5 | Solar Panels |  | 0.345 | 7 | 219 | 40 |  | Fixed | Roof
Solar Registration Program | NJSRRE1543417363 | Linden | 7036 | 10 | 7.25 | Residential | Yes | Behind the Meter | Pro Custom Solar dba Momentum Solar | PSE&G | Accepted | 2019-11-18 | 2019-11-20 | 2020-11-20 | LG Electronics | LG 345N1C-V5 | Solar Panels |  | 0.345 | 14 | 39 | 40 |  | Fixed | Roof
Solar Registration Program | NJSRRE1543417363 | Linden | 7036 | 10 | 7.25 | Residential | Yes | Behind the Meter | Pro Custom Solar dba Momentum Solar | PSE&G | Accepted | 2019-11-18 | 2019-11-20 | 2020-11-20 | Enphase Energy | IQ7PLUS-72-2-US | Inverters | 295 |  | 21 |  |  | 0.97 |  | Outdoor | Roof
Solar Registration Program | NJSRRE1543421132 | Manahawkin | 8050 | 18 | 7.25 | Residential | Yes | Behind the Meter | Suntuity Solar LLC | AC Electric | Accepted | 2019-11-19 | 2019-11-21 | 2020-11-21 | Yingli Green Energy | YL315D-30b | Solar Panels |  | 0.315 | 4 | 224 | 19 |  | Fixed | Roof
Solar Registration Program | NJSRRE1543421132 | Manahawkin | 8050 | 18 | 7.25 | Residential | Yes | Behind the Meter | Suntuity Solar LLC | AC Electric | Accepted | 2019-11-19 | 2019-11-21 | 2020-11-21 | Yingli Green Energy | YL315D-30b | Solar Panels |  | 0.315 | 4 | 44 | 19 |  | Fixed | Roof
Solar Registration Program | NJSRRE1543421132 | Manahawkin | 8050 | 18 | 7.25 | Residential | Yes | Behind the Meter | Suntuity Solar LLC | AC Electric | Accepted | 2019-11-19 | 2019-11-21 | 2020-11-21 | Yingli Green Energy | YL315D-30b | Solar Panels |  | 0.315 | 7 | 134 | 17 |  | Fixed | Roof
Solar Registration Program | NJSRRE1543421132 | Manahawkin | 8050 | 18 | 7.25 | Residential | Yes | Behind the Meter | Suntuity Solar LLC | AC Electric | Accepted | 2019-11-19 | 2019-11-21 | 2020-11-21 | Yingli Green Energy | YL315D-30b | Solar Panels |  | 0.315 | 8 | 314 | 17 |  | Fixed | Roof
Solar Registration Program | NJSRRE1543421132 | Manahawkin | 8050 | 18 | 7.25 | Residential | Yes | Behind the Meter | Suntuity Solar LLC | AC Electric | Accepted | 2019-11-19 | 2019-11-21 | 2020-11-21 | Enphase Energy | IQ7-60-2-US | Inverters | 240 |  | 23 |  |  | 0.97 |  | Outdoor | Behind the PV Modules
Solar Registration Program | NJSRRE1543425499 | North Bergen | 7047 | 8 | 7.25 | Residential | Yes | Behind the Meter | Suntuity Solar LLC | PSE&G | Accepted | 2019-11-20 | 2019-11-25 | 2020-11-25 | Yingli Green Energy | YL315D-30b | Solar Panels |  | 0.315 | 20 | 208 | 35 |  | Fixed | Roof
Solar Registration Program | NJSRRE1543425499 | North Bergen | 7047 | 8 | 7.25 | Residential | Yes | Behind the Meter | Suntuity Solar LLC | PSE&G | Accepted | 2019-11-20 | 2019-11-25 | 2020-11-25 | Yingli Green Energy | YL315D-30b | Solar Panels |  | 0.315 | 3 | 118 | 23 |  | Fixed | Roof
Solar Registration Program | NJSRRE1543425499 | North Bergen | 7047 | 8 | 7.25 | Residential | Yes | Behind the Meter | Suntuity Solar LLC | PSE&G | Accepted | 2019-11-20 | 2019-11-25 | 2020-11-25 | Enphase Energy | IQ7-60-2-US | Inverters | 240 |  | 23 |  |  | 0.97 |  | Outdoor | Behind the PV Modules
Solar Registration Program | NJSRRE1543425537 | Bergenfield | 7621 | 7 | 7.25 | Residential | Yes | Behind the Meter | Trinity Solar | PSE&G | Accepted | 2019-11-20 | 2019-11-25 | 2020-11-25 | HANWHA | Q.PEAK DUO BLK-G5 315 | Solar Panels |  | 0.315 | 17 | 179 | 23 |  | Fixed | Roof
Solar Registration Program | NJSRRE1543425537 | Bergenfield | 7621 | 7 | 7.25 | Residential | Yes | Behind the Meter | Trinity Solar | PSE&G | Accepted | 2019-11-20 | 2019-11-25 | 2020-11-25 | HANWHA | Q.PEAK DUO BLK-G5 315 | Solar Panels |  | 0.315 | 6 | 359 | 23 |  | Fixed | Roof
Solar Registration Program | NJSRRE1543425537 | Bergenfield | 7621 | 7 | 7.25 | Residential | Yes | Behind the Meter | Trinity Solar | PSE&G | Accepted | 2019-11-20 | 2019-11-25 | 2020-11-25 | SOLAR EDGE | SE6000H-US | Inverters | 6000 |  | 1 |  |  | 0.97 |  | Outside | SIDE OF HOME
Solar Registration Program | NJSRRE1543425560 | Port Reading | 7064 | 11 | 7.25 | Residential | No | Behind the Meter | Trinity Solar | PSE&G | Accepted | 2019-11-20 | 2019-11-25 | 2020-11-25 | HANWHA | Q.PEAK DUO BLK-G5 315 | Solar Panels |  | 0.315 | 8 | 205 | 18 |  | Fixed | Roof
Solar Registration Program | NJSRRE1543425560 | Port Reading | 7064 | 11 | 7.25 | Residential | No | Behind the Meter | Trinity Solar | PSE&G | Accepted | 2019-11-20 | 2019-11-25 | 2020-11-25 | HANWHA | Q.PEAK DUO BLK-G5 315 | Solar Panels |  | 0.315 | 15 | 205 | 18 |  | Fixed | Roof
Solar Registration Program | NJSRRE1543425560 | Port Reading | 7064 | 11 | 7.25 | Residential | No | Behind the Meter | Trinity Solar | PSE&G | Accepted | 2019-11-20 | 2019-11-25 | 2020-11-25 | Solar Edge | SE6000H-US000BNC4 | Inverters | 6000 |  | 1 |  |  | 0.97 |  | Outdoor | side of home
Solar Registration Program | NJSRRE1543425740 | Williamstown | 8094 | 15 | 7.25 | Residential | Yes | Behind the Meter | Trinity Solar | AC Electric | Accepted | 2019-11-20 | 2019-11-25 | 2020-11-25 | Hanwha 315 | Q.PEAK DUO BLK-G5 315 | Solar Panels |  | 0.315 | 11 | 110 | 27 |  | Fixed | Roof
Solar Registration Program | NJSRRE1543425740 | Williamstown | 8094 | 15 | 7.25 | Residential | Yes | Behind the Meter | Trinity Solar | AC Electric | Accepted | 2019-11-20 | 2019-11-25 | 2020-11-25 | Hanwha 315 | Q.PEAK DUO BLK-G5 315 | Solar Panels |  | 0.315 | 12 | 200 | 27 |  | Fixed | Roof
Solar Registration Program | NJSRRE1543425740 | Williamstown | 8094 | 15 | 7.25 | Residential | Yes | Behind the Meter | Trinity Solar | AC Electric | Accepted | 2019-11-20 | 2019-11-25 | 2020-11-25 | Solar Edge | SE6000 | Inverters | 6000 |  | 1 |  |  | 0.97 |  | Outside | side of home
Solar Registration Program | NJSRRE1543433874 | Moorestown | 8057 | 13 | 7.25 | Residential | Yes | Behind the Meter | Pro Custom Solar dba Momentum Solar | PSE&G | Accepted | 2019-11-21 | 2019-11-25 | 2020-11-25 | LG Electronics | LG 345N1C-V5 | Solar Panels |  | 0.345 | 13 | 238 | 45 |  | Fixed | Roof
Solar Registration Program | NJSRRE1543433874 | Moorestown | 8057 | 13 | 7.25 | Residential | Yes | Behind the Meter | Pro Custom Solar dba Momentum Solar | PSE&G | Accepted | 2019-11-21 | 2019-11-25 | 2020-11-25 | LG Electronics | LG 345N1C-V5 | Solar Panels |  | 0.345 | 2 | 58 | 7 |  | Fixed | Roof
Solar Registration Program | NJSRRE1543433874 | Moorestown | 8057 | 13 | 7.25 | Residential | Yes | Behind the Meter | Pro Custom Solar dba Momentum Solar | PSE&G | Accepted | 2019-11-21 | 2019-11-25 | 2020-11-25 | LG Electronics | LG 345N1C-V5 | Solar Panels |  | 0.345 | 2 | 238 | 7 |  | Fixed | Roof
Solar Registration Program | NJSRRE1543433874 | Moorestown | 8057 | 13 | 7.25 | Residential | Yes | Behind the Meter | Pro Custom Solar dba Momentum Solar | PSE&G | Accepted | 2019-11-21 | 2019-11-25 | 2020-11-25 | LG Electronics | LG 345N1C-V5 | Solar Panels |  | 0.345 | 4 | 58 | 45 |  | Fixed | Roof
Solar Registration Program | NJSRRE1543433874 | Moorestown | 8057 | 13 | 7.25 | Residential | Yes | Behind the Meter | Pro Custom Solar dba Momentum Solar | PSE&G | Accepted | 2019-11-21 | 2019-11-25 | 2020-11-25 | Enphase Energy | IQ7PLUS-72-2-US | Inverters | 295 |  | 21 |  |  | 0.97 |  | Outdoor | Roof
Solar Registration Program | NJSRRE1543434240 | West Berlin | 8091 | 14 | 7.25 | Residential | Yes | Behind the Meter | Pro Custom Solar dba Momentum Solar | AC Electric | Accepted | 2019-11-21 | 2019-11-26 | 2020-11-26 | Hanwha | Q.Peak DUO BLK-G5 315 | Solar Panels |  | 0.315 | 11 | 187 | 26 |  | Fixed | Roof
Solar Registration Program | NJSRRE1543434240 | West Berlin | 8091 | 14 | 7.25 | Residential | Yes | Behind the Meter | Pro Custom Solar dba Momentum Solar | AC Electric | Accepted | 2019-11-21 | 2019-11-26 | 2020-11-26 | Hanwha | Q.Peak DUO BLK-G5 315 | Solar Panels |  | 0.315 | 12 | 7 | 28 |  | Fixed | Roof
Solar Registration Program | NJSRRE1543434240 | West Berlin | 8091 | 14 | 7.25 | Residential | Yes | Behind the Meter | Pro Custom Solar dba Momentum Solar | AC Electric | Accepted | 2019-11-21 | 2019-11-26 | 2020-11-26 | Enphase Energy | IQ6-60-2-US | Inverters | 240 |  | 23 |  |  | 0.97 |  | Outdoor | Roof
Solar Registration Program | NJSRRE1543434883 | Linden | 7036 | 10 | 7.25 | Residential | Yes | Behind the Meter | Pro Custom Solar dba Momentum Solar | PSE&G | Accepted | 2019-11-21 | 2019-11-26 | 2020-11-26 | Hanwha | Q.Peak DUO BLK-G5 315 | Solar Panels |  | 0.315 | 23 | 129 | 27 |  | Fixed | Roof
Solar Registration Program | NJSRRE1543434883 | Linden | 7036 | 10 | 7.25 | Residential | Yes | Behind the Meter | Pro Custom Solar dba Momentum Solar | PSE&G | Accepted | 2019-11-21 | 2019-11-26 | 2020-11-26 | Enphase Energy | IQ6-60-2-US | Inverters | 240 |  | 23 |  |  | 0.97 |  | Outdoor | Roof
Solar Registration Program | NJSRRE1543441626 | Mt. Ephraim | 8059 | 14 | 7.25 | Residential | Yes | Behind the Meter | Trinity Solar | PSE&G | Accepted | 2019-11-25 | 2019-11-27 | 2020-11-27 | Hanwha | Q.PEAK DUO BLK-G5 315 | Solar Panels |  | 0.315 | 23 | 258 | 21 |  | Fixed | Roof
Solar Registration Program | NJSRRE1543441626 | Mt. Ephraim | 8059 | 14 | 7.25 | Residential | Yes | Behind the Meter | Trinity Solar | PSE&G | Accepted | 2019-11-25 | 2019-11-27 | 2020-11-27 | Solar Edge | SE6000 | Inverters | 6000 |  | 1 |  |  | 0.97 |  | Outside | side of home
Solar Registration Program | NJSRRE1543446799 | Egg Harbor City | 8215 | 19 | 7.25 | Residential | No | Behind the Meter | Sunrun Installation Services, Inc. | AC Electric | Accepted | 2019-11-26 | 2019-12-02 | 2020-12-02 | REC Solar | REC290TP2 BLK | Solar Panels |  | 0.29 | 11 | 311 | 27 |  | Fixed | Roof
Solar Registration Program | NJSRRE1543446799 | Egg Harbor City | 8215 | 19 | 7.25 | Residential | No | Behind the Meter | Sunrun Installation Services, Inc. | AC Electric | Accepted | 2019-11-26 | 2019-12-02 | 2020-12-02 | REC Solar | REC290TP2 BLK | Solar Panels |  | 0.29 | 14 | 132 | 27 |  | Fixed | Roof
Solar Registration Program | NJSRRE1543446799 | Egg Harbor City | 8215 | 19 | 7.25 | Residential | No | Behind the Meter | Sunrun Installation Services, Inc. | AC Electric | Accepted | 2019-11-26 | 2019-12-02 | 2020-12-02 | Delta Electronics | M6-TL-US | Inverters | 5760 |  | 1 |  |  | 0.96 |  | Outdoor | Next To Meter
Solar Registration Program | NJSRRE1543446906 | Villas | 8251 | 21 | 7.25 | Residential | Yes | Behind the Meter | Sunrun Installation Services, Inc. | AC Electric | Accepted | 2019-11-26 | 2019-12-02 | 2020-12-02 | REC Solar | REC290TP2 BLK | Solar Panels |  | 0.29 | 3 | 19 | 9 |  | Fixed | Roof
Solar Registration Program | NJSRRE1543446906 | Villas | 8251 | 21 | 7.25 | Residential | Yes | Behind the Meter | Sunrun Installation Services, Inc. | AC Electric | Accepted | 2019-11-26 | 2019-12-02 | 2020-12-02 | REC Solar | REC290TP2 BLK | Solar Panels |  | 0.29 | 14 | 199 | 40 |  | Fixed | Roof
Solar Registration Program | NJSRRE1543446906 | Villas | 8251 | 21 | 7.25 | Residential | Yes | Behind the Meter | Sunrun Installation Services, Inc. | AC Electric | Accepted | 2019-11-26 | 2019-12-02 | 2020-12-02 | REC Solar | REC290TP2 BLK | Solar Panels |  | 0.29 | 4 | 288 | 23 |  | Fixed | Roof
Solar Registration Program | NJSRRE1543446906 | Villas | 8251 | 21 | 7.25 | Residential | Yes | Behind the Meter | Sunrun Installation Services, Inc. | AC Electric | Accepted | 2019-11-26 | 2019-12-02 | 2020-12-02 | REC Solar | REC290TP2 BLK | Solar Panels |  | 0.29 | 4 | 108 | 23 |  | Fixed | Roof
Solar Registration Program | NJSRRE1543446906 | Villas | 8251 | 21 | 7.25 | Residential | Yes | Behind the Meter | Sunrun Installation Services, Inc. | AC Electric | Accepted | 2019-11-26 | 2019-12-02 | 2020-12-02 | Enphase Energy | IQ7-60-x-US (240V) | Inverters | 240 |  | 25 |  |  | 0.96 |  | Outdoor | Rooftop
Solar Registration Program | NJSRRE1543447045 | Newark | 7104 | 9 | 7.25 | Residential | Yes | Behind the Meter | Sunrun Installation Services, Inc. | PSE&G | Accepted | 2019-11-26 | 2019-12-02 | 2020-12-02 | REC Solar | REC290TP2 BLK | Solar Panels |  | 0.29 | 6 | 21 | 18 |  | Fixed | Roof
Solar Registration Program | NJSRRE1543447045 | Newark | 7104 | 9 | 7.25 | Residential | Yes | Behind the Meter | Sunrun Installation Services, Inc. | PSE&G | Accepted | 2019-11-26 | 2019-12-02 | 2020-12-02 | REC Solar | REC290TP2 BLK | Solar Panels |  | 0.29 | 19 | 201 | 19 |  | Fixed | Roof
Solar Registration Program | NJSRRE1543447045 | Newark | 7104 | 9 | 7.25 | Residential | Yes | Behind the Meter | Sunrun Installation Services, Inc. | PSE&G | Accepted | 2019-11-26 | 2019-12-02 | 2020-12-02 | Delta Electronics | M6-TL-US | Inverters | 5760 |  | 1 |  |  | 0.96 |  | Outdoor | Next To Meter
Solar Registration Program | NJSRRE1543447511 | Asbury Park | 7712 | 17 | 7.25 | Residential | Yes | Behind the Meter | Pro Custom Solar dba Momentum Solar | JCP&L | Accepted | 2019-11-26 | 2019-12-02 | 2020-12-02 | Hanwha | Q.Peak DUO BLK-G5 315 | Solar Panels |  | 0.315 | 23 | 159 | 33 |  | Fixed | Roof
Solar Registration Program | NJSRRE1543447511 | Asbury Park | 7712 | 17 | 7.25 | Residential | Yes | Behind the Meter | Pro Custom Solar dba Momentum Solar | JCP&L | Accepted | 2019-11-26 | 2019-12-02 | 2020-12-02 | Enphase Energy | IQ6-60-2-US | Inverters | 240 |  | 23 |  |  | 0.97 |  | Outdoor | Roof
Solar Registration Program | NJSRRE1543451573 | Sayreville | 8872 | 11 | 7.25 | Residential | Yes | Behind the Meter | Trinity Solar | JCP&L | Accepted | 2019-11-27 | 2019-12-03 | 2020-12-03 | Hanwha | Q.PEAK DUO BLK-G5 315 | Solar Panels |  | 0.315 | 3 | 258 | 23 |  | Fixed | Roof
Solar Registration Program | NJSRRE1543451573 | Sayreville | 8872 | 11 | 7.25 | Residential | Yes | Behind the Meter | Trinity Solar | JCP&L | Accepted | 2019-11-27 | 2019-12-03 | 2020-12-03 | Hanwha | Q.PEAK DUO BLK-G5 315 | Solar Panels |  | 0.315 | 3 | 168 | 23 |  | Fixed | Roof
Solar Registration Program | NJSRRE1543451573 | Sayreville | 8872 | 11 | 7.25 | Residential | Yes | Behind the Meter | Trinity Solar | JCP&L | Accepted | 2019-11-27 | 2019-12-03 | 2020-12-03 | Hanwha | Q.PEAK DUO BLK-G5 315 | Solar Panels |  | 0.315 | 12 | 168 | 23 |  | Fixed | Roof
Solar Registration Program | NJSRRE1543451573 | Sayreville | 8872 | 11 | 7.25 | Residential | Yes | Behind the Meter | Trinity Solar | JCP&L | Accepted | 2019-11-27 | 2019-12-03 | 2020-12-03 | Hanwha | Q.PEAK DUO BLK-G5 315 | Solar Panels |  | 0.315 | 3 | 78 | 23 |  | Fixed | Roof
Solar Registration Program | NJSRRE1543451573 | Sayreville | 8872 | 11 | 7.25 | Residential | Yes | Behind the Meter | Trinity Solar | JCP&L | Accepted | 2019-11-27 | 2019-12-03 | 2020-12-03 | Hanwha | Q.PEAK DUO BLK-G5 315 | Solar Panels |  | 0.315 | 2 | 168 | 23 |  | Fixed | Roof
Solar Registration Program | NJSRRE1543451573 | Sayreville | 8872 | 11 | 7.25 | Residential | Yes | Behind the Meter | Trinity Solar | JCP&L | Accepted | 2019-11-27 | 2019-12-03 | 2020-12-03 | Solar Edge | SE6000 | Inverters | 6000 |  | 1 |  |  | 0.97 |  | Outside | side of home
Solar Registration Program | NJSRRE1543451873 | Paterson City | 7502 | 6 | 7.25 | Residential | Yes | Behind the Meter | Sunrun Installation Services, Inc. | PSE&G | Accepted | 2019-11-27 | 2019-12-03 | 2020-12-03 | REC Solar | REC290TP2 BLK | Solar Panels |  | 0.29 | 9 | 319 | 5 |  | Fixed | Roof
Solar Registration Program | NJSRRE1543451873 | Paterson City | 7502 | 6 | 7.25 | Residential | Yes | Behind the Meter | Sunrun Installation Services, Inc. | PSE&G | Accepted | 2019-11-27 | 2019-12-03 | 2020-12-03 | REC Solar | REC290TP2 BLK | Solar Panels |  | 0.29 | 16 | 139 | 37 |  | Fixed | Roof
Solar Registration Program | NJSRRE1543451873 | Paterson City | 7502 | 6 | 7.25 | Residential | Yes | Behind the Meter | Sunrun Installation Services, Inc. | PSE&G | Accepted | 2019-11-27 | 2019-12-03 | 2020-12-03 | Delta Electronics | M6-TL-US | Inverters | 5760 |  | 1 |  |  | 0.96 |  | Outdoor | Next To Meter
Solar Registration Program | NJSRRE1543451904 | Englewood | 7631 | 7 | 7.25 | Residential | Yes | Behind the Meter | Vivint Solar Developer, LLC | PSE&G | Accepted | 2019-11-29 | 2019-12-03 | 2020-12-03 | Hanwha | Q.PEAK BLK-G5 315 | Solar Panels |  | 0.315 | 12 | 285 | 30 |  | Fixed | Roof
Solar Registration Program | NJSRRE1543451904 | Englewood | 7631 | 7 | 7.25 | Residential | Yes | Behind the Meter | Vivint Solar Developer, LLC | PSE&G | Accepted | 2019-11-29 | 2019-12-03 | 2020-12-03 | Hanwha | Q.PEAK BLK-G5 315 | Solar Panels |  | 0.315 | 11 | 105 | 30 |  | Fixed | Roof
Solar Registration Program | NJSRRE1543451904 | Englewood | 7631 | 7 | 7.25 | Residential | Yes | Behind the Meter | Vivint Solar Developer, LLC | PSE&G | Accepted | 2019-11-29 | 2019-12-03 | 2020-12-03 | Solar Edge | SE7600H-US | Inverters | 7600 |  | 1 |  |  | 0.992 |  | Outdoor | Near the utility meter
Solar Registration Program | NJSRRE1543464275 | Piscataway | 8854 | 11 | 7.25 | Residential | Yes | Behind the Meter | Pro Custom Solar dba Momentum Solar | PSE&G | Accepted | 2019-12-02 | 2019-12-04 | 2020-12-04 | Hanwha | Q.Peak DUO BLK-G5 315 | Solar Panels |  | 0.315 | 9 | 143 | 20 |  | Fixed | Roof
Solar Registration Program | NJSRRE1543464275 | Piscataway | 8854 | 11 | 7.25 | Residential | Yes | Behind the Meter | Pro Custom Solar dba Momentum Solar | PSE&G | Accepted | 2019-12-02 | 2019-12-04 | 2020-12-04 | Hanwha | Q.Peak DUO BLK-G5 315 | Solar Panels |  | 0.315 | 3 | 233 | 46 |  | Fixed | Roof
Solar Registration Program | NJSRRE1543464275 | Piscataway | 8854 | 11 | 7.25 | Residential | Yes | Behind the Meter | Pro Custom Solar dba Momentum Solar | PSE&G | Accepted | 2019-12-02 | 2019-12-04 | 2020-12-04 | Hanwha | Q.Peak DUO BLK-G5 315 | Solar Panels |  | 0.315 | 3 | 233 | 35 |  | Fixed | Roof
Solar Registration Program | NJSRRE1543464275 | Piscataway | 8854 | 11 | 7.25 | Residential | Yes | Behind the Meter | Pro Custom Solar dba Momentum Solar | PSE&G | Accepted | 2019-12-02 | 2019-12-04 | 2020-12-04 | Hanwha | Q.Peak DUO BLK-G5 315 | Solar Panels |  | 0.315 | 8 | 143 | 36 |  | Fixed | Roof
Solar Registration Program | NJSRRE1543464275 | Piscataway | 8854 | 11 | 7.25 | Residential | Yes | Behind the Meter | Pro Custom Solar dba Momentum Solar | PSE&G | Accepted | 2019-12-02 | 2019-12-04 | 2020-12-04 | Enphase Energy | IQ6-60-2-US | Inverters | 240 |  | 23 |  |  | 0.97 |  | Outdoor | Roof
Solar Registration Program | NJSRRE1543464366 | Teaneck | 7666 | 7 | 7.25 | Residential | Yes | Behind the Meter | Trinity Solar | PSE&G | Accepted | 2019-12-02 | 2019-12-04 | 2020-12-04 | hanwha | Q.PEAK DUO BLK-G5 315 | Solar Panels |  | 0.315 | 15 | 206 | 34 |  | Fixed | Roof
Solar Registration Program | NJSRRE1543464366 | Teaneck | 7666 | 7 | 7.25 | Residential | Yes | Behind the Meter | Trinity Solar | PSE&G | Accepted | 2019-12-02 | 2019-12-04 | 2020-12-04 | hanwha | Q.PEAK DUO BLK-G5 315 | Solar Panels |  | 0.315 | 6 | 206 | 34 |  | Fixed | Roof
Solar Registration Program | NJSRRE1543464366 | Teaneck | 7666 | 7 | 7.25 | Residential | Yes | Behind the Meter | Trinity Solar | PSE&G | Accepted | 2019-12-02 | 2019-12-04 | 2020-12-04 | hanwha | Q.PEAK DUO BLK-G5 315 | Solar Panels |  | 0.315 | 2 | 206 | 18 |  | Fixed | Roof
Solar Registration Program | NJSRRE1543464366 | Teaneck | 7666 | 7 | 7.25 | Residential | Yes | Behind the Meter | Trinity Solar | PSE&G | Accepted | 2019-12-02 | 2019-12-04 | 2020-12-04 | solar edge | SE6000H-US | Inverters | 6000 |  | 1 |  |  | 0.97 |  | Outside | side of home
Solar Registration Program | NJSRRE1543473954 | Belmar | 7719 | 17 | 7.25 | Residential | Yes | Behind the Meter | Vivint Solar Developer, LLC | JCP&L | Accepted | 2019-12-03 | 2019-12-05 | 2020-12-05 | HANWHA SOLAR | Q.PEAK BLK-G5 31 | Solar Panels |  | 0.315 | 15 | 275 | 23 |  | Fixed | Roof
Solar Registration Program | NJSRRE1543473954 | Belmar | 7719 | 17 | 7.25 | Residential | Yes | Behind the Meter | Vivint Solar Developer, LLC | JCP&L | Accepted | 2019-12-03 | 2019-12-05 | 2020-12-05 | Hanwha Solar | Q.PEAK BLK-G5 31 | Solar Panels |  | 0.315 | 8 | 95 | 23 |  | Fixed | Roof
Solar Registration Program | NJSRRE1543473954 | Belmar | 7719 | 17 | 7.25 | Residential | Yes | Behind the Meter | Vivint Solar Developer, LLC | JCP&L | Accepted | 2019-12-03 | 2019-12-05 | 2020-12-05 | SOLAREDGE | SE7600H-US | Inverters | 7600 |  | 1 |  |  | 0.992 |  | Outdoor | Near the Utility Meter
Solar Registration Program | NJSRRE1543477646 | Linden | 7036 | 10 | 7.25 | Residential | Yes | Behind the Meter | Vivint Solar Developer, LLC | PSE&G | Accepted | 2019-12-04 | 2019-12-06 | 2020-12-06 | HANWHA SOLAR | Q.PEAK BLK-G5 315 | Solar Panels |  | 0.315 | 12 | 129 | 28 |  | Fixed | Roof
Solar Registration Program | NJSRRE1543477646 | Linden | 7036 | 10 | 7.25 | Residential | Yes | Behind the Meter | Vivint Solar Developer, LLC | PSE&G | Accepted | 2019-12-04 | 2019-12-06 | 2020-12-06 | HANWHA SOLAR | Q.PEAK BLK-G5 315 | Solar Panels |  | 0.315 | 11 | 309 | 28 |  | Fixed | Roof
Solar Registration Program | NJSRRE1543477646 | Linden | 7036 | 10 | 7.25 | Residential | Yes | Behind the Meter | Vivint Solar Developer, LLC | PSE&G | Accepted | 2019-12-04 | 2019-12-06 | 2020-12-06 | SOLAREDGE | SE7600H-US | Inverters | 7600 |  | 1 |  |  | 0.992 |  | Outdoor | Near the Utility Meter
Solar Registration Program | NJSRRE1543478047 | KEANSBURG | 7734 | 17 | 7.25 | Residential | Yes | Behind the Meter | Vivint Solar Developer, LLC | JCP&L | Accepted | 2019-12-04 | 2019-12-06 | 2020-12-06 | Hanwha | Q.PEAK BLK-G5 315 | Solar Panels |  | 0.315 | 13 | 308 | 34 |  | Fixed | Roof
Solar Registration Program | NJSRRE1543478047 | KEANSBURG | 7734 | 17 | 7.25 | Residential | Yes | Behind the Meter | Vivint Solar Developer, LLC | JCP&L | Accepted | 2019-12-04 | 2019-12-06 | 2020-12-06 | Hanwha | Q.PEAK BLK-G5 315 | Solar Panels |  | 0.315 | 6 | 218 | 34 |  | Fixed | Roof
Solar Registration Program | NJSRRE1543478047 | KEANSBURG | 7734 | 17 | 7.25 | Residential | Yes | Behind the Meter | Vivint Solar Developer, LLC | JCP&L | Accepted | 2019-12-04 | 2019-12-06 | 2020-12-06 | Hanwha | Q.PEAK BLK-G5 315 | Solar Panels |  | 0.315 | 4 | 128 | 34 |  | Fixed | Roof
Solar Registration Program | NJSRRE1543478047 | KEANSBURG | 7734 | 17 | 7.25 | Residential | Yes | Behind the Meter | Vivint Solar Developer, LLC | JCP&L | Accepted | 2019-12-04 | 2019-12-06 | 2020-12-06 | Solar Edge | SE7600H-US | Inverters | 7600 |  | 1 |  |  | 0.992 |  | Outdoor | Near the utility meter
Solar Registration Program | NJSRRE1543478059 | North Cape May | 8204 | 21 | 7.25 | Residential | No | Behind the Meter | All Season Solar | AC Electric | Accepted | 2019-12-04 | 2019-12-06 | 2020-12-06 | Enphase | IQ7 | Inverters | 240 |  | 23 |  |  | 0.97 |  | Outdoor | Under Module
Solar Registration Program | NJSRRE1543478059 | North Cape May | 8204 | 21 | 7.25 | Residential | No | Behind the Meter | All Season Solar | AC Electric | Accepted | 2019-12-04 | 2019-12-06 | 2020-12-06 | Certain Teed | CT315HC11-04 | Solar Panels |  | 0.315 | 16 | 202 | 18 |  | Fixed | Roof
Solar Registration Program | NJSRRE1543478059 | North Cape May | 8204 | 21 | 7.25 | Residential | No | Behind the Meter | All Season Solar | AC Electric | Accepted | 2019-12-04 | 2019-12-06 | 2020-12-06 | Certain Teed | CT315M11-02 | Solar Panels |  | 0.315 | 7 | 112 | 18 |  | Fixed | Roof
Solar Registration Program | NJSRRE1543481242 | Camden | 8104 | 14 | 7.25 | Residential | Yes | Behind the Meter | Pro Custom Solar dba Momentum Solar | PSE&G | Accepted | 2019-12-05 | 2019-12-09 | 2020-12-09 | LG Electronics | LG 345N1C-V5 | Solar Panels |  | 0.345 | 21 | 263 | 1 |  | Fixed | Roof
Solar Registration Program | NJSRRE1543481242 | Camden | 8104 | 14 | 7.25 | Residential | Yes | Behind the Meter | Pro Custom Solar dba Momentum Solar | PSE&G | Accepted | 2019-12-05 | 2019-12-09 | 2020-12-09 | Enphase Energy | IQ7PLUS-72-2-US | Inverters | 295 |  | 21 |  |  | 0.97 |  | Outdoor | Roof
Solar Registration Program | NJSRRE1543481425 | Brooklawn | 8030 | 14 | 7.25 | Residential | Yes | Behind the Meter | Pro Custom Solar dba Momentum Solar | PSE&G | Accepted | 2019-12-05 | 2019-12-09 | 2020-12-09 | LG Electronics | LG 345N1C-V5 | Solar Panels |  | 0.345 | 4 | 121 | 9 |  | Fixed | Roof
Solar Registration Program | NJSRRE1543481425 | Brooklawn | 8030 | 14 | 7.25 | Residential | Yes | Behind the Meter | Pro Custom Solar dba Momentum Solar | PSE&G | Accepted | 2019-12-05 | 2019-12-09 | 2020-12-09 | LG Electronics | LG 345N1C-V5 | Solar Panels |  | 0.345 | 5 | 212 | 37 |  | Fixed | Roof
Solar Registration Program | NJSRRE1543481425 | Brooklawn | 8030 | 14 | 7.25 | Residential | Yes | Behind the Meter | Pro Custom Solar dba Momentum Solar | PSE&G | Accepted | 2019-12-05 | 2019-12-09 | 2020-12-09 | LG Electronics | LG 345N1C-V5 | Solar Panels |  | 0.345 | 3 | 303 | 34 |  | Fixed | Roof
Solar Registration Program | NJSRRE1543481425 | Brooklawn | 8030 | 14 | 7.25 | Residential | Yes | Behind the Meter | Pro Custom Solar dba Momentum Solar | PSE&G | Accepted | 2019-12-05 | 2019-12-09 | 2020-12-09 | LG Electronics | LG 345N1C-V5 | Solar Panels |  | 0.345 | 3 | 123 | 34 |  | Fixed | Roof
Solar Registration Program | NJSRRE1543481425 | Brooklawn | 8030 | 14 | 7.25 | Residential | Yes | Behind the Meter | Pro Custom Solar dba Momentum Solar | PSE&G | Accepted | 2019-12-05 | 2019-12-09 | 2020-12-09 | LG Electronics | LG 345N1C-V5 | Solar Panels |  | 0.345 | 4 | 303 | 9 |  | Fixed | Roof
Solar Registration Program | NJSRRE1543481425 | Brooklawn | 8030 | 14 | 7.25 | Residential | Yes | Behind the Meter | Pro Custom Solar dba Momentum Solar | PSE&G | Accepted | 2019-12-05 | 2019-12-09 | 2020-12-09 | LG Electronics | LG 345N1C-V5 | Solar Panels |  | 0.345 | 2 | 210 | 18 |  | Fixed | Roof
Solar Registration Program | NJSRRE1543481425 | Brooklawn | 8030 | 14 | 7.25 | Residential | Yes | Behind the Meter | Pro Custom Solar dba Momentum Solar | PSE&G | Accepted | 2019-12-05 | 2019-12-09 | 2020-12-09 | Enphase Energy | IQ7PLUS-72-2-US | Inverters | 295 |  | 21 |  |  | 0.97 |  | Outdoor | Roof
Solar Registration Program | NJSRRE1543488879 | Piscataway | 8854 | 11 | 7.25 | Residential | Yes | Behind the Meter | Suntuity Solar LLC | PSE&G | Accepted | 2019-12-06 | 2019-12-10 | 2020-12-10 | Yingli Green Energy | YL315D-30b | Solar Panels |  | 0.315 | 23 | 156 | 28 |  | Fixed | Roof
Solar Registration Program | NJSRRE1543488879 | Piscataway | 8854 | 11 | 7.25 | Residential | Yes | Behind the Meter | Suntuity Solar LLC | PSE&G | Accepted | 2019-12-06 | 2019-12-10 | 2020-12-10 | Enphase Energy | IQ7-60-2-US | Inverters | 240 |  | 23 |  |  | 0.97 |  | Outdoor | Behind the PV Modules
Solar Registration Program | NJSRRE1543513187 | Pitman | 8071 | 15 | 7.25 | Residential | Yes | Behind the Meter | Trinity Solar | AC Electric | Accepted | 2019-12-11 | 2019-12-16 | 2020-12-16 | Hanwha | Q.PEAK DUO BLK-G5 315 | Solar Panels |  | 0.315 | 14 | 161 | 27 |  | Fixed | Roof
Solar Registration Program | NJSRRE1543513187 | Pitman | 8071 | 15 | 7.25 | Residential | Yes | Behind the Meter | Trinity Solar | AC Electric | Accepted | 2019-12-11 | 2019-12-16 | 2020-12-16 | Hanwha | Q.PEAK DUO BLK-G5 315 | Solar Panels |  | 0.315 | 6 | 158 | 40 |  | Fixed | Roof
Solar Registration Program | NJSRRE1543513187 | Pitman | 8071 | 15 | 7.25 | Residential | Yes | Behind the Meter | Trinity Solar | AC Electric | Accepted | 2019-12-11 | 2019-12-16 | 2020-12-16 | Hanwha | Q.PEAK DUO BLK-G5 315 | Solar Panels |  | 0.315 | 3 | 248 | 40 |  | Fixed | Roof
Solar Registration Program | NJSRRE1543513187 | Pitman | 8071 | 15 | 7.25 | Residential | Yes | Behind the Meter | Trinity Solar | AC Electric | Accepted | 2019-12-11 | 2019-12-16 | 2020-12-16 | Solar Edge | SE6000 | Inverters | 6000 |  | 1 |  |  | 0.97 |  | Outside | side of home
Solar Registration Program | NJSRRE1543513237 | Union | 7083 | 10 | 7.25 | Residential | Yes | Behind the Meter | Pro Custom Solar dba Momentum Solar | PSE&G | Accepted | 2019-12-11 | 2019-12-16 | 2020-12-16 | HANWHA | Q.PEAK DUO BLK-G5 315 | Solar Panels |  | 0.315 | 13 | 166 | 20 |  | Fixed | Roof
Solar Registration Program | NJSRRE1543513237 | Union | 7083 | 10 | 7.25 | Residential | Yes | Behind the Meter | Pro Custom Solar dba Momentum Solar | PSE&G | Accepted | 2019-12-11 | 2019-12-16 | 2020-12-16 | HANWHA | Q.PEAK DUO BLK-G5 315 | Solar Panels |  | 0.315 | 4 | 256 | 19 |  | Fixed | Roof
Solar Registration Program | NJSRRE1543513237 | Union | 7083 | 10 | 7.25 | Residential | Yes | Behind the Meter | Pro Custom Solar dba Momentum Solar | PSE&G | Accepted | 2019-12-11 | 2019-12-16 | 2020-12-16 | HANWHA | Q.PEAK DUO BLK-G5 315 | Solar Panels |  | 0.315 | 6 | 256 | 24 |  | Fixed | Roof
Solar Registration Program | NJSRRE1543513237 | Union | 7083 | 10 | 7.25 | Residential | Yes | Behind the Meter | Pro Custom Solar dba Momentum Solar | PSE&G | Accepted | 2019-12-11 | 2019-12-16 | 2020-12-16 | Enphase Energy | IQ6-60-2-US | Inverters | 230 |  | 23 |  |  | 0.97 |  | Outdoor | Roof
Solar Registration Program | NJSRRE1543514618 | estell manor | 8319 | 19 | 7.25 | Residential | Yes | Behind the Meter | Vision Solar LLC | AC Electric | Accepted | 2019-12-24 | 2019-12-26 | 2020-12-26 | Hannwa Qcells | Q.peak duo g5 315 | Solar Panels |  | 0.315 | 23 | 203 | 45 |  | Fixed | Roof
Solar Registration Program | NJSRRE1543514618 | estell manor | 8319 | 19 | 7.25 | Residential | Yes | Behind the Meter | Vision Solar LLC | AC Electric | Accepted | 2019-12-24 | 2019-12-26 | 2020-12-26 | Enphase | iq7-60-2-us | Inverters | 0.25 |  | 23 |  |  | 0.96 |  | Other | behind panels
Solar Registration Program | NJSRRE1543518981 | Mount Ephraim | 8059 | 14 | 7.25 | Residential | Yes | Behind the Meter | Trinity Solar | PSE&G | Accepted | 2019-12-12 | 2019-12-16 | 2020-12-16 | Hanwha | Q.PEAK DUO BLK-G5 315 | Solar Panels |  | 0.315 | 11 | 294 | 27 |  | Fixed | Roof
Solar Registration Program | NJSRRE1543518981 | Mount Ephraim | 8059 | 14 | 7.25 | Residential | Yes | Behind the Meter | Trinity Solar | PSE&G | Accepted | 2019-12-12 | 2019-12-16 | 2020-12-16 | Hanwha | Q.PEAK DUO BLK-G5 315 | Solar Panels |  | 0.315 | 12 | 114 | 27 |  | Fixed | Roof
Solar Registration Program | NJSRRE1543518981 | Mount Ephraim | 8059 | 14 | 7.25 | Residential | Yes | Behind the Meter | Trinity Solar | PSE&G | Accepted | 2019-12-12 | 2019-12-16 | 2020-12-16 | Solar Edge | SE6000 | Inverters | 6000 |  | 1 |  |  | 0.97 |  | Outside | side of home
Solar Registration Program | NJSRRE1543532541 | Roselle | 7203 | 10 | 7.25 | Residential | Yes | Behind the Meter | Vivint Solar Developer, LLC | PSE&G | Accepted | 2019-12-12 | 2019-12-16 | 2020-12-16 | HANWHA SOLAR | Q.PEAK BLK-G5 315 | Solar Panels |  | 0.315 | 23 | 170 | 24 |  | Fixed | Roof
Solar Registration Program | NJSRRE1543532541 | Roselle | 7203 | 10 | 7.25 | Residential | Yes | Behind the Meter | Vivint Solar Developer, LLC | PSE&G | Accepted | 2019-12-12 | 2019-12-16 | 2020-12-16 | SOLAREDGE | SE7600H-US | Inverters | 7600 |  | 1 |  |  | 0.992 |  | Outdoor | Near the Utility Meter
Solar Registration Program | NJSRRE1543533041 | Cape May Court House | 8210 | 21 | 7.25 | Residential | Yes | Behind the Meter | Vivint Solar Developer, LLC | AC Electric | Accepted | 2019-12-12 | 2019-12-17 | 2020-12-17 | Hanwha Solar | Q. PEAK DUO BLK-G5 315 | Solar Panels |  | 0.315 | 11 | 100 | 24 |  | Fixed | Roof
Solar Registration Program | NJSRRE1543533041 | Cape May Court House | 8210 | 21 | 7.25 | Residential | Yes | Behind the Meter | Vivint Solar Developer, LLC | AC Electric | Accepted | 2019-12-12 | 2019-12-17 | 2020-12-17 | Hanwha Solar | Q. PEAK DUO BLK-G5 315 | Solar Panels |  | 0.315 | 12 | 280 | 24 |  | Fixed | Roof
Solar Registration Program | NJSRRE1543533041 | Cape May Court House | 8210 | 21 | 7.25 | Residential | Yes | Behind the Meter | Vivint Solar Developer, LLC | AC Electric | Accepted | 2019-12-12 | 2019-12-17 | 2020-12-17 | SOLAREDGE | SE7600H-US | Inverters | 7600 |  | 1 |  |  | 0.992 |  | Outdoor | Near the Utility Meter
Solar Registration Program | NJSRRE1543553029 | PISCATAWAY | 8854 | 11 | 7.25 | Residential | Yes | Behind the Meter | Vivint Solar Developer, LLC | PSE&G | Accepted | 2019-12-16 | 2019-12-19 | 2020-12-19 | HANWHA SOLAR | Q.PEAK BLK-G5 315 | Solar Panels |  | 0.315 | 20 | 151 | 25 |  | Fixed | Roof
Solar Registration Program | NJSRRE1543553029 | PISCATAWAY | 8854 | 11 | 7.25 | Residential | Yes | Behind the Meter | Vivint Solar Developer, LLC | PSE&G | Accepted | 2019-12-16 | 2019-12-19 | 2020-12-19 | HANWHA SOLAR | Q.PEAK BLK-G5 315 | Solar Panels |  | 0.315 | 3 | 151 | 21 |  | Fixed | Roof
Solar Registration Program | NJSRRE1543553029 | PISCATAWAY | 8854 | 11 | 7.25 | Residential | Yes | Behind the Meter | Vivint Solar Developer, LLC | PSE&G | Accepted | 2019-12-16 | 2019-12-19 | 2020-12-19 | SOLAREDGE | SE7600H-US | Inverters | 7600 |  | 1 |  |  | 0.992 |  | Outdoor | Near the Utility Meter
Solar Registration Program | NJSRRE1543555851 | Elmwood Park | 7407 | 7 | 7.25 | Residential | Yes | Behind the Meter | Pro Custom Solar dba Momentum Solar | PSE&G | Accepted | 2019-12-17 | 2019-12-20 | 2020-12-20 | LG ELECTRONICS | LG 345N1C-V5 | Solar Panels |  | 0.345 | 6 | 242 | 23 |  | Fixed | Roof
Solar Registration Program | NJSRRE1543555851 | Elmwood Park | 7407 | 7 | 7.25 | Residential | Yes | Behind the Meter | Pro Custom Solar dba Momentum Solar | PSE&G | Accepted | 2019-12-17 | 2019-12-20 | 2020-12-20 | LG ELECTRONICS | LG 345N1C-V5 | Solar Panels |  | 0.345 | 6 | 332 | 21 |  | Fixed | Roof
Solar Registration Program | NJSRRE1543555851 | Elmwood Park | 7407 | 7 | 7.25 | Residential | Yes | Behind the Meter | Pro Custom Solar dba Momentum Solar | PSE&G | Accepted | 2019-12-17 | 2019-12-20 | 2020-12-20 | LG ELECTRONICS | LG 345N1C-V5 | Solar Panels |  | 0.345 | 5 | 152 | 21 |  | Fixed | Roof
Solar Registration Program | NJSRRE1543555851 | Elmwood Park | 7407 | 7 | 7.25 | Residential | Yes | Behind the Meter | Pro Custom Solar dba Momentum Solar | PSE&G | Accepted | 2019-12-17 | 2019-12-20 | 2020-12-20 | LG ELECTRONICS | LG 345N1C-V5 | Solar Panels |  | 0.345 | 4 | 62 | 22 |  | Fixed | Roof
Solar Registration Program | NJSRRE1543555851 | Elmwood Park | 7407 | 7 | 7.25 | Residential | Yes | Behind the Meter | Pro Custom Solar dba Momentum Solar | PSE&G | Accepted | 2019-12-17 | 2019-12-20 | 2020-12-20 | Enphase Energy | IQ7Plus-72-2-US | Inverters | 290 |  | 21 |  |  | 0.97 |  | Outdoor | Roof
Solar Registration Program | NJSRRE1543556206 | West New York | 7093 | 8 | 7.25 | Residential | Yes | Behind the Meter | Pro Custom Solar dba Momentum Solar | PSE&G | Accepted | 2019-12-17 | 2019-12-20 | 2020-12-20 | HANWHA | Q.PEAK DUO BLK-G5 315 | Solar Panels |  | 0.315 | 23 | 211 | 18 |  | Fixed | Roof
Solar Registration Program | NJSRRE1543556206 | West New York | 7093 | 8 | 7.25 | Residential | Yes | Behind the Meter | Pro Custom Solar dba Momentum Solar | PSE&G | Accepted | 2019-12-17 | 2019-12-20 | 2020-12-20 | Enphase Energy | IQ6-60-2-US | Inverters | 230 |  | 23 |  |  | 0.97 |  | Outdoor | Roof
Solar Registration Program | NJSRRE1543565048 | Clifton | 7012 | 6 | 7.25 | Residential | Yes | Behind the Meter | Vivint Solar Developer, LLC | PSE&G | Accepted | 2019-12-18 | 2019-12-23 | 2020-12-23 | HANWHA SOLAR | Q.PEAK BLK-G5 315 | Solar Panels |  | 0.315 | 23 | 223 | 40 |  | Fixed | Roof
Solar Registration Program | NJSRRE1543565048 | Clifton | 7012 | 6 | 7.25 | Residential | Yes | Behind the Meter | Vivint Solar Developer, LLC | PSE&G | Accepted | 2019-12-18 | 2019-12-23 | 2020-12-23 | SOLAREDGE | SE7600H-US | Inverters | 7600 |  | 1 |  |  | 0.992 |  | Outdoor | Near the Utility Meter
Solar Registration Program | NJSRRE1543565892 | MANAHAWKIN | 8050 | 18 | 7.25 | Residential | Yes | Behind the Meter | Vivint Solar Developer, LLC | AC Electric | Accepted | 2019-12-19 | 2019-12-23 | 2020-12-23 | Hanwha Solar | Q.PEAK BLK-G5 315 | Solar Panels |  | 0.315 | 23 | 336 | 23 |  | Fixed | Roof
Solar Registration Program | NJSRRE1543565892 | MANAHAWKIN | 8050 | 18 | 7.25 | Residential | Yes | Behind the Meter | Vivint Solar Developer, LLC | AC Electric | Accepted | 2019-12-19 | 2019-12-23 | 2020-12-23 | Solar Edge | SE7600H-US | Inverters | 7600 |  | 1 |  |  | 0.992 |  | Outdoor | Near the utility meter
Solar Registration Program | NJSRRE1543570869 | Weehawken TWP | 7086 | 8 | 7.25 | Residential | Yes | Behind the Meter | Vision Solar LLC | PSE&G | Accepted | 2019-12-19 | 2019-12-26 | 2020-12-26 | hanwa qcells | q.peak duo-g5 315 | Solar Panels |  | 0.315 | 12 | 116 | 27 |  | Fixed | Roof
Solar Registration Program | NJSRRE1543570869 | Weehawken TWP | 7086 | 8 | 7.25 | Residential | Yes | Behind the Meter | Vision Solar LLC | PSE&G | Accepted | 2019-12-19 | 2019-12-26 | 2020-12-26 | hanwa qcells | q.peak duo-g5 315 | Solar Panels |  | 0.315 | 11 | 296 | 27 |  | Fixed | Roof
Solar Registration Program | NJSRRE1543570869 | Weehawken TWP | 7086 | 8 | 7.25 | Residential | Yes | Behind the Meter | Vision Solar LLC | PSE&G | Accepted | 2019-12-19 | 2019-12-26 | 2020-12-26 | enphase | iq7-60-2-us | Inverters | 0.25 |  | 23 |  |  | 0.96 |  | Other | behind panels
Solar Registration Program | NJSRRE1543571017 | Sicklerville | 8081 | 14 | 7.25 | Residential | Yes | Behind the Meter | Vision Solar LLC | JCP&L | Accepted | 2019-12-19 | 2019-12-26 | 2020-12-26 | hanwa qcells | q.peak duo-g5 315 | Solar Panels |  | 0.315 | 23 | 104 | 28 |  | Fixed | Roof
Solar Registration Program | NJSRRE1543571017 | Sicklerville | 8081 | 14 | 7.25 | Residential | Yes | Behind the Meter | Vision Solar LLC | JCP&L | Accepted | 2019-12-19 | 2019-12-26 | 2020-12-26 | enphase | iq7-60-2-us | Inverters | 0.25 |  | 23 |  |  | 0.96 |  | Other | behind panels
Solar Registration Program | NJSRRE1543575359 | Williamstown | 8094 | 15 | 7.25 | Residential | No | Behind the Meter | Trinity Solar | AC Electric | Accepted | 2019-12-20 | 2019-12-26 | 2020-12-26 | Hanwha | Q.PEAK DUO BLK-G5 315 | Solar Panels |  | 0.315 | 14 | 200 | 37 |  | Fixed | Roof
Solar Registration Program | NJSRRE1543575359 | Williamstown | 8094 | 15 | 7.25 | Residential | No | Behind the Meter | Trinity Solar | AC Electric | Accepted | 2019-12-20 | 2019-12-26 | 2020-12-26 | Hanwha | Q.PEAK DUO BLK-G5 315 | Solar Panels |  | 0.315 | 9 | 200 | 37 |  | Fixed | Roof
Solar Registration Program | NJSRRE1543575359 | Williamstown | 8094 | 15 | 7.25 | Residential | No | Behind the Meter | Trinity Solar | AC Electric | Accepted | 2019-12-20 | 2019-12-26 | 2020-12-26 | Solar Edge | SE6000 | Inverters | 6000 |  | 1 |  |  | 0.97 |  | Outside | side of home
Solar Registration Program | NJSRRE1543586321 | Wall Township | 7719 | 17 | 7.25 | Residential | Yes | Behind the Meter | Trinity Solar | JCP&L | Accepted | 2019-12-20 | 2019-12-26 | 2020-12-26 | Hanwha | Q.PEAK DUO BLK-G5 315 | Solar Panels |  | 0.315 | 23 | 178 | 21 |  | Fixed | Roof
Solar Registration Program | NJSRRE1543586321 | Wall Township | 7719 | 17 | 7.25 | Residential | Yes | Behind the Meter | Trinity Solar | JCP&L | Accepted | 2019-12-20 | 2019-12-26 | 2020-12-26 | Solar Edge | SE6000 | Inverters | 6000 |  | 1 |  |  | 0.97 |  | Outside | side of home
Solar Registration Program | NJSRRE1543651689 | Bloomfield | 7003 | 9 | 7.25 | Residential | No | Behind the Meter | Trinity Solar | PSE&G | Accepted | 2019-12-23 | 2019-12-27 | 2020-12-27 | HANWHA | Q.PEAK DUO BLK-G5 315 | Solar Panels |  | 0.315 | 7 | 206 | 14 |  | Fixed | Roof
Solar Registration Program | NJSRRE1543651689 | Bloomfield | 7003 | 9 | 7.25 | Residential | No | Behind the Meter | Trinity Solar | PSE&G | Accepted | 2019-12-23 | 2019-12-27 | 2020-12-27 | HANWHA | Q.PEAK DUO BLK-G5 315 | Solar Panels |  | 0.315 | 6 | 26 | 37 |  | Fixed | Roof
Solar Registration Program | NJSRRE1543651689 | Bloomfield | 7003 | 9 | 7.25 | Residential | No | Behind the Meter | Trinity Solar | PSE&G | Accepted | 2019-12-23 | 2019-12-27 | 2020-12-27 | HANWHA | Q.PEAK DUO BLK-G5 315 | Solar Panels |  | 0.315 | 10 | 206 | 37 |  | Fixed | Roof
Solar Registration Program | NJSRRE1543651689 | Bloomfield | 7003 | 9 | 7.25 | Residential | No | Behind the Meter | Trinity Solar | PSE&G | Accepted | 2019-12-23 | 2019-12-27 | 2020-12-27 | SOLAR EDGE | SE6000H-US | Inverters | 6000 |  | 1 |  |  | 0.97 |  | Outside | SIDE OF HOME
Solar Registration Program | NJSRRE1543651704 | Carteret | 7008 | 11 | 7.25 | Residential | Yes | Behind the Meter | Pro Custom Solar dba Momentum Solar | PSE&G | Accepted | 2019-12-23 | 2019-12-27 | 2020-12-27 | Hanwha | Q.Peak DUO BLK-G5 315 | Solar Panels |  | 0.315 | 9 | 259 | 22 |  | Fixed | Roof
Solar Registration Program | NJSRRE1543651704 | Carteret | 7008 | 11 | 7.25 | Residential | Yes | Behind the Meter | Pro Custom Solar dba Momentum Solar | PSE&G | Accepted | 2019-12-23 | 2019-12-27 | 2020-12-27 | Hanwha | Q.Peak DUO BLK-G5 315 | Solar Panels |  | 0.315 | 14 | 79 | 21 |  | Fixed | Roof
Solar Registration Program | NJSRRE1543651704 | Carteret | 7008 | 11 | 7.25 | Residential | Yes | Behind the Meter | Pro Custom Solar dba Momentum Solar | PSE&G | Accepted | 2019-12-23 | 2019-12-27 | 2020-12-27 | Enphase Energy | IQ6-60-2-US | Inverters | 240 |  | 23 |  |  | 0.97 |  | Outdoor | Roof
Solar Registration Program | NJSRRE1543657047 | Woodbury | 8096 | 15 | 7.25 | Residential | Yes | Behind the Meter | Pro Custom Solar dba Momentum Solar | PSE&G | Accepted | 2019-12-23 | 2019-12-27 | 2020-12-27 | Hanwha | Q.Peak DUO BLK-G5 315 | Solar Panels |  | 0.315 | 6 | 21 | 2 |  | Fixed | Roof
Solar Registration Program | NJSRRE1543657047 | Woodbury | 8096 | 15 | 7.25 | Residential | Yes | Behind the Meter | Pro Custom Solar dba Momentum Solar | PSE&G | Accepted | 2019-12-23 | 2019-12-27 | 2020-12-27 | Hanwha | Q.Peak DUO BLK-G5 315 | Solar Panels |  | 0.315 | 8 | 291 | 29 |  | Fixed | Roof
Solar Registration Program | NJSRRE1543657047 | Woodbury | 8096 | 15 | 7.25 | Residential | Yes | Behind the Meter | Pro Custom Solar dba Momentum Solar | PSE&G | Accepted | 2019-12-23 | 2019-12-27 | 2020-12-27 | Hanwha | Q.Peak DUO BLK-G5 315 | Solar Panels |  | 0.315 | 9 | 201 | 15 |  | Fixed | Roof
Solar Registration Program | NJSRRE1543657047 | Woodbury | 8096 | 15 | 7.25 | Residential | Yes | Behind the Meter | Pro Custom Solar dba Momentum Solar | PSE&G | Accepted | 2019-12-23 | 2019-12-27 | 2020-12-27 | Enphase Energy | IQ6-60-2-US | Inverters | 240 |  | 23 |  |  | 0.97 |  | Outdoor | Roof
Solar Registration Program | NJSRRE1543662592 | Brick | 8724 | 18 | 7.25 | Residential | Yes | Behind the Meter | Pro Custom Solar dba Momentum Solar | JCP&L | Accepted | 2019-12-23 | 2019-12-30 | 2020-12-30 | Hanwha | Q.Peak DUO BLK-G5 315 | Solar Panels |  | 0.315 | 6 | 155 | 13 |  | Fixed | Roof
Solar Registration Program | NJSRRE1543662592 | Brick | 8724 | 18 | 7.25 | Residential | Yes | Behind the Meter | Pro Custom Solar dba Momentum Solar | JCP&L | Accepted | 2019-12-23 | 2019-12-30 | 2020-12-30 | Hanwha | Q.Peak DUO BLK-G5 315 | Solar Panels |  | 0.315 | 5 | 244 | 15 |  | Fixed | Roof
Solar Registration Program | NJSRRE1543662592 | Brick | 8724 | 18 | 7.25 | Residential | Yes | Behind the Meter | Pro Custom Solar dba Momentum Solar | JCP&L | Accepted | 2019-12-23 | 2019-12-30 | 2020-12-30 | Hanwha | Q.Peak DUO BLK-G5 315 | Solar Panels |  | 0.315 | 12 | 245 | 15 |  | Fixed | Roof
Solar Registration Program | NJSRRE1543662592 | Brick | 8724 | 18 | 7.25 | Residential | Yes | Behind the Meter | Pro Custom Solar dba Momentum Solar | JCP&L | Accepted | 2019-12-23 | 2019-12-30 | 2020-12-30 | Enphase Energy | IQ6-60-2-US | Inverters | 240 |  | 23 |  |  | 0.97 |  | Outdoor | Roof
Solar Registration Program | NJSRRE1543670055 | Mount Ephraim | 8059 | 14 | 7.25 | Residential | Yes | Behind the Meter | Orbit Energy & Power, LLC | PSE&G | Accepted | 2019-12-23 | 2019-12-30 | 2020-12-30 | TRINA SOLAR | TSM-DD05A.08 (II) 315W | Solar Panels |  | 0.315 | 3 | 357 | 24 |  | Fixed | Roof
Solar Registration Program | NJSRRE1543670055 | Mount Ephraim | 8059 | 14 | 7.25 | Residential | Yes | Behind the Meter | Orbit Energy & Power, LLC | PSE&G | Accepted | 2019-12-23 | 2019-12-30 | 2020-12-30 | TRINA SOLAR | TSM-DD05A.08 (II) 315W | Solar Panels |  | 0.315 | 3 | 177 | 24 |  | Fixed | Roof
Solar Registration Program | NJSRRE1543670055 | Mount Ephraim | 8059 | 14 | 7.25 | Residential | Yes | Behind the Meter | Orbit Energy & Power, LLC | PSE&G | Accepted | 2019-12-23 | 2019-12-30 | 2020-12-30 | TRINA SOLAR | TSM-DD05A.08 (II) 315W | Solar Panels |  | 0.315 | 6 | 87 | 10 |  | Fixed | Roof
Solar Registration Program | NJSRRE1543670055 | Mount Ephraim | 8059 | 14 | 7.25 | Residential | Yes | Behind the Meter | Orbit Energy & Power, LLC | PSE&G | Accepted | 2019-12-23 | 2019-12-30 | 2020-12-30 | TRINA SOLAR | TSM-DD05A.08 (II) 315 w | Solar Panels |  | 0.315 | 11 | 87 | 30 |  | Fixed | Roof
Solar Registration Program | NJSRRE1543670055 | Mount Ephraim | 8059 | 14 | 7.25 | Residential | Yes | Behind the Meter | Orbit Energy & Power, LLC | PSE&G | Accepted | 2019-12-23 | 2019-12-30 | 2020-12-30 | ENPHASE | IQ7-60-2-US | Inverters | 0.24 |  | 23 |  |  | 0.99 |  | Outside | ROOF
Solar Registration Program | NJSRRE1543678468 | Waretown | 8758 | 18 | 7.25 | Residential | Yes | Behind the Meter | Trinity Solar | JCP&L | Accepted | 2019-12-24 | 2019-12-30 | 2020-12-30 | Hanwha | Q.PEAK DUO BLK-G5 315 | Solar Panels |  | 0.315 | 23 | 117 | 23 |  | Fixed | Roof
Solar Registration Program | NJSRRE1543678468 | Waretown | 8758 | 18 | 7.25 | Residential | Yes | Behind the Meter | Trinity Solar | JCP&L | Accepted | 2019-12-24 | 2019-12-30 | 2020-12-30 | Solar Edge | SE6000 | Inverters | 6000 |  | 1 |  |  | 0.97 |  | Outdoor | side of home
Solar Registration Program | NJSRRE1543689264 | Lawnside | 8045 | 14 | 7.25 | Residential | No | Behind the Meter | Trinity Solar | PSE&G | Accepted | 2019-12-24 | 2019-12-30 | 2020-12-30 | Yingli | YL315D-30b | Solar Panels |  | 0.315 | 8 | 273 | 28 |  | Fixed | Roof
Solar Registration Program | NJSRRE1543689264 | Lawnside | 8045 | 14 | 7.25 | Residential | No | Behind the Meter | Trinity Solar | PSE&G | Accepted | 2019-12-24 | 2019-12-30 | 2020-12-30 | Yingli | YL315D-30b | Solar Panels |  | 0.315 | 15 | 93 | 28 |  | Fixed | Roof
Solar Registration Program | NJSRRE1543689264 | Lawnside | 8045 | 14 | 7.25 | Residential | No | Behind the Meter | Trinity Solar | PSE&G | Accepted | 2019-12-24 | 2019-12-30 | 2020-12-30 | Solar Edge | SE6000 | Inverters | 6000 |  | 1 |  |  | 0.97 |  | Outside | side of home
Solar Registration Program | NJSRRE1540480777 | Ridgewood | 7450 | 7 | 7.26 | Residential | No | Behind the Meter | Sunrun Installation Services, Inc. | PSE&G | Accepted | 2019-03-13 | 2019-03-14 | 2020-03-14 | LG Electronics | LG330N1C-A5 | Solar Panels |  | 0.33 | 13 | 192 | 27 |  | Fixed | Roof
Solar Registration Program | NJSRRE1540480777 | Ridgewood | 7450 | 7 | 7.26 | Residential | No | Behind the Meter | Sunrun Installation Services, Inc. | PSE&G | Accepted | 2019-03-13 | 2019-03-14 | 2020-03-14 | LG Electronics | LG330N1C-A5 | Solar Panels |  | 0.33 | 9 | 12 | 27 |  | Fixed | Roof
Solar Registration Program | NJSRRE1540480777 | Ridgewood | 7450 | 7 | 7.26 | Residential | No | Behind the Meter | Sunrun Installation Services, Inc. | PSE&G | Accepted | 2019-03-13 | 2019-03-14 | 2020-03-14 | SMA America | SB6.0-1SP-US-40 | Inverters | 6000 |  | 1 |  |  | 0.96 |  | Outdoor | Next To Meter
Solar Registration Program | NJSRRE1540500002 | Teaneck | 7666 | 7 | 7.26 | Commercial | No | Behind the Meter | NJ Solar Power, LLC | PSE&G | Accepted | 2019-03-19 | 2019-03-20 | 2020-03-20 | Panasonic | VBHN330SA17 | Solar Panels |  | 0.33 | 22 | 204 | 40 |  | Fixed | Roof
Solar Registration Program | NJSRRE1540500002 | Teaneck | 7666 | 7 | 7.26 | Commercial | No | Behind the Meter | NJ Solar Power, LLC | PSE&G | Accepted | 2019-03-19 | 2019-03-20 | 2020-03-20 | SolarEdge | SE7600H-US | Inverters | 7600 |  | 1 |  |  | 0.99 |  | Indoor | Basement
Solar Registration Program | NJSRRE1540987589 | Belleville | 7109 | 9 | 7.26 | Residential | No | Behind the Meter | Trinity Solar | PSE&G | Accepted | 2019-05-14 | 2019-05-16 | 2020-05-16 | LG 330 | LG330N1C-A5 | Solar Panels |  | 0.33 | 12 | 106 | 18 |  | Fixed | Roof
Solar Registration Program | NJSRRE1540987589 | Belleville | 7109 | 9 | 7.26 | Residential | No | Behind the Meter | Trinity Solar | PSE&G | Accepted | 2019-05-14 | 2019-05-16 | 2020-05-16 | LG 330 | LG330N1C-A5 | Solar Panels |  | 0.33 | 10 | 286 | 23 |  | Fixed | Roof
Solar Registration Program | NJSRRE1540987589 | Belleville | 7109 | 9 | 7.26 | Residential | No | Behind the Meter | Trinity Solar | PSE&G | Accepted | 2019-05-14 | 2019-05-16 | 2020-05-16 | Solar Edge | SE7600H-US000NNC2 | Inverters | 7600 |  | 1 |  |  | 0.97 |  | Outdoor | side of home
Solar Registration Program | NJSRRE1541031953 | Morristown | 7960 | 3 | 7.26 | Residential | No | Behind the Meter | Green Power Energy | JCP&L | Accepted | 2019-05-22 | 2019-05-28 | 2020-05-28 | Panasonic | VBHN330SA17 | Solar Panels |  | 0.33 | 9 | 135 | 50 |  | Fixed | Roof
Solar Registration Program | NJSRRE1541031953 | Morristown | 7960 | 3 | 7.26 | Residential | No | Behind the Meter | Green Power Energy | JCP&L | Accepted | 2019-05-22 | 2019-05-28 | 2020-05-28 | Panasonic | VBHN330SA17 | Solar Panels |  | 0.33 | 13 | 225 | 10 |  | Fixed | Roof
Solar Registration Program | NJSRRE1541031953 | Morristown | 7960 | 3 | 7.26 | Residential | No | Behind the Meter | Green Power Energy | JCP&L | Accepted | 2019-05-22 | 2019-05-28 | 2020-05-28 | Solar Edge | SE7600H-US | Inverters | 7600 |  | 1 |  |  | 0.97 |  | Outside | next to meter
Solar Registration Program | NJSRRE1541119740 | Allentown | 8501 | 17 | 7.26 | Residential | Yes | Behind the Meter | Sunrun Installation Services, Inc. | PSE&G | Accepted | 2019-06-06 | 2019-06-10 | 2020-06-10 | LG Electronics | LG330N1C-A5 | Solar Panels |  | 0.33 | 14 | 191 | 40 |  | Fixed | Roof
Solar Registration Program | NJSRRE1541119740 | Allentown | 8501 | 17 | 7.26 | Residential | Yes | Behind the Meter | Sunrun Installation Services, Inc. | PSE&G | Accepted | 2019-06-06 | 2019-06-10 | 2020-06-10 | LG Electronics | LG330N1C-A5 | Solar Panels |  | 0.33 | 8 | 11 | 9 |  | Fixed | Roof
Solar Registration Program | NJSRRE1541119740 | Allentown | 8501 | 17 | 7.26 | Residential | Yes | Behind the Meter | Sunrun Installation Services, Inc. | PSE&G | Accepted | 2019-06-06 | 2019-06-10 | 2020-06-10 | Ningbo Ginlong Technologies | Solis-1P6K-4G-US | Inverters | 6000 |  | 1 |  |  | 0.96 |  | Outdoor | Next To Meter
Solar Registration Program | NJSRRE1541696486 | Gloucester City | 8030 | 14 | 7.26 | Residential | Yes | Behind the Meter | Sunrun Installation Services, Inc. | PSE&G | Accepted | 2019-07-23 | 2019-07-26 | 2020-07-26 | LG Electronics | LG330N1C-A5 | Solar Panels |  | 0.33 | 8 | 33 | 10 |  | Fixed | Roof
Solar Registration Program | NJSRRE1541696486 | Gloucester City | 8030 | 14 | 7.26 | Residential | Yes | Behind the Meter | Sunrun Installation Services, Inc. | PSE&G | Accepted | 2019-07-23 | 2019-07-26 | 2020-07-26 | LG Electronics | LG330N1C-A5 | Solar Panels |  | 0.33 | 7 | 213 | 9 |  | Fixed | Roof
Solar Registration Program | NJSRRE1541696486 | Gloucester City | 8030 | 14 | 7.26 | Residential | Yes | Behind the Meter | Sunrun Installation Services, Inc. | PSE&G | Accepted | 2019-07-23 | 2019-07-26 | 2020-07-26 | LG Electronics | LG330N1C-A5 | Solar Panels |  | 0.33 | 7 | 33 | 9 |  | Fixed | Roof
Solar Registration Program | NJSRRE1541696486 | Gloucester City | 8030 | 14 | 7.26 | Residential | Yes | Behind the Meter | Sunrun Installation Services, Inc. | PSE&G | Accepted | 2019-07-23 | 2019-07-26 | 2020-07-26 | Ningbo Ginlong Technologies | Solis-1P6K-4G-US | Inverters | 6000 |  | 1 |  |  | 0.96 |  | Outdoor | Next To Meter
Solar Registration Program | NJSRRE1541790825 | Clementon | 8021 | 14 | 7.26 | Residential | Yes | Behind the Meter | Sunrun Installation Services, Inc. | AC Electric | Accepted | 2019-08-06 | 2019-08-09 | 2020-08-09 | REC Solar | REC290TP2 BLK | Solar Panels |  | 0.33 | 18 | 26 | 27 |  | Fixed | Roof
Solar Registration Program | NJSRRE1541790825 | Clementon | 8021 | 14 | 7.26 | Residential | Yes | Behind the Meter | Sunrun Installation Services, Inc. | AC Electric | Accepted | 2019-08-06 | 2019-08-09 | 2020-08-09 | REC Solar | REC290TP2 BLK | Solar Panels |  | 0.33 | 4 | 206 | 27 |  | Fixed | Roof
Solar Registration Program | NJSRRE1541790825 | Clementon | 8021 | 14 | 7.26 | Residential | Yes | Behind the Meter | Sunrun Installation Services, Inc. | AC Electric | Accepted | 2019-08-06 | 2019-08-09 | 2020-08-09 | SolarEdge Technologies | SE7600A-USS2RGM | Inverters | 7600 |  | 1 |  |  | 0.96 |  | Outdoor | Next To Meter
Solar Registration Program | NJSRRE1541790825 | Clementon | 8021 | 14 | 7.26 | Residential | Yes | Behind the Meter | Sunrun Installation Services, Inc. | AC Electric | Accepted | 2019-08-06 | 2019-08-09 | 2020-08-09 | LG Chem | RESU 10H SEG | Electric Storage Battery |  |  | 1 |  |  |  | Lithium Ion |  | outside
Solar Registration Program | NJSRRE1541891009 | Pennington | 8534 | 12 | 7.26 | Residential | No | Behind the Meter | Green Power Energy | PSE&G | Final As-Built Received | 2019-08-28 | 2019-08-30 | 2020-08-30 | Panasonic | VBHN330SA17 | Solar Panels |  | 0.33 | 22 | 204 | 27 |  | Fixed | Roof
Solar Registration Program | NJSRRE1541891009 | Pennington | 8534 | 12 | 7.26 | Residential | No | Behind the Meter | Green Power Energy | PSE&G | Final As-Built Received | 2019-08-28 | 2019-08-30 | 2020-08-30 | Solar Edge | SE7600H-US | Inverters | 7600 |  | 1 |  |  | 0.97 |  | Outside | next to meter
Solar Registration Program | NJSRRE1541891009 | Pennington | 8534 | 12 | 7.26 | Residential | No | Behind the Meter | Green Power Energy | PSE&G | Final As-Built Received | 2019-08-28 | 2019-08-30 | 2020-08-30 | Hialeah | CL200 | Meters |  |  | 1 |  |  |  | Yes | Outdoor
Solar Registration Program | NJSRRE1541993223 | West Windsor | 8550 | 12 | 7.26 | Residential | No | Behind the Meter | Moore Energy LLC | PSE&G | Accepted | 2019-09-03 | 2019-09-05 | 2020-09-05 | Winaico | WSP-320MX | Solar Panels |  | 0.33 | 22 | 112 | 30 |  | Fixed | Roof
Solar Registration Program | NJSRRE1541993223 | West Windsor | 8550 | 12 | 7.26 | Residential | No | Behind the Meter | Moore Energy LLC | PSE&G | Accepted | 2019-09-03 | 2019-09-05 | 2020-09-05 | Enphase | IQ7PLUS-72-2-US | Inverters | 295 |  | 22 |  |  | 0.975 |  | Outside | Underneath Panels
Solar Registration Program | NJSRRE1541993223 | West Windsor | 8550 | 12 | 7.26 | Residential | No | Behind the Meter | Moore Energy LLC | PSE&G | Accepted | 2019-09-03 | 2019-09-05 | 2020-09-05 | Enphase | Envoy S | Meters |  |  | 1 |  |  |  |  | Outdoor
Solar Registration Program | NJSRRE1542512289 | South Brunswick | 8824 | 11 | 7.26 | Residential | No | Behind the Meter | Sundial Solar Innovations | PSE&G | Accepted | 2019-10-07 | 2019-10-09 | 2020-10-09 | Panasonic | 330w | Solar Panels |  | 0.33 | 22 | 130 | 20 |  | Fixed | Roof
Solar Registration Program | NJSRRE1542512289 | South Brunswick | 8824 | 11 | 7.26 | Residential | No | Behind the Meter | Sundial Solar Innovations | PSE&G | Accepted | 2019-10-07 | 2019-10-09 | 2020-10-09 | Enphase | iq7x | Inverters | 320 |  | 22 |  |  | 0.97 |  | Outdoor | roof
Solar Registration Program | NJSRRE1542518891 | Toms River | 8757 | 18 | 7.26 | Residential | No | Behind the Meter | Whitman Construction, LLC | JCP&L | Accepted | 2019-10-15 | 2019-10-15 | 2020-10-15 | Panasonic | VBHN330SA16 | Solar Panels |  | 0.33 | 22 | 196 | 20 |  | Fixed | Roof
Solar Registration Program | NJSRRE1542518891 | Toms River | 8757 | 18 | 7.26 | Residential | No | Behind the Meter | Whitman Construction, LLC | JCP&L | Accepted | 2019-10-15 | 2019-10-15 | 2020-10-15 | Panasonic (built in Enphase) | N330E (IQ7X-96-2-US) | Inverters | 0.24 |  | 22 |  |  | 0.975 |  | Outside | roof
Solar Registration Program | NJSRRE1542519379 | Brigantine | 8203 | 19 | 7.26 | Residential | No | Behind the Meter | Whitman Construction, LLC | AC Electric | Accepted | 2019-10-14 | 2019-10-14 | 2020-10-14 | Panasonic | VBHN330SA16 | Solar Panels |  | 0.33 | 22 | 234 | 30 |  | Fixed | Roof
Solar Registration Program | NJSRRE1542519379 | Brigantine | 8203 | 19 | 7.26 | Residential | No | Behind the Meter | Whitman Construction, LLC | AC Electric | Accepted | 2019-10-14 | 2019-10-14 | 2020-10-14 | Panasonic (built in Enphase) | N330E (IQ7X-96-2-US) | Inverters | 0.24 |  | 22 |  |  | 0.975 |  | Outside | roof
Solar Registration Program | NJSRRE1542526460 | Hillsborough | 8844 | 5 | 7.26 | Residential | No | Behind the Meter | Sunrun Installation Services, Inc. | PSE&G | Accepted | 2019-10-10 | 2019-10-14 | 2020-10-14 | LG Electronics | LG330N1C-A5 | Solar Panels |  | 0.33 | 22 | 244 | 34 |  | Fixed | Roof
Solar Registration Program | NJSRRE1542526460 | Hillsborough | 8844 | 5 | 7.26 | Residential | No | Behind the Meter | Sunrun Installation Services, Inc. | PSE&G | Accepted | 2019-10-10 | 2019-10-14 | 2020-10-14 | Delta Electronics | M6-TL-US | Inverters | 5760 |  | 1 |  |  | 0.96 |  | Outdoor | Next To Meter
Solar Registration Program | NJSRRE1542553149 | Little Egg Harbor Township | 8087 | 18 | 7.26 | Residential | No | Behind the Meter | Whitman Construction, LLC | AC Electric | Accepted | 2019-10-17 | 2019-10-22 | 2020-10-22 | Panasonic | VBHN330SA16 | Solar Panels |  | 0.33 | 19 | 166 | 26 |  | Fixed | Roof
Solar Registration Program | NJSRRE1542553149 | Little Egg Harbor Township | 8087 | 18 | 7.26 | Residential | No | Behind the Meter | Whitman Construction, LLC | AC Electric | Accepted | 2019-10-17 | 2019-10-22 | 2020-10-22 | Panasonic | VBHN330SA16 | Solar Panels |  | 0.33 | 3 | 166 | 20 |  | Fixed | Roof
Solar Registration Program | NJSRRE1542553149 | Little Egg Harbor Township | 8087 | 18 | 7.26 | Residential | No | Behind the Meter | Whitman Construction, LLC | AC Electric | Accepted | 2019-10-17 | 2019-10-22 | 2020-10-22 | Ephase Energy | IQX7-96-2-US | Inverters | 0.315 |  | 22 |  |  | 0.975 |  | Outside | roof
Solar Registration Program | NJSRRE1542657610 | Linden City | 7036 | 10 | 7.26 | Residential | Yes | Behind the Meter | Sunrun Installation Services, Inc. | PSE&G | Accepted | 2019-10-25 | 2019-10-29 | 2020-10-29 | LG Electronics | LG330N1C-A5 | Solar Panels |  | 0.33 | 4 | 125 | 23 |  | Fixed | Roof
Solar Registration Program | NJSRRE1542657610 | Linden City | 7036 | 10 | 7.26 | Residential | Yes | Behind the Meter | Sunrun Installation Services, Inc. | PSE&G | Accepted | 2019-10-25 | 2019-10-29 | 2020-10-29 | LG Electronics | LG330N1C-A5 | Solar Panels |  | 0.33 | 11 | 214 | 23 |  | Fixed | Roof
Solar Registration Program | NJSRRE1542657610 | Linden City | 7036 | 10 | 7.26 | Residential | Yes | Behind the Meter | Sunrun Installation Services, Inc. | PSE&G | Accepted | 2019-10-25 | 2019-10-29 | 2020-10-29 | LG Electronics | LG330N1C-A5 | Solar Panels |  | 0.33 | 7 | 306 | 24 |  | Fixed | Roof
Solar Registration Program | NJSRRE1542657610 | Linden City | 7036 | 10 | 7.26 | Residential | Yes | Behind the Meter | Sunrun Installation Services, Inc. | PSE&G | Accepted | 2019-10-25 | 2019-10-29 | 2020-10-29 | SolarEdge Technologies | SE6000H-USRGM | Inverters | 6000 |  | 1 |  |  | 0.96 |  | Outdoor | Next To Meter
Solar Registration Program | NJSRRE1542839723 | Chesterfield | 8515 | 13 | 7.26 | Residential | No | Behind the Meter | Whitman Construction, LLC | PSE&G | Accepted | 2019-10-31 | 2019-11-04 | 2020-11-04 | Panasonic | VBHN330SA17 | Solar Panels |  | 0.33 | 5 | 256 | 30 |  | Fixed | Roof
Solar Registration Program | NJSRRE1542839723 | Chesterfield | 8515 | 13 | 7.26 | Residential | No | Behind the Meter | Whitman Construction, LLC | PSE&G | Accepted | 2019-10-31 | 2019-11-04 | 2020-11-04 | Panasonic | VBHN330SA17 | Solar Panels |  | 0.33 | 11 | 166 | 41 |  | Fixed | Roof
Solar Registration Program | NJSRRE1542839723 | Chesterfield | 8515 | 13 | 7.26 | Residential | No | Behind the Meter | Whitman Construction, LLC | PSE&G | Accepted | 2019-10-31 | 2019-11-04 | 2020-11-04 | Panasonic | VBHN330SA17 | Solar Panels |  | 0.33 | 6 | 166 | 46 |  | Fixed | Roof
Solar Registration Program | NJSRRE1542839723 | Chesterfield | 8515 | 13 | 7.26 | Residential | No | Behind the Meter | Whitman Construction, LLC | PSE&G | Accepted | 2019-10-31 | 2019-11-04 | 2020-11-04 | Enphase Energy | IQ7X-96-2-US | Inverters | 0.315 |  | 22 |  |  | 0.975 |  | Outside | roof
Solar Registration Program | NJSRRE1542909668 | Lindenwold | 8021 | 14 | 7.26 | Residential | No | Behind the Meter | NJ Solar Power, LLC | AC Electric | Accepted | 2019-11-04 | 2019-11-06 | 2020-11-06 | Panasonic | VBHN330SA17 | Solar Panels |  | 0.33 | 22 | 217 | 15 |  | Fixed | Roof
Solar Registration Program | NJSRRE1542909668 | Lindenwold | 8021 | 14 | 7.26 | Residential | No | Behind the Meter | NJ Solar Power, LLC | AC Electric | Accepted | 2019-11-04 | 2019-11-06 | 2020-11-06 | SolarEdge | SE6000H-US | Inverters | 6000 |  | 1 |  |  | 0.99 |  | Indoor | garage
Solar Registration Program | NJSRRE1543057936 | PISCATAWAY | 8854 | 11 | 7.26 | Residential | No | Behind the Meter | Suntuity Solar LLC | PSE&G | Accepted | 2019-11-09 | 2019-11-12 | 2020-11-12 | Longi | LR6-60HPB-330M | Solar Panels |  | 0.33 | 22 | 157 | 25 |  | Fixed | Roof
Solar Registration Program | NJSRRE1543057936 | PISCATAWAY | 8854 | 11 | 7.26 | Residential | No | Behind the Meter | Suntuity Solar LLC | PSE&G | Accepted | 2019-11-09 | 2019-11-12 | 2020-11-12 | Enphase Energy | IQ7-60-2-US | Inverters | 240 |  | 22 |  |  | 0.97 |  | Outdoor | Behind the PV Modules
Solar Registration Program | NJSRRE1543418582 | BURLINGTON | 8016 | 13 | 7.26 | Residential | No | Behind the Meter | Amped On Solar LLC | PSE&G | Accepted | 2019-11-18 | 2019-11-21 | 2020-11-21 | PANASONIC | VBHN330SA17E | Solar Panels |  | 0.33 | 14 | 251 | 16 |  | Fixed | Roof
Solar Registration Program | NJSRRE1543418582 | BURLINGTON | 8016 | 13 | 7.26 | Residential | No | Behind the Meter | Amped On Solar LLC | PSE&G | Accepted | 2019-11-18 | 2019-11-21 | 2020-11-21 | PANASONIC | VBHN330SA17E | Solar Panels |  | 0.33 | 8 | 251 | 16 |  | Fixed | Roof
Solar Registration Program | NJSRRE1543418582 | BURLINGTON | 8016 | 13 | 7.26 | Residential | No | Behind the Meter | Amped On Solar LLC | PSE&G | Accepted | 2019-11-18 | 2019-11-21 | 2020-11-21 | ENPHASE | IQ7X | Inverters | 315 |  | 22 |  |  | 0.975 |  | Outdoor | ON RACKING
Solar Registration Program | NJSRRE1543464381 | Bridgewater | 8807 | 5 | 7.26 | Residential | No | Behind the Meter | Panatec Corporation | PSE&G | Accepted | 2019-12-14 | 2019-12-16 | 2020-12-16 | Panasonic | VBHN330SA17E | Solar Panels |  | 0.33 | 22 | 180 | 25 |  | Fixed | Roof
Solar Registration Program | NJSRRE1543464381 | Bridgewater | 8807 | 5 | 7.26 | Residential | No | Behind the Meter | Panatec Corporation | PSE&G | Accepted | 2019-12-14 | 2019-12-16 | 2020-12-16 | Enphase | IQ-7X | Inverters | 330 |  | 18 |  |  | 0.975 |  | Outdoor | Outdoor
Solar Registration Program | NJSRRE1543465238 | Kendall Park | 8824 | 11 | 7.26 | Residential | No | Behind the Meter | Whitman Construction, LLC | PSE&G | Accepted | 2019-12-03 | 2019-12-04 | 2020-12-04 | Panasonic | VBHN330SA17 | Solar Panels |  | 0.33 | 22 | 151 | 35 |  | Fixed | Roof
Solar Registration Program | NJSRRE1543465238 | Kendall Park | 8824 | 11 | 7.26 | Residential | No | Behind the Meter | Whitman Construction, LLC | PSE&G | Accepted | 2019-12-03 | 2019-12-04 | 2020-12-04 | Panasonic | VBHN330SA17 | Solar Panels |  | 0.33 | 22 | 151 | 35 |  | Fixed | Roof
Solar Registration Program | NJSRRE1543465238 | Kendall Park | 8824 | 11 | 7.26 | Residential | No | Behind the Meter | Whitman Construction, LLC | PSE&G | Accepted | 2019-12-03 | 2019-12-04 | 2020-12-04 | Panasonic | VBHN330SA17 | Solar Panels |  | 0.33 | 22 | 151 | 35 |  | Fixed | Roof
Solar Registration Program | NJSRRE1543465238 | Kendall Park | 8824 | 11 | 7.26 | Residential | No | Behind the Meter | Whitman Construction, LLC | PSE&G | Accepted | 2019-12-03 | 2019-12-04 | 2020-12-04 | Panasonic | VBHN330SA17 | Solar Panels |  | 0.33 | 22 | 151 | 35 |  | Fixed | Roof
Solar Registration Program | NJSRRE1543465238 | Kendall Park | 8824 | 11 | 7.26 | Residential | No | Behind the Meter | Whitman Construction, LLC | PSE&G | Accepted | 2019-12-03 | 2019-12-04 | 2020-12-04 | Enphase Energy | IQ7X-96-2-US | Inverters | 0.315 |  | 22 |  |  | 0.975 |  | Outside | roof
Solar Registration Program | NJSRRE1543465238 | Kendall Park | 8824 | 11 | 7.26 | Residential | No | Behind the Meter | Whitman Construction, LLC | PSE&G | Accepted | 2019-12-03 | 2019-12-04 | 2020-12-04 | Enphase Energy | IQ7X-96-2-US | Inverters | 0.315 |  | 22 |  |  | 0.975 |  | Outside | roof
Solar Registration Program | NJSRRE1543465238 | Kendall Park | 8824 | 11 | 7.26 | Residential | No | Behind the Meter | Whitman Construction, LLC | PSE&G | Accepted | 2019-12-03 | 2019-12-04 | 2020-12-04 | Enphase Energy | IQ7X-96-2-US | Inverters | 0.315 |  | 22 |  |  | 0.975 |  | Outside | roof
Solar Registration Program | NJSRRE1543465238 | Kendall Park | 8824 | 11 | 7.26 | Residential | No | Behind the Meter | Whitman Construction, LLC | PSE&G | Accepted | 2019-12-03 | 2019-12-04 | 2020-12-04 | Enphase Energy | IQ7X-96-2-US | Inverters | 0.315 |  | 22 |  |  | 0.975 |  | Outside | roof
Solar Registration Program | NJSRRE1543474915 | Edison Twp | 8820 | 11 | 7.26 | Residential | No | Behind the Meter | Tesla Energy Operations Inc. | PSE&G | Accepted | 2019-12-03 | 2019-12-05 | 2020-12-05 | SolarCity Standard | SC330 | Solar Panels |  | 0.33 | 22 | 177 | 28 |  | Fixed | Roof
Solar Registration Program | NJSRRE1543474915 | Edison Twp | 8820 | 11 | 7.26 | Residential | No | Behind the Meter | Tesla Energy Operations Inc. | PSE&G | Accepted | 2019-12-03 | 2019-12-05 | 2020-12-05 | Delta | Solivia 7.6 TL | Inverters | 7600 |  | 1 |  |  | 0.975 |  | Outdoor | Outdoor
Solar Registration Program | NJSRRE1543651242 | Vineland | 8360 | 20 | 7.26 | Residential | No | Behind the Meter | NJ Solar Power, LLC | Vineland Muni Electric | Accepted | 2019-12-22 | 2019-12-26 | 2020-12-26 | Panasonic | VBHN330SA17 | Solar Panels |  | 0.33 | 4 | 175 | 14 |  | Fixed | Roof
Solar Registration Program | NJSRRE1543651242 | Vineland | 8360 | 20 | 7.26 | Residential | No | Behind the Meter | NJ Solar Power, LLC | Vineland Muni Electric | Accepted | 2019-12-22 | 2019-12-26 | 2020-12-26 | Panasonic | VBHN330SA17 | Solar Panels |  | 0.33 | 18 | 175 | 18 |  | Fixed | Roof
Solar Registration Program | NJSRRE1543651242 | Vineland | 8360 | 20 | 7.26 | Residential | No | Behind the Meter | NJ Solar Power, LLC | Vineland Muni Electric | Accepted | 2019-12-22 | 2019-12-26 | 2020-12-26 | SolarEdge | SE5000H-US | Inverters | 5000 |  | 1 |  |  | 0.99 |  | Indoor | Garage
Solar Registration Program | NJSRRE1540338836 | Brick | 8723 | 18 | 7.28 | Residential | Yes | Behind the Meter | Pro Custom Solar dba Momentum Solar | JCP&L | Accepted | 2019-02-06 | 2019-02-08 | 2020-02-08 | TRINA SOLAR | TSM280-DD05A.05(II) | Solar Panels |  | 0.28 | 16 | 123 | 23 |  | Fixed | Roof
Solar Registration Program | NJSRRE1540338836 | Brick | 8723 | 18 | 7.28 | Residential | Yes | Behind the Meter | Pro Custom Solar dba Momentum Solar | JCP&L | Accepted | 2019-02-06 | 2019-02-08 | 2020-02-08 | TRINA SOLAR | TSM280-DD05A.05(II) | Solar Panels |  | 0.28 | 10 | 123 | 8 |  | Fixed | Roof
Solar Registration Program | NJSRRE1540338836 | Brick | 8723 | 18 | 7.28 | Residential | Yes | Behind the Meter | Pro Custom Solar dba Momentum Solar | JCP&L | Accepted | 2019-02-06 | 2019-02-08 | 2020-02-08 | ENPHASE | IQ7 | Inverters | 240 |  | 26 |  |  | 0.97 |  | Outside | ROOF
Solar Registration Program | NJSRRE1540499380 | Hillsborough | 8844 | 5 | 7.28 | Residential | Yes | Behind the Meter | Pro Custom Solar dba Momentum Solar | PSE&G | Accepted | 2019-03-19 | 2019-03-20 | 2020-03-20 | TRINA SOLAR | TSM280-DD05A.05(II) | Solar Panels |  | 0.28 | 26 | 226 | 15 |  | Fixed | Roof
Solar Registration Program | NJSRRE1540499380 | Hillsborough | 8844 | 5 | 7.28 | Residential | Yes | Behind the Meter | Pro Custom Solar dba Momentum Solar | PSE&G | Accepted | 2019-03-19 | 2019-03-20 | 2020-03-20 | ENPHASE | IQ6-60-2-US | Inverters | 240 |  | 26 |  |  | 0.97 |  | Outdoor | ROOF
Solar Registration Program | NJSRRE1540836351 | Cherry Hill Twp | 8034 | 14 | 7.28 | Residential | Yes | Behind the Meter | Bright Planet Solar | PSE&G | Accepted | 2019-04-10 | 2019-04-12 | 2020-04-12 | TRINA SOLAR | TSM-DD05A.05(II) | Solar Panels |  | 0.28 | 12 | 141 | 21 |  | Fixed | Roof
Solar Registration Program | NJSRRE1540836351 | Cherry Hill Twp | 8034 | 14 | 7.28 | Residential | Yes | Behind the Meter | Bright Planet Solar | PSE&G | Accepted | 2019-04-10 | 2019-04-12 | 2020-04-12 | TRINA SOLAR | TSM-DD05A.05(II) | Solar Panels |  | 0.28 | 14 | 229 | 21 |  | Fixed | Roof
Solar Registration Program | NJSRRE1540836351 | Cherry Hill Twp | 8034 | 14 | 7.28 | Residential | Yes | Behind the Meter | Bright Planet Solar | PSE&G | Accepted | 2019-04-10 | 2019-04-12 | 2020-04-12 | Solar Edge | SE7600H-USRGM | Inverters | 7600 |  | 1 |  |  | 0.98 |  | Outside | NEXT TO METER
Solar Registration Program | NJSRRE1540960485 | Westampton | 8060 | 13 | 7.28 | Residential | Yes | Behind the Meter | Vivint Solar Developer, LLC | PSE&G | Accepted | 2019-05-06 | 2019-05-09 | 2020-05-09 | Trina Solar | TSM-260PD05.08 | Solar Panels |  | 0.26 | 28 | 192 | 27 |  | Fixed | Roof
Solar Registration Program | NJSRRE1540960485 | Westampton | 8060 | 13 | 7.28 | Residential | Yes | Behind the Meter | Vivint Solar Developer, LLC | PSE&G | Accepted | 2019-05-06 | 2019-05-09 | 2020-05-09 | Enphase Energy | M215-60-2LL-S22-IG | Inverters | 215 |  | 28 |  |  | 0.96 |  | Other | Underneath Each Module
Solar Registration Program | NJSRRE1543212049 | Washington | 7882 | 2 | 7.29 | Residential | No | Behind the Meter | Integra Renewables | JCP&L | Accepted | 2019-12-03 | 2019-12-03 | 2020-12-03 | Trina | TSM-235PA05 | Solar Panels |  | 0.235 | 31 | 130 | 30 |  | Fixed | Roof
Solar Registration Program | NJSRRE1543212049 | Washington | 7882 | 2 | 7.29 | Residential | No | Behind the Meter | Integra Renewables | JCP&L | Accepted | 2019-12-03 | 2019-12-03 | 2020-12-03 | SMA | SB5000TL-US-22 | Inverters | 5000 |  | 1 |  |  | 0.97 |  | Outdoor | Side of house near meter
Solar Registration Program | NJSRRE1541693914 | Erial | 8081 | 14 | 7.3 | Residential | Yes | Behind the Meter | Sunrun Installation Services, Inc. | AC Electric | Accepted | 2019-07-22 | 2019-07-24 | 2020-07-24 | LG Electronics | LG365Q1C-V5 | Solar Panels |  | 0.365 | 3 | 107 | 27 |  | Fixed | Roof
Solar Registration Program | NJSRRE1541693914 | Erial | 8081 | 14 | 7.3 | Residential | Yes | Behind the Meter | Sunrun Installation Services, Inc. | AC Electric | Accepted | 2019-07-22 | 2019-07-24 | 2020-07-24 | LG Electronics | LG365Q1C-V5 | Solar Panels |  | 0.365 | 6 | 287 | 27 |  | Fixed | Roof
Solar Registration Program | NJSRRE1541693914 | Erial | 8081 | 14 | 7.3 | Residential | Yes | Behind the Meter | Sunrun Installation Services, Inc. | AC Electric | Accepted | 2019-07-22 | 2019-07-24 | 2020-07-24 | LG Electronics | LG365Q1C-V5 | Solar Panels |  | 0.365 | 4 | 17 | 18 |  | Fixed | Roof
Solar Registration Program | NJSRRE1541693914 | Erial | 8081 | 14 | 7.3 | Residential | Yes | Behind the Meter | Sunrun Installation Services, Inc. | AC Electric | Accepted | 2019-07-22 | 2019-07-24 | 2020-07-24 | LG Electronics | LG365Q1C-V5 | Solar Panels |  | 0.365 | 7 | 197 | 18 |  | Fixed | Roof
Solar Registration Program | NJSRRE1541693914 | Erial | 8081 | 14 | 7.3 | Residential | Yes | Behind the Meter | Sunrun Installation Services, Inc. | AC Electric | Accepted | 2019-07-22 | 2019-07-24 | 2020-07-24 | SolarEdge Technologies | SE6000H-USRGM | Inverters | 6000 |  | 1 |  |  | 0.96 |  | Outdoor | Next To Meter
Solar Registration Program | NJSRRE1542202717 | Franklin Twp Som | 8540 | 12 | 7.3 | Residential | Yes | Behind the Meter | Sunrun Installation Services, Inc. | PSE&G | Accepted | 2019-09-04 | 2019-09-09 | 2020-09-09 | LG Electronics | LG365Q1C-V5 | Solar Panels |  | 0.365 | 20 | 221 | 27 |  | Fixed | Roof
Solar Registration Program | NJSRRE1542202717 | Franklin Twp Som | 8540 | 12 | 7.3 | Residential | Yes | Behind the Meter | Sunrun Installation Services, Inc. | PSE&G | Accepted | 2019-09-04 | 2019-09-09 | 2020-09-09 | Ningbo Ginlong Technologies | Solis-1P6K-4G-US | Inverters | 6000 |  | 1 |  |  | 0.96 |  | Outdoor | Next To Meter
Solar Registration Program | NJSRRE1540212183 | Williamstown | 8094 | 15 | 7.32 | Residential | No | Behind the Meter | Envirosolar | AC Electric | Accepted | 2019-01-07 | 2019-01-09 | 2020-01-09 | HANWHA Q Cells | Q.PEAK-G4.1 | Solar Panels |  | 0.305 | 14 | 164 | 22 |  | Fixed | Roof
Solar Registration Program | NJSRRE1540212183 | Williamstown | 8094 | 15 | 7.32 | Residential | No | Behind the Meter | Envirosolar | AC Electric | Accepted | 2019-01-07 | 2019-01-09 | 2020-01-09 | HANWHA Q Cells 305W | Q.PEAK-G4.1 | Solar Panels |  | 0.305 | 10 | 164 | 22 |  | Fixed | Roof
Solar Registration Program | NJSRRE1540212183 | Williamstown | 8094 | 15 | 7.32 | Residential | No | Behind the Meter | Envirosolar | AC Electric | Accepted | 2019-01-07 | 2019-01-09 | 2020-01-09 | Solar Edge | SE10000A-US | Inverters | 10000 |  | 1 |  |  | 0.98 |  | Outdoor | Roof Mount
Solar Registration Program | NJSRRE1540212183 | Williamstown | 8094 | 15 | 7.32 | Residential | No | Behind the Meter | Envirosolar | AC Electric | Accepted | 2019-01-07 | 2019-01-09 | 2020-01-09 | Sangamo | S-02S-20023E | Meters | 3W |  | 1 |  |  |  |  | Outdoor
Solar Registration Program | NJSRRE1540502026 | Union | 7083 | 10 | 7.32 | Residential | No | Behind the Meter | Whitman Construction, LLC | PSE&G | Final As-Built Received | 2019-03-20 | 2019-03-21 | 2020-03-21 | Trina Solar | TSM-305DD05A | Solar Panels |  | 0.305 | 10 | 237 | 33 |  | Fixed | Roof
Solar Registration Program | NJSRRE1540502026 | Union | 7083 | 10 | 7.32 | Residential | No | Behind the Meter | Whitman Construction, LLC | PSE&G | Final As-Built Received | 2019-03-20 | 2019-03-21 | 2020-03-21 | Trina Solar | TSM-305DD05A | Solar Panels |  | 0.305 | 14 | 147 | 33 |  | Fixed | Roof
Solar Registration Program | NJSRRE1540502026 | Union | 7083 | 10 | 7.32 | Residential | No | Behind the Meter | Whitman Construction, LLC | PSE&G | Final As-Built Received | 2019-03-20 | 2019-03-21 | 2020-03-21 | Solar Edge | SE5000H-US | Inverters | 0.24 |  | 1 |  |  | 0.992 |  | Outside | roof
Solar Registration Program | NJSRRE1540502026 | Union | 7083 | 10 | 7.32 | Residential | No | Behind the Meter | Whitman Construction, LLC | PSE&G | Final As-Built Received | 2019-03-20 | 2019-03-21 | 2020-03-21 | Solar Edge | SE5000H-US | Meters |  |  | 1 |  |  |  | Yes | Outdoor
Solar Registration Program | NJSRRE1540991677 | Union Township | 7083 | 10 | 7.32 | Residential | No | Behind the Meter | Whitman Construction, LLC | PSE&G | Accepted | 2019-05-15 | 2019-05-20 | 2020-05-20 | Trina Solar | TSM-305DD05A | Solar Panels |  | 0.305 | 24 | 165 | 27 |  | Fixed | Roof
Solar Registration Program | NJSRRE1540991677 | Union Township | 7083 | 10 | 7.32 | Residential | No | Behind the Meter | Whitman Construction, LLC | PSE&G | Accepted | 2019-05-15 | 2019-05-20 | 2020-05-20 | Solar Edge | SE6000H-US | Inverters | 0.24 |  | 1 |  |  | 0.992 |  | Outside | roof
Solar Registration Program | NJSRRE1541125516 | Saddle Brook Twp | 7663 | 7 | 7.32 | Residential | Yes | Behind the Meter | Tesla Energy Operations Inc | PSE&G | Accepted | 2019-06-07 | 2019-06-12 | 2020-06-12 | Hanwha Q-Cells | Q.PEAK-G4.1/SC 305 | Solar Panels |  | 0.305 | 3 | 253 | 26 |  | Fixed | Roof
Solar Registration Program | NJSRRE1541125516 | Saddle Brook Twp | 7663 | 7 | 7.32 | Residential | Yes | Behind the Meter | Tesla Energy Operations Inc | PSE&G | Accepted | 2019-06-07 | 2019-06-12 | 2020-06-12 | Hanwha Q-Cells | Q.PEAK-G4.1/SC 305 | Solar Panels |  | 0.305 | 12 | 73 | 26 |  | Fixed | Roof
Solar Registration Program | NJSRRE1541125516 | Saddle Brook Twp | 7663 | 7 | 7.32 | Residential | Yes | Behind the Meter | Tesla Energy Operations Inc | PSE&G | Accepted | 2019-06-07 | 2019-06-12 | 2020-06-12 | Hanwha Q-Cells | Q.PEAK-G4.1/SC 305 | Solar Panels |  | 0.305 | 9 | 163 | 22 |  | Fixed | Roof
Solar Registration Program | NJSRRE1541125516 | Saddle Brook Twp | 7663 | 7 | 7.32 | Residential | Yes | Behind the Meter | Tesla Energy Operations Inc | PSE&G | Accepted | 2019-06-07 | 2019-06-12 | 2020-06-12 | SolarEdge | SE7600H-US000SNC2 | Inverters | 7600 |  | 1 |  |  | 0.99 |  | Outdoor | Outdoor
Solar Registration Program | NJSRRE1541494998 | Lanoka Harbor | 8734 | 18 | 7.32 | Residential | No | Behind the Meter | Orbit Energy & Power, LLC | JCP&L | Accepted | 2019-06-26 | 2019-07-01 | 2020-07-01 | longi | longi 305 | Solar Panels |  | 0.305 | 24 | 201 | 27 |  | Fixed | Roof
Solar Registration Program | NJSRRE1541494998 | Lanoka Harbor | 8734 | 18 | 7.32 | Residential | No | Behind the Meter | Orbit Energy & Power, LLC | JCP&L | Accepted | 2019-06-26 | 2019-07-01 | 2020-07-01 | enphase | iq7 | Inverters | 240 |  | 24 |  |  | 0.986 |  | Outside | panel
Solar Registration Program | NJSRRE1541500594 | Barnegat | 8005 | 18 | 7.32 | Residential | Yes | Behind the Meter | All Season Solar | AC Electric | Accepted | 2019-06-27 | 2019-07-01 | 2020-07-01 | Trina | TSM DD05A.05II 305W MAR 2019 | Solar Panels |  | 0.305 | 24 | 124 | 35 |  | Fixed | Roof
Solar Registration Program | NJSRRE1541500594 | Barnegat | 8005 | 18 | 7.32 | Residential | Yes | Behind the Meter | All Season Solar | AC Electric | Accepted | 2019-06-27 | 2019-07-01 | 2020-07-01 | Enphase | IQ7 | Inverters | 240 |  | 24 |  |  | 0.97 |  | Outdoor | Under Module
Solar Registration Program | NJSRRE1541862689 | Villas | 8251 | 21 | 7.32 | Residential | Yes | Behind the Meter | All Season Solar | AC Electric | Accepted | 2019-08-20 | 2019-08-26 | 2020-08-26 | Trina | TSM DD05A.05II 305W MAR 2019 | Solar Panels |  | 0.305 | 4 | 211 | 22 |  | Fixed | Roof
Solar Registration Program | NJSRRE1541862689 | Villas | 8251 | 21 | 7.32 | Residential | Yes | Behind the Meter | All Season Solar | AC Electric | Accepted | 2019-08-20 | 2019-08-26 | 2020-08-26 | Trina | TSM DD05A.05II 305W MAR 2019 | Solar Panels |  | 0.305 | 14 | 211 | 22 |  | Fixed | Roof
Solar Registration Program | NJSRRE1541862689 | Villas | 8251 | 21 | 7.32 | Residential | Yes | Behind the Meter | All Season Solar | AC Electric | Accepted | 2019-08-20 | 2019-08-26 | 2020-08-26 | Trina | TSM DD05A.05II 305W MAR 2019 | Solar Panels |  | 0.305 | 6 | 121 | 26 |  | Fixed | Roof
Solar Registration Program | NJSRRE1541862689 | Villas | 8251 | 21 | 7.32 | Residential | Yes | Behind the Meter | All Season Solar | AC Electric | Accepted | 2019-08-20 | 2019-08-26 | 2020-08-26 | Enphase | IQ7 | Inverters | 240 |  | 24 |  |  | 0.97 |  | Outdoor | Under Module
Solar Registration Program | NJSRRE1541881082 | Hamilton TWP | 8610 | 12 | 7.32 | Residential | Yes | Behind the Meter | 1st Light Energy Inc | PSE&G | Accepted | 2019-08-23 | 2019-08-28 | 2020-08-28 | Trina | TSM-305DD05A.05 | Solar Panels |  | 0.305 | 18 | 115 | 23 |  | Fixed | Roof
Solar Registration Program | NJSRRE1541881082 | Hamilton TWP | 8610 | 12 | 7.32 | Residential | Yes | Behind the Meter | 1st Light Energy Inc | PSE&G | Accepted | 2019-08-23 | 2019-08-28 | 2020-08-28 | Trina | TSM-305DD05A.05 | Solar Panels |  | 0.305 | 6 | 115 | 9 |  | Fixed | Roof
Solar Registration Program | NJSRRE1541881082 | Hamilton TWP | 8610 | 12 | 7.32 | Residential | Yes | Behind the Meter | 1st Light Energy Inc | PSE&G | Accepted | 2019-08-23 | 2019-08-28 | 2020-08-28 | Solaredge | SE7600H-USRGM | Inverters | 7600 |  | 1 |  |  | 0.99 |  | Outside | within 10 feet of meter
Solar Registration Program | NJSRRE1541888878 | Vineland | 8360 | 20 | 7.32 | Residential | No | Behind the Meter | EMT Renewables | Vineland Muni Electric | Final As-Built Received | 2019-08-27 | 2019-08-30 | 2020-08-30 | Trina | Allmax | Solar Panels |  | 0.305 | 24 | 273 | 22 |  | Fixed | Roof
Solar Registration Program | NJSRRE1541888878 | Vineland | 8360 | 20 | 7.32 | Residential | No | Behind the Meter | EMT Renewables | Vineland Muni Electric | Final As-Built Received | 2019-08-27 | 2019-08-30 | 2020-08-30 | Solaredge | SE5000H-US | Inverters | 5000 |  | 1 |  |  | 0.99 |  | Outside | NA
Solar Registration Program | NJSRRE1541888878 | Vineland | 8360 | 20 | 7.32 | Residential | No | Behind the Meter | EMT Renewables | Vineland Muni Electric | Final As-Built Received | 2019-08-27 | 2019-08-30 | 2020-08-30 | SolarEdge | SE5000H-US | Meters |  |  | 1 |  |  |  | Yes | Outdoor
Solar Registration Program | NJSRRE1542393504 | Cherry Hill | 8002 | 14 | 7.32 | Residential | Yes | Behind the Meter | All Season Solar | PSE&G | Accepted | 2019-09-12 | 2019-09-16 | 2020-09-16 | Trina | TSMDDA.05II 305w | Solar Panels |  | 0.305 | 24 | 119 | 24 |  | Fixed | Roof
Solar Registration Program | NJSRRE1542393504 | Cherry Hill | 8002 | 14 | 7.32 | Residential | Yes | Behind the Meter | All Season Solar | PSE&G | Accepted | 2019-09-12 | 2019-09-16 | 2020-09-16 | enphase | IQ7 | Inverters | 240 |  | 24 |  |  | 0.97 |  | Outside | under module
Solar Registration Program | NJSRRE1542395307 | Richland | 8350 | 19 | 7.32 | Residential | Yes | Behind the Meter | All Season Solar | AC Electric | Accepted | 2019-09-13 | 2019-09-17 | 2020-09-17 | Trina | TSMDD05AII 305w | Solar Panels |  | 0.305 | 2 | 290 | 23 |  | Fixed | Roof
Solar Registration Program | NJSRRE1542395307 | Richland | 8350 | 19 | 7.32 | Residential | Yes | Behind the Meter | All Season Solar | AC Electric | Accepted | 2019-09-13 | 2019-09-17 | 2020-09-17 | Trina | TSMDD05AII 305w | Solar Panels |  | 0.305 | 22 | 110 | 23 |  | Fixed | Roof
Solar Registration Program | NJSRRE1542395307 | Richland | 8350 | 19 | 7.32 | Residential | Yes | Behind the Meter | All Season Solar | AC Electric | Accepted | 2019-09-13 | 2019-09-17 | 2020-09-17 | Enphase | IQ7 | Inverters | 240 |  | 24 |  |  | 0.97 |  | Outside | under module
Solar Registration Program | NJSRRE1542407249 | Barnegat | 8005 | 18 | 7.32 | Residential | Yes | Behind the Meter | Bright Planet Solar | AC Electric | Accepted | 2019-09-15 | 2019-09-18 | 2020-09-18 | LONGI | LR6-60BK-305M | Solar Panels |  | 0.305 | 20 | 208 | 16 |  | Fixed | Roof
Solar Registration Program | NJSRRE1542407249 | Barnegat | 8005 | 18 | 7.32 | Residential | Yes | Behind the Meter | Bright Planet Solar | AC Electric | Accepted | 2019-09-15 | 2019-09-18 | 2020-09-18 | LONGI | LR6-60BK-305M | Solar Panels |  | 0.305 | 4 | 28 | 16 |  | Fixed | Roof
Solar Registration Program | NJSRRE1542407249 | Barnegat | 8005 | 18 | 7.32 | Residential | Yes | Behind the Meter | Bright Planet Solar | AC Electric | Accepted | 2019-09-15 | 2019-09-18 | 2020-09-18 | SOLAR EDGE | SE6000H-USRGM | Inverters | 6000 |  | 1 |  |  | 0.98 |  | Outdoor | NEXT TO METER
Solar Registration Program | NJSRRE1542419485 | Trenton (Hamilton Twp) | 8610 | 12 | 7.32 | Residential | No | Behind the Meter | Kopp Electric Company | PSE&G | Accepted | 2019-09-18 | 2019-09-20 | 2020-09-20 | CertainTeed | CT305M11-03 | Solar Panels |  | 0.305 | 21 | 261 | 42 |  | Fixed | Roof
Solar Registration Program | NJSRRE1542419485 | Trenton (Hamilton Twp) | 8610 | 12 | 7.32 | Residential | No | Behind the Meter | Kopp Electric Company | PSE&G | Accepted | 2019-09-18 | 2019-09-20 | 2020-09-20 | CertainTeed | CT305M11-03 | Solar Panels |  | 0.305 | 3 | 81 | 14 |  | Fixed | Roof
Solar Registration Program | NJSRRE1542419485 | Trenton (Hamilton Twp) | 8610 | 12 | 7.32 | Residential | No | Behind the Meter | Kopp Electric Company | PSE&G | Accepted | 2019-09-18 | 2019-09-20 | 2020-09-20 | Solar Edge | SE6000H-US | Inverters | 6000 |  | 1 |  |  | 0.975 |  | Outside | next to meter
Solar Registration Program | NJSRRE1542433966 | Newark | 7107 | 9 | 7.32 | Residential | No | Behind the Meter | Whitman Construction, LLC | PSE&G | Accepted | 2019-09-26 | 2019-09-27 | 2020-09-27 | Trina Solar | TSM-305DD05A | Solar Panels |  | 0.305 | 7 | 21 | 35 |  | Fixed | Roof
Solar Registration Program | NJSRRE1542433966 | Newark | 7107 | 9 | 7.32 | Residential | No | Behind the Meter | Whitman Construction, LLC | PSE&G | Accepted | 2019-09-26 | 2019-09-27 | 2020-09-27 | Trina Solar | TSM-305DD05A | Solar Panels |  | 0.305 | 3 | 111 | 35 |  | Fixed | Roof
Solar Registration Program | NJSRRE1542433966 | Newark | 7107 | 9 | 7.32 | Residential | No | Behind the Meter | Whitman Construction, LLC | PSE&G | Accepted | 2019-09-26 | 2019-09-27 | 2020-09-27 | Trina Solar | TSM-305DD05A | Solar Panels |  | 0.305 | 6 | 291 | 35 |  | Fixed | Roof
Solar Registration Program | NJSRRE1542433966 | Newark | 7107 | 9 | 7.32 | Residential | No | Behind the Meter | Whitman Construction, LLC | PSE&G | Accepted | 2019-09-26 | 2019-09-27 | 2020-09-27 | Trina Solar | TSM-305DD05A | Solar Panels |  | 0.305 | 8 | 201 | 35 |  | Fixed | Roof
Solar Registration Program | NJSRRE1542433966 | Newark | 7107 | 9 | 7.32 | Residential | No | Behind the Meter | Whitman Construction, LLC | PSE&G | Accepted | 2019-09-26 | 2019-09-27 | 2020-09-27 | Enphase Energy | IQ7-60-2-US | Inverters | 0.24 |  | 24 |  |  | 0.976 |  | Outside | roof
Solar Registration Program | NJSRRE1542507870 | Vineland | 8360 | 20 | 7.32 | Residential | No | Behind the Meter | Bright Planet Solar | Vineland Muni Electric | Accepted | 2019-10-04 | 2019-10-09 | 2020-10-09 | LONGI | LR6-60PB-305M | Solar Panels |  | 0.305 | 6 | 182 | 26 |  | Fixed | Roof
Solar Registration Program | NJSRRE1542507870 | Vineland | 8360 | 20 | 7.32 | Residential | No | Behind the Meter | Bright Planet Solar | Vineland Muni Electric | Accepted | 2019-10-04 | 2019-10-09 | 2020-10-09 | LONGI | LR6-60PB-305M | Solar Panels |  | 0.305 | 12 | 272 | 18 |  | Fixed | Roof
Solar Registration Program | NJSRRE1542507870 | Vineland | 8360 | 20 | 7.32 | Residential | No | Behind the Meter | Bright Planet Solar | Vineland Muni Electric | Accepted | 2019-10-04 | 2019-10-09 | 2020-10-09 | LONGI | LR6-60PB-305M | Solar Panels |  | 0.305 | 6 | 272 | 5 |  | Fixed | Roof
Solar Registration Program | NJSRRE1542507870 | Vineland | 8360 | 20 | 7.32 | Residential | No | Behind the Meter | Bright Planet Solar | Vineland Muni Electric | Accepted | 2019-10-04 | 2019-10-09 | 2020-10-09 | SOLAR EDGE | SE6000H-USRGM | Inverters | 6000 |  | 1 |  |  | 0.98 |  | Outdoor | NEXT TO METER
Solar Registration Program | NJSRRE1543461291 | Vineland | 8360 | 20 | 7.32 | Residential | No | Behind the Meter | Bright Planet Solar | Vineland Muni Electric | Accepted | 2019-11-30 | 2019-12-04 | 2020-12-04 | TRINA SOLAR | TSM-DD05A.05(II) 305W | Solar Panels |  | 0.305 | 5 | 184 | 34 |  | Fixed | Roof
Solar Registration Program | NJSRRE1543461291 | Vineland | 8360 | 20 | 7.32 | Residential | No | Behind the Meter | Bright Planet Solar | Vineland Muni Electric | Accepted | 2019-11-30 | 2019-12-04 | 2020-12-04 | TRINA SOLAR | TSM-DD05A.05(II) 305W | Solar Panels |  | 0.305 | 14 | 92 | 23 |  | Fixed | Roof
Solar Registration Program | NJSRRE1543461291 | Vineland | 8360 | 20 | 7.32 | Residential | No | Behind the Meter | Bright Planet Solar | Vineland Muni Electric | Accepted | 2019-11-30 | 2019-12-04 | 2020-12-04 | TRINA SOLAR | TSM-DD05A.05(II) 305W | Solar Panels |  | 0.305 | 5 | 275 | 23 |  | Fixed | Roof
Solar Registration Program | NJSRRE1543461291 | Vineland | 8360 | 20 | 7.32 | Residential | No | Behind the Meter | Bright Planet Solar | Vineland Muni Electric | Accepted | 2019-11-30 | 2019-12-04 | 2020-12-04 | SOLAR EDGE | SE5000H-USRGM | Inverters | 5000 |  | 1 |  |  | 0.98 |  | Outside | NEXT TO METER
Solar Registration Program | NJSRRE1541037812 | Mays Landing | 8330 | 19 | 7.35 | Residential | No | Behind the Meter | Green Power Energy | AC Electric | Accepted | 2019-05-23 | 2019-05-28 | 2020-05-28 | Silfab | SLG350M | Solar Panels |  | 0.35 | 21 | 186 | 35 |  | Fixed | Ground
Solar Registration Program | NJSRRE1541037812 | Mays Landing | 8330 | 19 | 7.35 | Residential | No | Behind the Meter | Green Power Energy | AC Electric | Accepted | 2019-05-23 | 2019-05-28 | 2020-05-28 | Solar Edge | SE7600H-US | Inverters | 7600 |  | 1 |  |  | 0.97 |  | Outside | next to meter
Solar Registration Program | NJSRRE1541712653 | Mullica Hill | 8062 | 15 | 7.35 | Residential | Yes | Behind the Meter | SunPower Corporation, Systems | AC Electric | Accepted | 2019-07-29 | 2019-08-01 | 2020-08-01 | SUNPOWER | SPR-X21- 350-BLK-E-AC | Solar Panels |  | 0.35 | 8 | 315 | 23 |  | Fixed | Roof
Solar Registration Program | NJSRRE1541712653 | Mullica Hill | 8062 | 15 | 7.35 | Residential | Yes | Behind the Meter | SunPower Corporation, Systems | AC Electric | Accepted | 2019-07-29 | 2019-08-01 | 2020-08-01 | SUNPOWER | SPR-X21- 350-BLK-E-AC | Solar Panels |  | 0.35 | 8 | 135 | 23 |  | Fixed | Roof
Solar Registration Program | NJSRRE1541712653 | Mullica Hill | 8062 | 15 | 7.35 | Residential | Yes | Behind the Meter | SunPower Corporation, Systems | AC Electric | Accepted | 2019-07-29 | 2019-08-01 | 2020-08-01 | SUNPOWER | SPR-X21- 350-BLK-E-AC | Solar Panels |  | 0.35 | 5 | 135 | 23 |  | Fixed | Roof
Solar Registration Program | NJSRRE1541712653 | Mullica Hill | 8062 | 15 | 7.35 | Residential | Yes | Behind the Meter | SunPower Corporation, Systems | AC Electric | Accepted | 2019-07-29 | 2019-08-01 | 2020-08-01 | SUNPOWER | SPR-X21- 350-BLK-E-AC | Inverters | 320 |  | 21 |  |  | 0.96 |  | Other | under each panel
Solar Registration Program | NJSRRE1542735935 | Montclair Twp. | 7043 | 9 | 7.35 | Residential | No | Behind the Meter | Geoscape Solar | PSE&G | Accepted | 2019-10-29 | 2019-10-31 | 2020-10-31 | LG Electronics | LG350N1C-V5 | Solar Panels |  | 0.35 | 21 | 194 | 35 |  | Fixed | Roof
Solar Registration Program | NJSRRE1542735935 | Montclair Twp. | 7043 | 9 | 7.35 | Residential | No | Behind the Meter | Geoscape Solar | PSE&G | Accepted | 2019-10-29 | 2019-10-31 | 2020-10-31 | SolarEdge | SE6000H-US | Inverters | 6000 |  | 1 |  |  | 0.98 |  | Outside | adj. to utility meter
Solar Registration Program | NJSRRE1543571197 | Ewan | 8025 | 15 | 7.35 | Residential | Yes | Behind the Meter | Seabright Solar | AC Electric | Accepted | 2019-12-24 | 2019-12-26 | 2020-12-26 | Sunpower | SPR-X21-350 | Solar Panels |  | 0.35 | 21 | 166 | 30 |  | Fixed | Roof
Solar Registration Program | NJSRRE1543571197 | Ewan | 8025 | 15 | 7.35 | Residential | Yes | Behind the Meter | Seabright Solar | AC Electric | Accepted | 2019-12-24 | 2019-12-26 | 2020-12-26 | Sunpower | SPR-X21-350 | Inverters | 0.32 |  | 21 |  |  | 0.99 |  | Outside | Roof
Solar Registration Program | NJSRRE1540849349 | Bordentown City | 8505 | 13 | 7.36 | Residential | No | Behind the Meter | Solar States LLC | PSE&G | Accepted | 2019-04-12 | 2019-04-15 | 2020-04-15 | Q.CELLS | Q.CELLS 320 | Solar Panels |  | 0.32 | 23 | 150 | 10 |  | Fixed | Roof
Solar Registration Program | NJSRRE1540849349 | Bordentown City | 8505 | 13 | 7.36 | Residential | No | Behind the Meter | Solar States LLC | PSE&G | Accepted | 2019-04-12 | 2019-04-15 | 2020-04-15 | SolarEdge | SE5000H-US | Inverters | 5000 |  | 1 |  |  | 0.98 |  | Indoor | GARAGE
Solar Registration Program | NJSRRE1541374462 | Burlington | 8016 | 13 | 7.36 | Residential | Yes | Behind the Meter | Vision Solar LLC | PSE&G | Final As-Built Received | 2019-06-14 | 2019-06-18 | 2020-06-18 | sunpower | e20-327-e-ac | Solar Panels |  | 0.32 | 6 | 341 | 37 |  | Fixed | Roof
Solar Registration Program | NJSRRE1541374462 | Burlington | 8016 | 13 | 7.36 | Residential | Yes | Behind the Meter | Vision Solar LLC | PSE&G | Final As-Built Received | 2019-06-14 | 2019-06-18 | 2020-06-18 | sunpower | e20-327-e-ac | Solar Panels |  | 0.32 | 17 | 161 | 37 |  | Fixed | Roof
Solar Registration Program | NJSRRE1541374462 | Burlington | 8016 | 13 | 7.36 | Residential | Yes | Behind the Meter | Vision Solar LLC | PSE&G | Final As-Built Received | 2019-06-14 | 2019-06-18 | 2020-06-18 | sunpower | e20-327-e-ac | Inverters | 0.32 |  | 23 |  |  | 0.96 |  | Other | behind panels
Solar Registration Program | NJSRRE1541374462 | Burlington | 8016 | 13 | 7.36 | Residential | Yes | Behind the Meter | Vision Solar LLC | PSE&G | Final As-Built Received | 2019-06-14 | 2019-06-18 | 2020-06-18 | SUNPOWER | PVS6 | Meters |  |  | 1 |  |  |  | Yes
Solar Registration Program | NJSRRE1541494862 | Newark | 7103 | 9 | 7.36 | Residential | Yes | Behind the Meter | Pro Custom Solar dba Momentum Solar | PSE&G | Accepted | 2019-06-26 | 2019-06-28 | 2020-06-28 | LG | LG320N1K-V5 | Solar Panels |  | 0.32 | 15 | 202 | 21 |  | Fixed | Roof
Solar Registration Program | NJSRRE1541494862 | Newark | 7103 | 9 | 7.36 | Residential | Yes | Behind the Meter | Pro Custom Solar dba Momentum Solar | PSE&G | Accepted | 2019-06-26 | 2019-06-28 | 2020-06-28 | LG | LG320N1K-V5 | Solar Panels |  | 0.32 | 8 | 22 | 20 |  | Fixed | Roof
Solar Registration Program | NJSRRE1541494862 | Newark | 7103 | 9 | 7.36 | Residential | Yes | Behind the Meter | Pro Custom Solar dba Momentum Solar | PSE&G | Accepted | 2019-06-26 | 2019-06-28 | 2020-06-28 | ENPHASE | IQ7-60-2-US | Inverters | 250 |  | 23 |  |  | 0.97 |  | Outdoor | ROOF
Solar Registration Program | NJSRRE1542441078 | Lakewood | 8701 | 18 | 7.36 | Residential | No | Behind the Meter | Powerlutions | JCP&L | Accepted | 2019-09-25 | 2019-09-27 | 2020-09-27 | Axitec | AC-320MH/120S | Solar Panels |  | 0.32 | 16 | 132 | 30 |  | Fixed | Roof
Solar Registration Program | NJSRRE1542441078 | Lakewood | 8701 | 18 | 7.36 | Residential | No | Behind the Meter | Powerlutions | JCP&L | Accepted | 2019-09-25 | 2019-09-27 | 2020-09-27 | Axitec | AC-320MH/120S | Solar Panels |  | 0.32 | 2 | 222 | 43 |  | Fixed | Roof
Solar Registration Program | NJSRRE1542441078 | Lakewood | 8701 | 18 | 7.36 | Residential | No | Behind the Meter | Powerlutions | JCP&L | Accepted | 2019-09-25 | 2019-09-27 | 2020-09-27 | Axitec | AC-320MH/120S | Solar Panels |  | 0.32 | 5 | 222 | 29 |  | Fixed | Roof
Solar Registration Program | NJSRRE1542441078 | Lakewood | 8701 | 18 | 7.36 | Residential | No | Behind the Meter | Powerlutions | JCP&L | Accepted | 2019-09-25 | 2019-09-27 | 2020-09-27 | Solar Edge | SE6000H-US | Inverters | 6 |  | 1 |  |  | 0.99 |  | Outdoor | near meter
Solar Registration Program | NJSRRE1542511119 | Ocean City | 8226 | 21 | 7.36 | Residential | No | Behind the Meter | Sun Up Zero Down | AC Electric | Accepted | 2019-10-07 | 2019-10-09 | 2020-10-09 | LG | LG320N1K-A5 | Solar Panels |  | 0.32 | 23 | 219 | 31 |  | Fixed | Roof
Solar Registration Program | NJSRRE1542511119 | Ocean City | 8226 | 21 | 7.36 | Residential | No | Behind the Meter | Sun Up Zero Down | AC Electric | Accepted | 2019-10-07 | 2019-10-09 | 2020-10-09 | solaredge | SE6000H-US | Inverters | 6000 |  | 1 |  |  | 0.983 |  | Other | outside wall
Solar Registration Program | NJSRRE1542884214 | Evesham TWP | 8012 | 14 | 7.36 | Residential | Yes | Behind the Meter | SunPower Capital LLC | PSE&G | Accepted | 2019-11-08 | 2019-11-08 | 2020-11-08 | sunpower | e20-327-e-ac | Solar Panels |  | 0.32 | 23 | 156 | 21 |  | Fixed | Roof
Solar Registration Program | NJSRRE1542884214 | Evesham TWP | 8012 | 14 | 7.36 | Residential | Yes | Behind the Meter | SunPower Capital LLC | PSE&G | Accepted | 2019-11-08 | 2019-11-08 | 2020-11-08 | sunpower | e20-327-e-ac | Inverters | 0.32 |  | 23 |  |  | 0.96 |  | Other | behind panels
Solar Registration Program | NJSRRE1543427065 | Burlington Township | 8016 | 13 | 7.36 | Residential | No | Behind the Meter | Advanced Renewable Solutions | PSE&G | Accepted | 2019-11-20 | 2019-11-25 | 2020-11-25 | JINKO SOLAR | JKM320M-60 | Solar Panels |  | 0.32 | 23 | 253252 | 26 |  | Fixed | Roof
Solar Registration Program | NJSRRE1543427065 | Burlington Township | 8016 | 13 | 7.36 | Residential | No | Behind the Meter | Advanced Renewable Solutions | PSE&G | Accepted | 2019-11-20 | 2019-11-25 | 2020-11-25 | SOLAR EDGE | SE5000H-000N-NC2 | Inverters | 5000 |  | 1 |  |  | 0.992 |  | Outdoor | Wall mounted, adjacent to Utility Meter and Disconnect
Solar Registration Program | NJSRRE1543505969 | West Cape May | 8204 | 21 | 7.36 | Residential | Yes | Behind the Meter | RCL Enterprises Inc. | AC Electric | Accepted | 2019-12-10 | 2019-12-12 | 2020-12-12 | trina | TSM-320DD06M.05 | Solar Panels |  | 0.32 | 14 | 96 | 20 |  | Fixed | Roof
Solar Registration Program | NJSRRE1543505969 | West Cape May | 8204 | 21 | 7.36 | Residential | Yes | Behind the Meter | RCL Enterprises Inc. | AC Electric | Accepted | 2019-12-10 | 2019-12-12 | 2020-12-12 | trina | TSM-320DD06M.05 | Solar Panels |  | 0.32 | 9 | 276 | 20 |  | Fixed | Roof
Solar Registration Program | NJSRRE1543505969 | West Cape May | 8204 | 21 | 7.36 | Residential | Yes | Behind the Meter | RCL Enterprises Inc. | AC Electric | Accepted | 2019-12-10 | 2019-12-12 | 2020-12-12 | enphase | iq7 | Inverters | 3360 |  | 14 |  |  | 0.96 |  | Outside | under panels
Solar Registration Program | NJSRRE1543505969 | West Cape May | 8204 | 21 | 7.36 | Residential | Yes | Behind the Meter | RCL Enterprises Inc. | AC Electric | Accepted | 2019-12-10 | 2019-12-12 | 2020-12-12 | enphase | iq7 | Inverters | 2160 |  | 9 |  |  | 0.96 |  | Outside | under panels
Solar Registration Program | NJSRRE1541437104 | Franklin Township | 8873 | 5 | 7.37 | Residential | Yes | Behind the Meter | Pro Custom Solar dba Momentum Solar | PSE&G | Accepted | 2019-06-20 | 2019-06-24 | 2020-06-24 | LG | LG 335N1C-A5 | Solar Panels |  | 0.335 | 22 | 194 | 23 |  | Fixed | Roof
Solar Registration Program | NJSRRE1541437104 | Franklin Township | 8873 | 5 | 7.37 | Residential | Yes | Behind the Meter | Pro Custom Solar dba Momentum Solar | PSE&G | Accepted | 2019-06-20 | 2019-06-24 | 2020-06-24 | ENPHASE | IQ7PLUS-72-2-US | Inverters | 295 |  | 22 |  |  | 0.97 |  | Outdoor | ROOF
Solar Registration Program | NJSRRE1541506073 | Linden | 7036 | 10 | 7.37 | Residential | Yes | Behind the Meter | Pro Custom Solar dba Momentum Solar | PSE&G | Accepted | 2019-06-28 | 2019-07-02 | 2020-07-02 | LG | LG 335N1C-A5 | Solar Panels |  | 0.335 | 16 | 189 | 32 |  | Fixed | Roof
Solar Registration Program | NJSRRE1541506073 | Linden | 7036 | 10 | 7.37 | Residential | Yes | Behind the Meter | Pro Custom Solar dba Momentum Solar | PSE&G | Accepted | 2019-06-28 | 2019-07-02 | 2020-07-02 | LG | LG 335N1C-A5 | Solar Panels |  | 0.335 | 6 | 189 | 22 |  | Fixed | Roof
Solar Registration Program | NJSRRE1541506073 | Linden | 7036 | 10 | 7.37 | Residential | Yes | Behind the Meter | Pro Custom Solar dba Momentum Solar | PSE&G | Accepted | 2019-06-28 | 2019-07-02 | 2020-07-02 | ENPHASE | IQ7-60-2-US | Inverters | 250 |  | 22 |  |  | 0.97 |  | Outdoor | ROOF
Solar Registration Program | NJSRRE1541624728 | Bloomfield | 7003 | 9 | 7.37 | Residential | Yes | Behind the Meter | Pro Custom Solar dba Momentum Solar | PSE&G | Accepted | 2019-07-09 | 2019-07-11 | 2020-07-11 | LG | LG LG 335N1C-A5 | Solar Panels |  | 0.335 | 14 | 173 | 25 |  | Fixed | Roof
Solar Registration Program | NJSRRE1541624728 | Bloomfield | 7003 | 9 | 7.37 | Residential | Yes | Behind the Meter | Pro Custom Solar dba Momentum Solar | PSE&G | Accepted | 2019-07-09 | 2019-07-11 | 2020-07-11 | LG | LG LG 335N1C-A5 | Solar Panels |  | 0.335 | 8 | 353 | 8 |  | Fixed | Roof
Solar Registration Program | NJSRRE1541624728 | Bloomfield | 7003 | 9 | 7.37 | Residential | Yes | Behind the Meter | Pro Custom Solar dba Momentum Solar | PSE&G | Accepted | 2019-07-09 | 2019-07-11 | 2020-07-11 | ENPHASE | IQ7-60-2-US | Inverters | 250 |  | 22 |  |  | 0.97 |  | Outdoor | ROOF
Solar Registration Program | NJSRRE1541629126 | FORDS | 8863 | 11 | 7.37 | Residential | Yes | Behind the Meter | Pro Custom Solar dba Momentum Solar | PSE&G | Accepted | 2019-07-10 | 2019-07-12 | 2020-07-12 | LG ELECTRONICS | LG 335N1C-A5 | Solar Panels |  | 0.335 | 11 | 82 | 21 |  | Fixed | Roof
Solar Registration Program | NJSRRE1541629126 | FORDS | 8863 | 11 | 7.37 | Residential | Yes | Behind the Meter | Pro Custom Solar dba Momentum Solar | PSE&G | Accepted | 2019-07-10 | 2019-07-12 | 2020-07-12 | LG ELECTRONICS | LG 335N1C-A5 | Solar Panels |  | 0.335 | 11 | 262 | 43 |  | Fixed | Roof
Solar Registration Program | NJSRRE1541629126 | FORDS | 8863 | 11 | 7.37 | Residential | Yes | Behind the Meter | Pro Custom Solar dba Momentum Solar | PSE&G | Accepted | 2019-07-10 | 2019-07-12 | 2020-07-12 | ENPHASE | IQ7-60-2-US | Inverters | 250 |  | 22 |  |  | 0.97 |  | Outdoor | Roof
Solar Registration Program | NJSRRE1541688830 | Brown Mills | 8015 | 13 | 7.37 | Residential | Yes | Behind the Meter | Pro Custom Solar dba Momentum Solar | JCP&L | Accepted | 2019-07-19 | 2019-07-23 | 2020-07-23 | LG ELECTRONICS | LG 335N1C-A5 | Solar Panels |  | 0.335 | 22 | 153 | 23 |  | Fixed | Roof
Solar Registration Program | NJSRRE1541688830 | Brown Mills | 8015 | 13 | 7.37 | Residential | Yes | Behind the Meter | Pro Custom Solar dba Momentum Solar | JCP&L | Accepted | 2019-07-19 | 2019-07-23 | 2020-07-23 | ENPHASE | IQ7-60-2-US | Inverters | 250 |  | 22 |  |  | 0.97 |  | Outdoor | Roof
Solar Registration Program | NJSRRE1541815126 | Mullica Hill | 8062 | 15 | 7.37 | Residential | Yes | Behind the Meter | Pro Custom Solar dba Momentum Solar | AC Electric | Accepted | 2019-08-12 | 2019-08-23 | 2020-08-23 | LG ELECTRONICS | LG 335N1C-V5 | Solar Panels |  | 0.335 | 14 | 217 | 23 |  | Fixed | Roof
Solar Registration Program | NJSRRE1541815126 | Mullica Hill | 8062 | 15 | 7.37 | Residential | Yes | Behind the Meter | Pro Custom Solar dba Momentum Solar | AC Electric | Accepted | 2019-08-12 | 2019-08-23 | 2020-08-23 | LG ELECTRONICS | LG 335N1C-V5 | Solar Panels |  | 0.335 | 8 | 307 | 25 |  | Fixed | Roof
Solar Registration Program | NJSRRE1541815126 | Mullica Hill | 8062 | 15 | 7.37 | Residential | Yes | Behind the Meter | Pro Custom Solar dba Momentum Solar | AC Electric | Accepted | 2019-08-12 | 2019-08-23 | 2020-08-23 | Enphase Energy | 250 | Inverters | 0.97 |  | 22 |  |  | 1 |  | Outdoor | Roof
Solar Registration Program | NJSRRE1541820432 | IRVINGTON | 7111 | 9 | 7.37 | Residential | Yes | Behind the Meter | Pro Custom Solar dba Momentum Solar | PSE&G | Accepted | 2019-08-13 | 2019-08-23 | 2020-08-23 | LG ELECTRONICS | LG 335N1C-V5 | Solar Panels |  | 0.335 | 11 | 216 | 21 |  | Fixed | Roof
Solar Registration Program | NJSRRE1541820432 | IRVINGTON | 7111 | 9 | 7.37 | Residential | Yes | Behind the Meter | Pro Custom Solar dba Momentum Solar | PSE&G | Accepted | 2019-08-13 | 2019-08-23 | 2020-08-23 | LG ELECTRONICS | LG 335N1C-V5 | Solar Panels |  | 0.335 | 11 | 36 | 19 |  | Fixed | Roof
Solar Registration Program | NJSRRE1541820432 | IRVINGTON | 7111 | 9 | 7.37 | Residential | Yes | Behind the Meter | Pro Custom Solar dba Momentum Solar | PSE&G | Accepted | 2019-08-13 | 2019-08-23 | 2020-08-23 | Enphase Energy | IQ7-60-2-US | Inverters | 250 |  | 22 |  |  | 0.97 |  | Outdoor | Roof
Solar Registration Program | NJSRRE1541891081 | LEONIA | 7605 | 7 | 7.37 | Residential | No | Behind the Meter | Infinity Solar Systems | PSE&G | Accepted | 2019-08-28 | 2019-09-05 | 2020-09-05 | LG | LG-335-N1C-A5 | Solar Panels |  | 0.335 | 22 | 121 | 35 |  | Fixed | Roof
Solar Registration Program | NJSRRE1541891081 | LEONIA | 7605 | 7 | 7.37 | Residential | No | Behind the Meter | Infinity Solar Systems | PSE&G | Accepted | 2019-08-28 | 2019-09-05 | 2020-09-05 | ENPHASE | IQ7-60-X-US | Inverters | 240 |  | 22 |  |  | 0.97 |  | Other | MICROINVERTERS
Solar Registration Program | NJSRRE1542029185 | Kearny | 7032 | 8 | 7.37 | Residential | Yes | Behind the Meter | Pro Custom Solar dba Momentum Solar | PSE&G | Accepted | 2019-09-03 | 2019-09-05 | 2020-09-05 | LG ELECTRONICS | LG 335N1C-V5 | Solar Panels |  | 0.335 | 18 | 110 | 32 |  | Fixed | Roof
Solar Registration Program | NJSRRE1542029185 | Kearny | 7032 | 8 | 7.37 | Residential | Yes | Behind the Meter | Pro Custom Solar dba Momentum Solar | PSE&G | Accepted | 2019-09-03 | 2019-09-05 | 2020-09-05 | LG ELECTRONICS | LG 335N1C-V5 | Solar Panels |  | 0.335 | 4 | 290 | 11 |  | Fixed | Roof
Solar Registration Program | NJSRRE1542029185 | Kearny | 7032 | 8 | 7.37 | Residential | Yes | Behind the Meter | Pro Custom Solar dba Momentum Solar | PSE&G | Accepted | 2019-09-03 | 2019-09-05 | 2020-09-05 | Enphase Energy | IQ7-60-2-US | Inverters | 250 |  | 22 |  |  | 0.97 |  | Outdoor | Roof
Solar Registration Program | NJSRRE1542235832 | Port Reading | 7064 | 11 | 7.37 | Residential | Yes | Behind the Meter | Pro Custom Solar dba Momentum Solar | PSE&G | Accepted | 2019-09-05 | 2019-09-09 | 2020-09-09 | LG ELECTRONICS | LG 335N1C-V5 | Solar Panels |  | 0.335 | 12 | 115 | 17 |  | Fixed | Roof
Solar Registration Program | NJSRRE1542235832 | Port Reading | 7064 | 11 | 7.37 | Residential | Yes | Behind the Meter | Pro Custom Solar dba Momentum Solar | PSE&G | Accepted | 2019-09-05 | 2019-09-09 | 2020-09-09 | LG ELECTRONICS | LG 335N1C-V5 | Solar Panels |  | 0.335 | 10 | 116 | 18 |  | Fixed | Roof
Solar Registration Program | NJSRRE1542235832 | Port Reading | 7064 | 11 | 7.37 | Residential | Yes | Behind the Meter | Pro Custom Solar dba Momentum Solar | PSE&G | Accepted | 2019-09-05 | 2019-09-09 | 2020-09-09 | Enphase Energy | IQ7-60-2-US | Inverters | 250 |  | 22 |  |  | 0.97 |  | Outdoor | Roof
Solar Registration Program | NJSRRE1542345774 | Egg Harbor Township | 8234 | 19 | 7.37 | Residential | Yes | Behind the Meter | Pro Custom Solar dba Momentum Solar | AC Electric | Accepted | 2019-09-06 | 2019-09-16 | 2020-09-16 | LG | LG 335N1C-A5 | Solar Panels |  | 0.335 | 22 | 111 | 34 |  | Fixed | Roof
Solar Registration Program | NJSRRE1542345774 | Egg Harbor Township | 8234 | 19 | 7.37 | Residential | Yes | Behind the Meter | Pro Custom Solar dba Momentum Solar | AC Electric | Accepted | 2019-09-06 | 2019-09-16 | 2020-09-16 | ENPHASE | IQ7-60-2-US | Inverters | 250 |  | 22 |  |  | 0.97 |  | Outdoor | ROOF
Solar Registration Program | NJSRRE1542389696 | Flemington | 8822 | 4 | 7.37 | Residential | Yes | Behind the Meter | Pro Custom Solar dba Momentum Solar | JCP&L | Accepted | 2019-09-11 | 2019-09-12 | 2020-09-12 | LG ELECTRONICS | LG 335N1C-V5 | Solar Panels |  | 0.335 | 22 | 172 | 30 |  | Fixed | Roof
Solar Registration Program | NJSRRE1542389696 | Flemington | 8822 | 4 | 7.37 | Residential | Yes | Behind the Meter | Pro Custom Solar dba Momentum Solar | JCP&L | Accepted | 2019-09-11 | 2019-09-12 | 2020-09-12 | Enphase Energy | IQ7-60-2-US | Inverters | 250 |  | 22 |  |  | 0.97 |  | Outdoor | Roof
Solar Registration Program | NJSRRE1542390536 | Union | 7083 | 10 | 7.37 | Residential | Yes | Behind the Meter | Pro Custom Solar dba Momentum Solar | PSE&G | Accepted | 2019-09-11 | 2019-09-13 | 2020-09-13 | LG | LG 335N1C-V5 | Solar Panels |  | 0.335 | 6 | 287 | 33 |  | Fixed | Roof
Solar Registration Program | NJSRRE1542390536 | Union | 7083 | 10 | 7.37 | Residential | Yes | Behind the Meter | Pro Custom Solar dba Momentum Solar | PSE&G | Accepted | 2019-09-11 | 2019-09-13 | 2020-09-13 | LG | LG 335N1C-V5 | Solar Panels |  | 0.335 | 16 | 107 | 36 |  | Fixed | Roof
Solar Registration Program | NJSRRE1542390536 | Union | 7083 | 10 | 7.37 | Residential | Yes | Behind the Meter | Pro Custom Solar dba Momentum Solar | PSE&G | Accepted | 2019-09-11 | 2019-09-13 | 2020-09-13 | ENPHASE | IQ7-60-2-US | Inverters | 250 |  | 22 |  |  | 0.97 |  | Outdoor | ROOF
Solar Registration Program | NJSRRE1542419932 | Elizabethport | 7206 | 10 | 7.37 | Residential | Yes | Behind the Meter | Pro Custom Solar dba Momentum Solar | PSE&G | Accepted | 2019-09-18 | 2019-09-20 | 2020-09-20 | LG ELECTRONICS | LG 335N1C-V5 | Solar Panels |  | 0.335 | 22 | 145 | 42 |  | Fixed | Roof
Solar Registration Program | NJSRRE1542419932 | Elizabethport | 7206 | 10 | 7.37 | Residential | Yes | Behind the Meter | Pro Custom Solar dba Momentum Solar | PSE&G | Accepted | 2019-09-18 | 2019-09-20 | 2020-09-20 | Enphase Energy | IQ7-60-2-US | Inverters | 250 |  | 22 |  |  | 0.97 |  | Outdoor | Roof
Solar Registration Program | NJSRRE1542422988 | Paterson | 7514 | 6 | 7.37 | Residential | Yes | Behind the Meter | Pro Custom Solar dba Momentum Solar | PSE&G | Accepted | 2019-09-19 | 2019-09-23 | 2020-09-23 | LG ELECTRONICS | LG 335N1C-V5 | Solar Panels |  | 0.335 | 22 | 13 | 19 |  | Fixed | Roof
Solar Registration Program | NJSRRE1542422988 | Paterson | 7514 | 6 | 7.37 | Residential | Yes | Behind the Meter | Pro Custom Solar dba Momentum Solar | PSE&G | Accepted | 2019-09-19 | 2019-09-23 | 2020-09-23 | Enphase Energy | IQ7-60-2-US | Inverters | 250 |  | 22 |  |  | 0.97 |  | Outdoor | Roof
Solar Registration Program | NJSRRE1542428621 | Penns Grove | 8069 | 16 | 7.37 | Residential | Yes | Behind the Meter | Pro Custom Solar dba Momentum Solar | AC Electric | Accepted | 2019-09-23 | 2019-09-25 | 2020-09-25 | LG ELECTRONICS | LG 335N1C-V5 | Solar Panels |  | 0.335 | 13 | 215 | 36 |  | Fixed | Roof
Solar Registration Program | NJSRRE1542428621 | Penns Grove | 8069 | 16 | 7.37 | Residential | Yes | Behind the Meter | Pro Custom Solar dba Momentum Solar | AC Electric | Accepted | 2019-09-23 | 2019-09-25 | 2020-09-25 | LG ELECTRONICS | LG 335N1C-V5 | Solar Panels |  | 0.335 | 9 | 125 | 36 |  | Fixed | Roof
Solar Registration Program | NJSRRE1542428621 | Penns Grove | 8069 | 16 | 7.37 | Residential | Yes | Behind the Meter | Pro Custom Solar dba Momentum Solar | AC Electric | Accepted | 2019-09-23 | 2019-09-25 | 2020-09-25 | Enphase Energy | IQ7-60-2-US | Inverters | 250 |  | 22 |  |  | 0.97 |  | Outdoor | Roof
Solar Registration Program | NJSRRE1542431764 | Burlington | 8016 | 13 | 7.37 | Residential | No | Behind the Meter | Public Service Solar | PSE&G | Accepted | 2019-09-24 | 2019-09-26 | 2020-09-26 | LG | LG335N1K-V5 | Solar Panels |  | 0.335 | 22 | 211 | 35 |  | Fixed | Roof
Solar Registration Program | NJSRRE1542431764 | Burlington | 8016 | 13 | 7.37 | Residential | No | Behind the Meter | Public Service Solar | PSE&G | Accepted | 2019-09-24 | 2019-09-26 | 2020-09-26 | Enphase | IQ7+ | Inverters | 240 |  | 22 |  |  | 0.97 |  | Outside | Home
Solar Registration Program | NJSRRE1542434019 | Elizabeth | 7208 | 10 | 7.37 | Residential | Yes | Behind the Meter | Pro Custom Solar dba Momentum Solar | PSE&G | Accepted | 2019-09-25 | 2019-09-27 | 2020-09-27 | LG ELECTRONICS | LG 335N1C-V5 | Solar Panels |  | 0.335 | 10 | 99 | 43 |  | Fixed | Roof
Solar Registration Program | NJSRRE1542434019 | Elizabeth | 7208 | 10 | 7.37 | Residential | Yes | Behind the Meter | Pro Custom Solar dba Momentum Solar | PSE&G | Accepted | 2019-09-25 | 2019-09-27 | 2020-09-27 | LG ELECTRONICS | LG 335N1C-V5 | Solar Panels |  | 0.335 | 12 | 279 | 43 |  | Fixed | Roof
Solar Registration Program | NJSRRE1542434019 | Elizabeth | 7208 | 10 | 7.37 | Residential | Yes | Behind the Meter | Pro Custom Solar dba Momentum Solar | PSE&G | Accepted | 2019-09-25 | 2019-09-27 | 2020-09-27 | Enphase Energy | IQ7-60-2-US | Inverters | 250 |  | 22 |  |  | 0.97 |  | Outdoor | Roof
Solar Registration Program | NJSRRE1542528431 | East Brunswick | 8816 | 11 | 7.37 | Residential | Yes | Behind the Meter | Pro Custom Solar dba Momentum Solar | PSE&G | Accepted | 2019-10-11 | 2019-10-15 | 2020-10-15 | LG Electronics | LG 335N1C-V5 | Solar Panels |  | 0.335 | 22 | 145 | 43 |  | Fixed | Roof
Solar Registration Program | NJSRRE1542528431 | East Brunswick | 8816 | 11 | 7.37 | Residential | Yes | Behind the Meter | Pro Custom Solar dba Momentum Solar | PSE&G | Accepted | 2019-10-11 | 2019-10-15 | 2020-10-15 | Enphase Energy | IQ7-60-2-US | Inverters | 250 |  | 22 |  |  | 0.97 |  | Outdoor | Roof
Solar Registration Program | NJSRRE1542589871 | Hillsborough | 8844 | 5 | 7.37 | Residential | No | Behind the Meter | Green House Solar | PSE&G | Accepted | 2019-10-25 | 2019-10-29 | 2020-10-29 | Sunpower | SPR-X21-335-E-AC | Solar Panels |  | 0.335 | 17 | 114 | 33 |  | Fixed | Roof
Solar Registration Program | NJSRRE1542589871 | Hillsborough | 8844 | 5 | 7.37 | Residential | No | Behind the Meter | Green House Solar | PSE&G | Accepted | 2019-10-25 | 2019-10-29 | 2020-10-29 | Sunpower | SPR-X21-335-E-AC | Solar Panels |  | 0.335 | 5 | 204 | 35 |  | Fixed | Roof
Solar Registration Program | NJSRRE1542589871 | Hillsborough | 8844 | 5 | 7.37 | Residential | No | Behind the Meter | Green House Solar | PSE&G | Accepted | 2019-10-25 | 2019-10-29 | 2020-10-29 | Sunpower | SPR-X21-335-E-AC | Inverters | 315 |  | 22 |  |  | 0.975 |  | Other | Panel Mounted
Solar Registration Program | NJSRRE1542684917 | Rutherford | 7070 | 7 | 7.37 | Residential | Yes | Behind the Meter | Pro Custom Solar dba Momentum Solar | PSE&G | Accepted | 2019-10-28 | 2019-10-30 | 2020-10-30 | LG ELECTRONICS | LG 335N1C-V5 | Solar Panels |  | 0.335 | 17 | 37 | 22 |  | Fixed | Roof
Solar Registration Program | NJSRRE1542684917 | Rutherford | 7070 | 7 | 7.37 | Residential | Yes | Behind the Meter | Pro Custom Solar dba Momentum Solar | PSE&G | Accepted | 2019-10-28 | 2019-10-30 | 2020-10-30 | LG ELECTRONICS | LG 335N1C-V5 | Solar Panels |  | 0.335 | 5 | 307 | 26 |  | Fixed | Roof
Solar Registration Program | NJSRRE1542684917 | Rutherford | 7070 | 7 | 7.37 | Residential | Yes | Behind the Meter | Pro Custom Solar dba Momentum Solar | PSE&G | Accepted | 2019-10-28 | 2019-10-30 | 2020-10-30 | Enphase Energy | IQ7-60-2-US | Inverters | 250 |  | 22 |  |  | 0.97 |  | Outdoor | Roof
Solar Registration Program | NJSRRE1543065461 | PLAINSBORO | 8536 | 11 | 7.37 | Residential | No | Behind the Meter | Infinity Solar Systems | PSE&G | Accepted | 2019-11-11 | 2019-11-13 | 2020-11-13 | LG | LG335N1K-V5 | Solar Panels |  | 0.335 | 22 | 222 | 40 |  | Fixed | Roof
Solar Registration Program | NJSRRE1543065461 | PLAINSBORO | 8536 | 11 | 7.37 | Residential | No | Behind the Meter | Infinity Solar Systems | PSE&G | Accepted | 2019-11-11 | 2019-11-13 | 2020-11-13 | ENPHASE | IQ7-60-X-US | Inverters | 240 |  | 22 |  |  | 0.97 |  | Other | MICROINVERTERS
Solar Registration Program | NJSRRE1543066255 | marlboro | 7746 | 17 | 7.37 | Residential | No | Behind the Meter | Morgan Associates and Consulting LLC | JCP&L | Accepted | 2019-11-11 | 2019-11-14 | 2020-11-14 | LG | LG 335 | Solar Panels |  | 0.335 | 22 | 171 | 14 |  | Fixed | Roof
Solar Registration Program | NJSRRE1543066255 | marlboro | 7746 | 17 | 7.37 | Residential | No | Behind the Meter | Morgan Associates and Consulting LLC | JCP&L | Accepted | 2019-11-11 | 2019-11-14 | 2020-11-14 | SolarEdge | 7600 | Inverters | 7600 |  | 1 |  |  | 0.99 |  | Outdoor | side of house
Solar Registration Program | NJSRRE1543329690 | Waretown | 8758 | 18 | 7.37 | Residential | No | Behind the Meter | SunPower Corporation, Systems | JCP&L | Accepted | 2019-11-15 | 2019-11-19 | 2020-11-19 | SUNPOWER | SPR-X21-335-BLK-E-AC | Solar Panels |  | 0.335 | 22 | 190 | 20 |  | Fixed | Roof
Solar Registration Program | NJSRRE1543329690 | Waretown | 8758 | 18 | 7.37 | Residential | No | Behind the Meter | SunPower Corporation, Systems | JCP&L | Accepted | 2019-11-15 | 2019-11-19 | 2020-11-19 | SUNPOWER | SPR-X21-335-BLK-E-AC | Inverters | 320 |  | 22 |  |  | 0.96 |  | Other | under each panel
Solar Registration Program | NJSRRE1543416473 | Clarksboro | 8020 | 15 | 7.37 | Residential | No | Behind the Meter | Public Service Solar | AC Electric | Accepted | 2019-11-16 | 2019-11-20 | 2020-11-20 | LG | LG335N1K-V5 | Solar Panels |  | 0.335 | 22 | 140 | 39 |  | Fixed | Roof
Solar Registration Program | NJSRRE1543416473 | Clarksboro | 8020 | 15 | 7.37 | Residential | No | Behind the Meter | Public Service Solar | AC Electric | Accepted | 2019-11-16 | 2019-11-20 | 2020-11-20 | Enphase | IQ7+ | Inverters | 0.29 |  | 22 |  |  | 0.96 |  | Outside | Under panels
Solar Registration Program | NJSRRE1543417426 | Mount Ephraim | 8059 | 14 | 7.37 | Residential | No | Behind the Meter | Green Power Energy | PSE&G | Accepted | 2019-11-18 | 2019-11-21 | 2020-11-21 | Hanwha | BLK-G6 335 | Solar Panels |  | 0.335 | 22 | 167 | 23 |  | Fixed | Roof
Solar Registration Program | NJSRRE1543417426 | Mount Ephraim | 8059 | 14 | 7.37 | Residential | No | Behind the Meter | Green Power Energy | PSE&G | Accepted | 2019-11-18 | 2019-11-21 | 2020-11-21 | SolarEdge | SE6000H-US | Inverters | 6000 |  | 1 |  |  | 0.97 |  | Outside | Next to meter
Solar Registration Program | NJSRRE1543418586 | Toms River | 8753 | 18 | 7.37 | Residential | No | Behind the Meter | Public Service Solar | JCP&L | Accepted | 2019-11-18 | 2019-11-21 | 2020-11-21 | LG | 335N1K-V5 | Solar Panels |  | 0.335 | 22 | 197 | 18 |  | Fixed | Roof
Solar Registration Program | NJSRRE1543418586 | Toms River | 8753 | 18 | 7.37 | Residential | No | Behind the Meter | Public Service Solar | JCP&L | Accepted | 2019-11-18 | 2019-11-21 | 2020-11-21 | Enphase | IQ7+ | Inverters | 0.29 |  | 22 |  |  | 0.96 |  | Outside | Under panels
Solar Registration Program | NJSRRE1543556262 | Mount Holly | 8060 | 13 | 7.37 | Residential | No | Behind the Meter | Public Service Solar | PSE&G | Accepted | 2019-12-17 | 2019-12-20 | 2020-12-20 | LG | 335N1K-V5 | Solar Panels |  | 0.335 | 22 | 153 | 29 |  | Fixed | Roof
Solar Registration Program | NJSRRE1543556262 | Mount Holly | 8060 | 13 | 7.37 | Residential | No | Behind the Meter | Public Service Solar | PSE&G | Accepted | 2019-12-17 | 2019-12-20 | 2020-12-20 | Enphase | IQ7+ | Inverters | 0.29 |  | 22 |  |  | 0.96 |  | Outside | Under panels
Solar Registration Program | NJSRRE1540502028 | Somerset | 8873 | 5 | 7.38 | Residential | Yes | Behind the Meter | Pro Custom Solar dba Momentum Solar | PSE&G | Accepted | 2019-03-20 | 2019-03-21 | 2020-03-21 | HANWHA Q-CELLS | Q.PEAK BLK-G4.1 295 | Solar Panels |  | 0.295 | 4 | 143 | 43 |  | Fixed | Roof
Solar Registration Program | NJSRRE1540502028 | Somerset | 8873 | 5 | 7.38 | Residential | Yes | Behind the Meter | Pro Custom Solar dba Momentum Solar | PSE&G | Accepted | 2019-03-20 | 2019-03-21 | 2020-03-21 | HANWHA Q-CELLS | Q.PEAK BLK-G4.1 295 | Solar Panels |  | 0.295 | 14 | 233 | 21 |  | Fixed | Roof
Solar Registration Program | NJSRRE1540502028 | Somerset | 8873 | 5 | 7.38 | Residential | Yes | Behind the Meter | Pro Custom Solar dba Momentum Solar | PSE&G | Accepted | 2019-03-20 | 2019-03-21 | 2020-03-21 | HANWHA Q-CELLS | Q.PEAK BLK-G4.1 295 | Solar Panels |  | 0.295 | 7 | 233 | 31 |  | Fixed | Roof
Solar Registration Program | NJSRRE1540502028 | Somerset | 8873 | 5 | 7.38 | Residential | Yes | Behind the Meter | Pro Custom Solar dba Momentum Solar | PSE&G | Accepted | 2019-03-20 | 2019-03-21 | 2020-03-21 | ENPHASE | IQ6-60-2-US | Inverters | 240 |  | 25 |  |  | 0.97 |  | Outdoor | ROOF
Solar Registration Program | NJSRRE1543417226 | Raritan Boro | 8869 | 5 | 7.38 | Residential | No | Behind the Meter | SunnyMac LLC | PSE&G | Accepted | 2019-11-18 | 2019-11-20 | 2020-11-20 | SunPower | SPR-A-Series410 | Solar Panels |  | 0.41 | 18 | 264 | 18 |  | Fixed | Roof
Solar Registration Program | NJSRRE1543417226 | Raritan Boro | 8869 | 5 | 7.38 | Residential | No | Behind the Meter | SunnyMac LLC | PSE&G | Accepted | 2019-11-18 | 2019-11-20 | 2020-11-20 | Enphase | IQ7XS-96-ACM-US | Inverters | 0.315 |  | 18 |  |  | 0.99 |  | Outdoor | roof
Solar Registration Program | NJSRRE1543506290 | Pine Hill | 8021 | 14 | 7.38 | Residential | Yes | Behind the Meter | Bright Planet Solar | AC Electric | Accepted | 2019-12-10 | 2019-12-13 | 2020-12-13 | HANWHA Q-CELLS | Q.PEAK BLK-G4.1 295W | Solar Panels |  | 0.295 | 7 | 280 | 34 |  | Fixed | Roof
Solar Registration Program | NJSRRE1543506290 | Pine Hill | 8021 | 14 | 7.38 | Residential | Yes | Behind the Meter | Bright Planet Solar | AC Electric | Accepted | 2019-12-10 | 2019-12-13 | 2020-12-13 | HANWHA Q-CELLS | Q.PEAK BLK-G4.1 295W | Solar Panels |  | 0.295 | 18 | 100 | 34 |  | Fixed | Roof
Solar Registration Program | NJSRRE1543506290 | Pine Hill | 8021 | 14 | 7.38 | Residential | Yes | Behind the Meter | Bright Planet Solar | AC Electric | Accepted | 2019-12-10 | 2019-12-13 | 2020-12-13 | SOLAR EDGE | SE6000H-USRGM | Inverters | 6000 |  | 1 |  |  | 0.98 |  | Outdoor | NEXT TO METER
Solar Registration Program | NJSRRE1540988927 | Salem | 8079 | 16 | 7.41 | Residential | Yes | Behind the Meter | Pro Custom Solar dba Momentum Solar | AC Electric | Accepted | 2019-05-14 | 2019-05-16 | 2020-05-16 | LONGI | LR6-60 285M | Solar Panels |  | 0.285 | 4 | 324 | 30 |  | Fixed | Roof
Solar Registration Program | NJSRRE1540988927 | Salem | 8079 | 16 | 7.41 | Residential | Yes | Behind the Meter | Pro Custom Solar dba Momentum Solar | AC Electric | Accepted | 2019-05-14 | 2019-05-16 | 2020-05-16 | LONGI | LR6-60 285M | Solar Panels |  | 0.285 | 22 | 144 | 30 |  | Fixed | Roof
Solar Registration Program | NJSRRE1540988927 | Salem | 8079 | 16 | 7.41 | Residential | Yes | Behind the Meter | Pro Custom Solar dba Momentum Solar | AC Electric | Accepted | 2019-05-14 | 2019-05-16 | 2020-05-16 | ENPHASE | IQ6-60-2-US | Inverters | 240 |  | 26 |  |  | 0.97 |  | Outdoor | ROOF
Solar Registration Program | NJSRRE1540287252 | PARLIN | 8859 | 11 | 7.44 | Residential | Yes | Behind the Meter | Vivint Solar Developer, LLC | JCP&L | Accepted | 2019-01-25 | 2019-01-29 | 2020-01-29 | Hanwha Solar | Q.PEAK DUO BLK-G5 310 | Solar Panels |  | 0.31 | 24 | 237 | 18 |  | Fixed | Roof
Solar Registration Program | NJSRRE1540287252 | PARLIN | 8859 | 11 | 7.44 | Residential | Yes | Behind the Meter | Vivint Solar Developer, LLC | JCP&L | Accepted | 2019-01-25 | 2019-01-29 | 2020-01-29 | Solar Edge | SE7600H-US | Inverters | 7600 |  | 1 |  |  | 0.992 |  | Outdoor | Near the Utility Meter
Solar Registration Program | NJSRRE1540828363 | Vineland | 8360 | 20 | 7.44 | Residential | Yes | Behind the Meter | Suntuity Solar LLC | Vineland Muni Electric | Accepted | 2019-04-06 | 2019-04-09 | 2020-04-09 | Yingli Green Energy | YL310D-30b | Solar Panels |  | 0.31 | 11 | 174 | 30 |  | Fixed | Roof
Solar Registration Program | NJSRRE1540828363 | Vineland | 8360 | 20 | 7.44 | Residential | Yes | Behind the Meter | Suntuity Solar LLC | Vineland Muni Electric | Accepted | 2019-04-06 | 2019-04-09 | 2020-04-09 | Yingli Green Energy | YL310D-30b | Solar Panels |  | 0.31 | 13 | 264 | 21 |  | Fixed | Roof
Solar Registration Program | NJSRRE1540828363 | Vineland | 8360 | 20 | 7.44 | Residential | Yes | Behind the Meter | Suntuity Solar LLC | Vineland Muni Electric | Accepted | 2019-04-06 | 2019-04-09 | 2020-04-09 | Enphase Energy | IQ7-60-2-US | Inverters | 240 |  | 24 |  |  | 0.97 |  | Outside | Behind the PV modules
Solar Registration Program | NJSRRE1540828974 | Long Branch | 7740 | 17 | 7.44 | Residential | Yes | Behind the Meter | Suntuity Solar LLC | JCP&L | Accepted | 2019-04-08 | 2019-04-09 | 2020-04-09 | Yingli Green Energy | YL310D-30b | Solar Panels |  | 0.31 | 12 | 156 | 34 |  | Fixed | Roof
Solar Registration Program | NJSRRE1540828974 | Long Branch | 7740 | 17 | 7.44 | Residential | Yes | Behind the Meter | Suntuity Solar LLC | JCP&L | Accepted | 2019-04-08 | 2019-04-09 | 2020-04-09 | Yingli Green Energy | YL310D-30b | Solar Panels |  | 0.31 | 12 | 336 | 34 |  | Fixed | Roof
Solar Registration Program | NJSRRE1540828974 | Long Branch | 7740 | 17 | 7.44 | Residential | Yes | Behind the Meter | Suntuity Solar LLC | JCP&L | Accepted | 2019-04-08 | 2019-04-09 | 2020-04-09 | Enphase Energy | IQ7-60-2-US | Inverters | 240 |  | 24 |  |  | 0.97 |  | Outside | Behind the PV modules
Solar Registration Program | NJSRRE1540908321 | Salem | 8079 | 16 | 7.44 | Residential | Yes | Behind the Meter | Suntuity Solar LLC | AC Electric | Accepted | 2019-04-30 | 2019-05-02 | 2020-05-02 | Yingli Green Energy | YL310D-30b | Solar Panels |  | 0.31 | 12 | 140 | 24 |  | Fixed | Roof
Solar Registration Program | NJSRRE1540908321 | Salem | 8079 | 16 | 7.44 | Residential | Yes | Behind the Meter | Suntuity Solar LLC | AC Electric | Accepted | 2019-04-30 | 2019-05-02 | 2020-05-02 | Yingli Green Energy | YL310D-30b | Solar Panels |  | 0.31 | 5 | 320 | 24 |  | Fixed | Roof
Solar Registration Program | NJSRRE1540908321 | Salem | 8079 | 16 | 7.44 | Residential | Yes | Behind the Meter | Suntuity Solar LLC | AC Electric | Accepted | 2019-04-30 | 2019-05-02 | 2020-05-02 | Yingli Green Energy | YL310D-30b | Solar Panels |  | 0.31 | 7 | 49 | 46 |  | Fixed | Roof
Solar Registration Program | NJSRRE1540908321 | Salem | 8079 | 16 | 7.44 | Residential | Yes | Behind the Meter | Suntuity Solar LLC | AC Electric | Accepted | 2019-04-30 | 2019-05-02 | 2020-05-02 | Enphase Energy | IQ7-60-2-US | Inverters | 240 |  | 24 |  |  | 0.97 |  | Outdoor | Behind the PV Modules
Solar Registration Program | NJSRRE1540982593 | Galloway | 8205 | 19 | 7.44 | Residential | No | Behind the Meter | Suntuity Solar LLC | AC Electric | Accepted | 2019-05-13 | 2019-05-15 | 2020-05-15 | Yingli Green Energy | YL310D-30b | Solar Panels |  | 0.31 | 24 | 173 | 31 |  | Fixed | Roof
Solar Registration Program | NJSRRE1540982593 | Galloway | 8205 | 19 | 7.44 | Residential | No | Behind the Meter | Suntuity Solar LLC | AC Electric | Accepted | 2019-05-13 | 2019-05-15 | 2020-05-15 | Enphase Energy | IQ7-60-2-US | Inverters | 240 |  | 24 |  |  | 0.97 |  | Outdoor | Behind the PV Modules
Solar Registration Program | NJSRRE1541031642 | Mays Landing | 8330 | 19 | 7.44 | Residential | Yes | Behind the Meter | Suntuity Solar LLC | AC Electric | Accepted | 2019-05-22 | 2019-05-28 | 2020-05-28 | Yingli Green Energy | YL310D-30b | Solar Panels |  | 0.31 | 5 | 27 | 30 |  | Fixed | Roof
Solar Registration Program | NJSRRE1541031642 | Mays Landing | 8330 | 19 | 7.44 | Residential | Yes | Behind the Meter | Suntuity Solar LLC | AC Electric | Accepted | 2019-05-22 | 2019-05-28 | 2020-05-28 | Yingli Green Energy | YL310D-30b | Solar Panels |  | 0.31 | 6 | 207 | 30 |  | Fixed | Roof
Solar Registration Program | NJSRRE1541031642 | Mays Landing | 8330 | 19 | 7.44 | Residential | Yes | Behind the Meter | Suntuity Solar LLC | AC Electric | Accepted | 2019-05-22 | 2019-05-28 | 2020-05-28 | Yingli Green Energy | YL310D-30b | Solar Panels |  | 0.31 | 13 | 207 | 30 |  | Fixed | Roof
Solar Registration Program | NJSRRE1541031642 | Mays Landing | 8330 | 19 | 7.44 | Residential | Yes | Behind the Meter | Suntuity Solar LLC | AC Electric | Accepted | 2019-05-22 | 2019-05-28 | 2020-05-28 | Enphase Energy | IQ7-60-2-US | Inverters | 240 |  | 24 |  |  | 0.97 |  | Outdoor | Behind the PV modules
Solar Registration Program | NJSRRE1541128267 | Brigantine | 8203 | 19 | 7.44 | Residential | Yes | Behind the Meter | Suntuity Solar LLC | AC Electric | Accepted | 2019-06-10 | 2019-06-13 | 2020-06-13 | Yingli Green Energy | YL310D-30b | Solar Panels |  | 0.31 | 12 | 235 | 20 |  | Fixed | Roof
Solar Registration Program | NJSRRE1541128267 | Brigantine | 8203 | 19 | 7.44 | Residential | Yes | Behind the Meter | Suntuity Solar LLC | AC Electric | Accepted | 2019-06-10 | 2019-06-13 | 2020-06-13 | Yingli Green Energy | YL310D-30b | Solar Panels |  | 0.31 | 12 | 55 | 20 |  | Fixed | Roof
Solar Registration Program | NJSRRE1541128267 | Brigantine | 8203 | 19 | 7.44 | Residential | Yes | Behind the Meter | Suntuity Solar LLC | AC Electric | Accepted | 2019-06-10 | 2019-06-13 | 2020-06-13 | Enphase Energy | IQ7-60-2-US | Inverters | 240 |  | 24 |  |  | 0.97 |  | Outdoor | Behind the PV Modules
Solar Registration Program | NJSRRE1541208594 | Mays Landing | 8330 | 19 | 7.44 | Residential | Yes | Behind the Meter | Suntuity Solar LLC | AC Electric | Accepted | 2019-06-13 | 2019-06-17 | 2020-06-17 | Yingli Green Energy | YL310D-30b | Solar Panels |  | 0.31 | 24 | 207 | 20 |  | Fixed | Ground
Solar Registration Program | NJSRRE1541208594 | Mays Landing | 8330 | 19 | 7.44 | Residential | Yes | Behind the Meter | Suntuity Solar LLC | AC Electric | Accepted | 2019-06-13 | 2019-06-17 | 2020-06-17 | Enphase Energy | IQ7-60-2-US | Inverters | 240 |  | 24 |  |  | 0.97 |  | Outdoor | Behind the PV Modules
Solar Registration Program | NJSRRE1541437102 | Old Bridge | 8857 | 11 | 7.44 | Residential | Yes | Behind the Meter | Suntuity Solar LLC | JCP&L | Accepted | 2019-06-20 | 2019-06-24 | 2020-06-24 | Yingli Green Energy | YL310D-30b | Solar Panels |  | 0.31 | 12 | 77 | 14 |  | Fixed | Roof
Solar Registration Program | NJSRRE1541437102 | Old Bridge | 8857 | 11 | 7.44 | Residential | Yes | Behind the Meter | Suntuity Solar LLC | JCP&L | Accepted | 2019-06-20 | 2019-06-24 | 2020-06-24 | Yingli Green Energy | YL310D-30b | Solar Panels |  | 0.31 | 12 | 257 | 14 |  | Fixed | Roof
Solar Registration Program | NJSRRE1541437102 | Old Bridge | 8857 | 11 | 7.44 | Residential | Yes | Behind the Meter | Suntuity Solar LLC | JCP&L | Accepted | 2019-06-20 | 2019-06-24 | 2020-06-24 | Enphase Energy | IQ7-60-2-US | Inverters | 240 |  | 24 |  |  | 0.97 |  | Outdoor | Behind the PV Modules
Solar Registration Program | NJSRRE1541614007 | Oaklyn | 8107 | 14 | 7.44 | Residential | Yes | Behind the Meter | Suntuity Solar LLC | PSE&G | Accepted | 2019-07-04 | 2019-07-09 | 2020-07-09 | Yingli Green Energy | YL310D-30b | Solar Panels |  | 0.31 | 10 | 244 | 33 |  | Fixed | Roof
Solar Registration Program | NJSRRE1541614007 | Oaklyn | 8107 | 14 | 7.44 | Residential | Yes | Behind the Meter | Suntuity Solar LLC | PSE&G | Accepted | 2019-07-04 | 2019-07-09 | 2020-07-09 | Yingli Green Energy | YL310D-30b | Solar Panels |  | 0.31 | 14 | 64 | 26 |  | Fixed | Roof
Solar Registration Program | NJSRRE1541614007 | Oaklyn | 8107 | 14 | 7.44 | Residential | Yes | Behind the Meter | Suntuity Solar LLC | PSE&G | Accepted | 2019-07-04 | 2019-07-09 | 2020-07-09 | Enphase Energy | IQ7-60-2-US | Inverters | 240 |  | 24 |  |  | 0.97 |  | Outdoor | Behind the PV Modules
Solar Registration Program | NJSRRE1541627382 | New Brunswick | 8901 | 11 | 7.44 | Residential | Yes | Behind the Meter | Suntuity Solar LLC | PSE&G | Accepted | 2019-07-10 | 2019-07-12 | 2020-07-12 | Yingli Green Energy | YL310D-30b | Solar Panels |  | 0.31 | 8 | 310 | 38 |  | Fixed | Roof
Solar Registration Program | NJSRRE1541627382 | New Brunswick | 8901 | 11 | 7.44 | Residential | Yes | Behind the Meter | Suntuity Solar LLC | PSE&G | Accepted | 2019-07-10 | 2019-07-12 | 2020-07-12 | Yingli Green Energy | YL310D-30b | Solar Panels |  | 0.31 | 16 | 130 | 32 |  | Fixed | Roof
Solar Registration Program | NJSRRE1541627382 | New Brunswick | 8901 | 11 | 7.44 | Residential | Yes | Behind the Meter | Suntuity Solar LLC | PSE&G | Accepted | 2019-07-10 | 2019-07-12 | 2020-07-12 | Enphase Energy | IQ7-60-2-US | Inverters | 240 |  | 24 |  |  | 0.97 |  | Outdoor | Behind the PV Modules
Solar Registration Program | NJSRRE1541672115 | Audubon | 8106 | 14 | 7.44 | Residential | Yes | Behind the Meter | Suntuity Solar LLC | PSE&G | Accepted | 2019-07-16 | 2019-07-17 | 2020-07-17 | Yingli Green Energy | YL310D-30b | Solar Panels |  | 0.31 | 24 | 231 | 30 |  | Fixed | Roof
Solar Registration Program | NJSRRE1541672115 | Audubon | 8106 | 14 | 7.44 | Residential | Yes | Behind the Meter | Suntuity Solar LLC | PSE&G | Accepted | 2019-07-16 | 2019-07-17 | 2020-07-17 | Enphase Energy | IQ7-60-2-US | Inverters | 240 |  | 24 |  |  | 0.97 |  | Outdoor | Behind the PV Modules
Solar Registration Program | NJSRRE1541698753 | Millville | 8332 | 20 | 7.44 | Residential | Yes | Behind the Meter | Suntuity Solar LLC | AC Electric | Accepted | 2019-07-24 | 2019-07-26 | 2020-07-26 | Yingli Green Energy | YL310D-30b | Solar Panels |  | 0.31 | 22 | 202 | 21 |  | Fixed | Roof
Solar Registration Program | NJSRRE1541698753 | Millville | 8332 | 20 | 7.44 | Residential | Yes | Behind the Meter | Suntuity Solar LLC | AC Electric | Accepted | 2019-07-24 | 2019-07-26 | 2020-07-26 | Yingli Green Energy | YL310D-30b | Solar Panels |  | 0.31 | 2 | 22 | 21 |  | Fixed | Roof
Solar Registration Program | NJSRRE1541698753 | Millville | 8332 | 20 | 7.44 | Residential | Yes | Behind the Meter | Suntuity Solar LLC | AC Electric | Accepted | 2019-07-24 | 2019-07-26 | 2020-07-26 | Enphase Energy | IQ7-60-2-US | Inverters | 240 |  | 24 |  |  | 0.97 |  | Outdoor | Behind the PV Modules
Solar Registration Program | NJSRRE1541721756 | Piscataway | 8854 | 11 | 7.44 | Residential | Yes | Behind the Meter | Suntuity Solar LLC | PSE&G | Accepted | 2019-07-31 | 2019-08-05 | 2020-08-05 | Yingli Green Energy | YL310D-30b | Solar Panels |  | 0.31 | 24 | 152 | 23 |  | Fixed | Roof
Solar Registration Program | NJSRRE1541721756 | Piscataway | 8854 | 11 | 7.44 | Residential | Yes | Behind the Meter | Suntuity Solar LLC | PSE&G | Accepted | 2019-07-31 | 2019-08-05 | 2020-08-05 | Enphase Energy | IQ7-60-2-US | Inverters | 240 |  | 24 |  |  | 0.97 |  | Outdoor | Behind the PV Modules
Solar Registration Program | NJSRRE1541809368 | Piscataway | 8854 | 11 | 7.44 | Residential | Yes | Behind the Meter | Suntuity Solar LLC | PSE&G | Accepted | 2019-08-09 | 2019-08-23 | 2020-08-23 | Yingli Green Energy | YL310D-30b | Solar Panels |  | 0.31 | 4 | 153 | 19 |  | Fixed | Roof
Solar Registration Program | NJSRRE1541809368 | Piscataway | 8854 | 11 | 7.44 | Residential | Yes | Behind the Meter | Suntuity Solar LLC | PSE&G | Accepted | 2019-08-09 | 2019-08-23 | 2020-08-23 | Yingli Green Energy | YL310D-30b | Solar Panels |  | 0.31 | 4 | 153 | 18 |  | Fixed | Roof
Solar Registration Program | NJSRRE1541809368 | Piscataway | 8854 | 11 | 7.44 | Residential | Yes | Behind the Meter | Suntuity Solar LLC | PSE&G | Accepted | 2019-08-09 | 2019-08-23 | 2020-08-23 | Yingli Green Energy | YL310D-30b | Solar Panels |  | 0.31 | 16 | 153 | 18 |  | Fixed | Roof
Solar Registration Program | NJSRRE1541809368 | Piscataway | 8854 | 11 | 7.44 | Residential | Yes | Behind the Meter | Suntuity Solar LLC | PSE&G | Accepted | 2019-08-09 | 2019-08-23 | 2020-08-23 | Enphase Energy | IQ7-60-2-US | Inverters | 240 |  | 24 |  |  | 0.97 |  | Outdoor | Behind the PV Modules
Solar Registration Program | NJSRRE1541832855 | Piscataway | 8854 | 11 | 7.44 | Residential | Yes | Behind the Meter | Suntuity Solar LLC | PSE&G | Accepted | 2019-08-14 | 2019-08-23 | 2020-08-23 | Yingli Green Energy | YL310D-30b | Solar Panels |  | 0.31 | 8 | 152 | 19 |  | Fixed | Roof
Solar Registration Program | NJSRRE1541832855 | Piscataway | 8854 | 11 | 7.44 | Residential | Yes | Behind the Meter | Suntuity Solar LLC | PSE&G | Accepted | 2019-08-14 | 2019-08-23 | 2020-08-23 | Yingli Green Energy | YL310D-30b | Solar Panels |  | 0.31 | 8 | 243 | 19 |  | Fixed | Roof
Solar Registration Program | NJSRRE1541832855 | Piscataway | 8854 | 11 | 7.44 | Residential | Yes | Behind the Meter | Suntuity Solar LLC | PSE&G | Accepted | 2019-08-14 | 2019-08-23 | 2020-08-23 | Yingli Green Energy | YL310D-30b | Solar Panels |  | 0.31 | 8 | 63 | 19 |  | Fixed | Roof
Solar Registration Program | NJSRRE1541832855 | Piscataway | 8854 | 11 | 7.44 | Residential | Yes | Behind the Meter | Suntuity Solar LLC | PSE&G | Accepted | 2019-08-14 | 2019-08-23 | 2020-08-23 | Enphase Energy | IQ7-60-2-US | Inverters | 240 |  | 24 |  |  | 0.97 |  | Outdoor | Behind the PV Modules
Solar Registration Program | NJSRRE1541880175 | Pine Beach | 8741 | 18 | 7.44 | Residential | Yes | Behind the Meter | Suntuity Solar LLC | JCP&L | Accepted | 2019-08-23 | 2019-08-27 | 2020-08-27 | Yingli Green Energy | YL310D-30b | Solar Panels |  | 0.31 | 5 | 107 | 27 |  | Fixed | Roof
Solar Registration Program | NJSRRE1541880175 | Pine Beach | 8741 | 18 | 7.44 | Residential | Yes | Behind the Meter | Suntuity Solar LLC | JCP&L | Accepted | 2019-08-23 | 2019-08-27 | 2020-08-27 | Yingli Green Energy | YL310D-30b | Solar Panels |  | 0.31 | 19 | 197 | 33 |  | Fixed | Roof
Solar Registration Program | NJSRRE1541880175 | Pine Beach | 8741 | 18 | 7.44 | Residential | Yes | Behind the Meter | Suntuity Solar LLC | JCP&L | Accepted | 2019-08-23 | 2019-08-27 | 2020-08-27 | Enphase Energy | IQ7-60-2-US | Inverters | 240 |  | 24 |  |  | 0.97 |  | Outdoor | Behind the PV Modules
Solar Registration Program | NJSRRE1541895241 | Carneys Point | 8069 | 16 | 7.44 | Residential | Yes | Behind the Meter | Orbit Energy & Power, LLC | AC Electric | Accepted | 2019-08-28 | 2019-09-03 | 2020-09-03 | trina | tsm 310 | Solar Panels |  | 0.31 | 24 | 217 | 45 |  | Fixed | Roof
Solar Registration Program | NJSRRE1541895241 | Carneys Point | 8069 | 16 | 7.44 | Residential | Yes | Behind the Meter | Orbit Energy & Power, LLC | AC Electric | Accepted | 2019-08-28 | 2019-09-03 | 2020-09-03 | enphase | iq7 | Inverters | 240 |  | 24 |  |  | 0.986 |  | Outside | panel
Solar Registration Program | NJSRRE1541895241 | Carneys Point | 8069 | 16 | 7.44 | Residential | Yes | Behind the Meter | Orbit Energy & Power, LLC | AC Electric | Accepted | 2019-08-28 | 2019-09-03 | 2020-09-03 | enphase | envoy | Meters |  |  | 1 |  |  |  | Yes | Outdoor
Solar Registration Program | NJSRRE1541897465 | Cedar Run | 8092 | 18 | 7.44 | Residential | Yes | Behind the Meter | Suntuity Solar LLC | AC Electric | Accepted | 2019-08-29 | 2019-09-03 | 2020-09-03 | Yingli Green Energy | YL310D-30b | Solar Panels |  | 0.31 | 4 | 139 | 33 |  | Fixed | Roof
Solar Registration Program | NJSRRE1541897465 | Cedar Run | 8092 | 18 | 7.44 | Residential | Yes | Behind the Meter | Suntuity Solar LLC | AC Electric | Accepted | 2019-08-29 | 2019-09-03 | 2020-09-03 | Yingli Green Energy | YL310D-30b | Solar Panels |  | 0.31 | 5 | 49 | 33 |  | Fixed | Roof
Solar Registration Program | NJSRRE1541897465 | Cedar Run | 8092 | 18 | 7.44 | Residential | Yes | Behind the Meter | Suntuity Solar LLC | AC Electric | Accepted | 2019-08-29 | 2019-09-03 | 2020-09-03 | Yingli Green Energy | YL310D-30b | Solar Panels |  | 0.31 | 11 | 229 | 33 |  | Fixed | Roof
Solar Registration Program | NJSRRE1541897465 | Cedar Run | 8092 | 18 | 7.44 | Residential | Yes | Behind the Meter | Suntuity Solar LLC | AC Electric | Accepted | 2019-08-29 | 2019-09-03 | 2020-09-03 | Yingli Green Energy | YL310D-30b | Solar Panels |  | 0.31 | 4 | 229 | 33 |  | Fixed | Roof
Solar Registration Program | NJSRRE1541897465 | Cedar Run | 8092 | 18 | 7.44 | Residential | Yes | Behind the Meter | Suntuity Solar LLC | AC Electric | Accepted | 2019-08-29 | 2019-09-03 | 2020-09-03 | Enphase Energy | IQ7-60-2-US | Inverters | 240 |  | 24 |  |  | 0.97 |  | Outdoor | Behind the PV Modules
Solar Registration Program | NJSRRE1542412209 | Barnegat | 8005 | 18 | 7.44 | Residential | Yes | Behind the Meter | All Season Solar | AC Electric | Accepted | 2019-09-17 | 2019-09-19 | 2020-09-19 | Trina | TSM DD05H.05II 310W AUG 2019 | Solar Panels |  | 0.31 | 24 | 112 | 33 |  | Fixed | Roof
Solar Registration Program | NJSRRE1542412209 | Barnegat | 8005 | 18 | 7.44 | Residential | Yes | Behind the Meter | All Season Solar | AC Electric | Accepted | 2019-09-17 | 2019-09-19 | 2020-09-19 | Enphase | IQ7 | Inverters | 240 |  | 24 |  |  | 0.97 |  | Outdoor | Under Module
Solar Registration Program | NJSRRE1542412412 | Forked River | 8731 | 18 | 7.44 | Residential | Yes | Behind the Meter | All Season Solar | JCP&L | Accepted | 2019-09-17 | 2019-09-19 | 2020-09-19 | Trina | TSM DD05H.05II 310W AUG 2019 | Solar Panels |  | 0.31 | 4 | 179 | 16 |  | Fixed | Roof
Solar Registration Program | NJSRRE1542412412 | Forked River | 8731 | 18 | 7.44 | Residential | Yes | Behind the Meter | All Season Solar | JCP&L | Accepted | 2019-09-17 | 2019-09-19 | 2020-09-19 | Trina | TSM DD05H.05II 310W AUG 2019 | Solar Panels |  | 0.31 | 2 | 359 | 16 |  | Fixed | Roof
Solar Registration Program | NJSRRE1542412412 | Forked River | 8731 | 18 | 7.44 | Residential | Yes | Behind the Meter | All Season Solar | JCP&L | Accepted | 2019-09-17 | 2019-09-19 | 2020-09-19 | Trina | TSM DD05H.05II 310W AUG 2019 | Solar Panels |  | 0.31 | 12 | 179 | 16 |  | Fixed | Roof
Solar Registration Program | NJSRRE1542412412 | Forked River | 8731 | 18 | 7.44 | Residential | Yes | Behind the Meter | All Season Solar | JCP&L | Accepted | 2019-09-17 | 2019-09-19 | 2020-09-19 | Trina | TSM DD05H.05II 310W AUG 2019 | Solar Panels |  | 0.31 | 6 | 359 | 16 |  | Fixed | Roof
Solar Registration Program | NJSRRE1542412412 | Forked River | 8731 | 18 | 7.44 | Residential | Yes | Behind the Meter | All Season Solar | JCP&L | Accepted | 2019-09-17 | 2019-09-19 | 2020-09-19 | Enphase | IQ7 | Inverters | 240 |  | 24 |  |  | 0.97 |  | Outdoor | Under Module
Solar Registration Program | NJSRRE1542445074 | Bellmawr | 8031 | 14 | 7.44 | Residential | Yes | Behind the Meter | Skyline Solar, LLC | PSE&G | Accepted | 2019-09-26 | 2019-09-30 | 2020-09-30 | Silfab | SLA310M | Solar Panels |  | 0.31 | 24 | 178 | 36 |  | Fixed | Roof
Solar Registration Program | NJSRRE1542445074 | Bellmawr | 8031 | 14 | 7.44 | Residential | Yes | Behind the Meter | Skyline Solar, LLC | PSE&G | Accepted | 2019-09-26 | 2019-09-30 | 2020-09-30 | SolarEdge | SE5000H-US | Inverters | 5000 |  | 1 |  |  | 0.99 |  | Outside | within ten feet of meter
Solar Registration Program | NJSRRE1542461089 | Union Twp | 7083 | 10 | 7.44 | Residential | No | Behind the Meter | Palmetto Solar LLC | PSE&G | Accepted | 2019-09-30 | 2019-10-02 | 2020-10-02 | Yingli | 310B-10D | Solar Panels |  | 0.31 | 24 | 180 | 25 |  | Fixed | Roof
Solar Registration Program | NJSRRE1542461089 | Union Twp | 7083 | 10 | 7.44 | Residential | No | Behind the Meter | Palmetto Solar LLC | PSE&G | Accepted | 2019-09-30 | 2019-10-02 | 2020-10-02 | SolarEdge | SE10000H-US | Inverters | 10000 |  | 1 |  |  | 0.99 |  | Outside | NA
Solar Registration Program | NJSRRE1542497270 | Atlantic City | 8401 | 19 | 7.44 | Residential | Yes | Behind the Meter | All Season Solar | AC Electric | Accepted | 2019-10-02 | 2019-10-04 | 2020-10-04 | Trina | TSM DD05H.05II 310W AUG 2019 | Solar Panels |  | 0.31 | 11 | 333 | 33 |  | Fixed | Roof
Solar Registration Program | NJSRRE1542497270 | Atlantic City | 8401 | 19 | 7.44 | Residential | Yes | Behind the Meter | All Season Solar | AC Electric | Accepted | 2019-10-02 | 2019-10-04 | 2020-10-04 | Trina | TSM DD05H.05II 310W AUG 2019 | Solar Panels |  | 0.31 | 9 | 153 | 33 |  | Fixed | Roof
Solar Registration Program | NJSRRE1542497270 | Atlantic City | 8401 | 19 | 7.44 | Residential | Yes | Behind the Meter | All Season Solar | AC Electric | Accepted | 2019-10-02 | 2019-10-04 | 2020-10-04 | Trina | TSM DD05H.05II 310W AUG 2019 | Solar Panels |  | 0.31 | 2 | 63 | 33 |  | Fixed | Roof
Solar Registration Program | NJSRRE1542497270 | Atlantic City | 8401 | 19 | 7.44 | Residential | Yes | Behind the Meter | All Season Solar | AC Electric | Accepted | 2019-10-02 | 2019-10-04 | 2020-10-04 | Trina | TSM DD05H.05II 310W AUG 2019 | Solar Panels |  | 0.31 | 2 | 243 | 33 |  | Fixed | Roof
Solar Registration Program | NJSRRE1542497270 | Atlantic City | 8401 | 19 | 7.44 | Residential | Yes | Behind the Meter | All Season Solar | AC Electric | Accepted | 2019-10-02 | 2019-10-04 | 2020-10-04 | Enphase | IQ7 | Inverters | 240 |  | 24 |  |  | 0.97 |  | Outdoor | Under Module
Solar Registration Program | NJSRRE1542497303 | Atco | 8004 | 14 | 7.44 | Residential | Yes | Behind the Meter | 1st Light Energy Inc | AC Electric | Accepted | 2019-10-02 | 2019-10-04 | 2020-10-04 | Longi | MODULE LR6-60HPB-310M | Solar Panels |  | 0.31 | 8 | 209 | 18 |  | Fixed | Roof
Solar Registration Program | NJSRRE1542497303 | Atco | 8004 | 14 | 7.44 | Residential | Yes | Behind the Meter | 1st Light Energy Inc | AC Electric | Accepted | 2019-10-02 | 2019-10-04 | 2020-10-04 | Longi | MODULE LR6-60HPB-310M | Solar Panels |  | 0.31 | 16 | 29 | 18 |  | Fixed | Roof
Solar Registration Program | NJSRRE1542497303 | Atco | 8004 | 14 | 7.44 | Residential | Yes | Behind the Meter | 1st Light Energy Inc | AC Electric | Accepted | 2019-10-02 | 2019-10-04 | 2020-10-04 | SMA | SB 6.0-US (240V) | Inverters | 6000 |  | 1 |  |  | 0.97 |  | Outside | within 10 feet of meter
Solar Registration Program | NJSRRE1542524791 | Voorhees | 8043 | 14 | 7.44 | Residential | Yes | Behind the Meter | Acos Energy, LLC | PSE&G | Accepted | 2019-10-10 | 2019-10-14 | 2020-10-14 | Trina | TSM DD05H 05 II 310W | Solar Panels |  | 0.31 | 24 | 237 | 30 |  | Fixed | Roof
Solar Registration Program | NJSRRE1542524791 | Voorhees | 8043 | 14 | 7.44 | Residential | Yes | Behind the Meter | Acos Energy, LLC | PSE&G | Accepted | 2019-10-10 | 2019-10-14 | 2020-10-14 | Enphase | IQ7 | Inverters | 0.24 |  | 24 |  |  | 0.97 |  | Outside | Roof
Solar Registration Program | NJSRRE1542554033 | Roselle Park Boro | 7204 | 10 | 7.44 | Residential | Yes | Behind the Meter | 1st Light Energy Inc | PSE&G | Accepted | 2019-10-17 | 2019-10-21 | 2020-10-21 | Longi | LR6-60HPB-310M | Solar Panels |  | 0.31 | 12 | 259 | 18 |  | Fixed | Roof
Solar Registration Program | NJSRRE1542554033 | Roselle Park Boro | 7204 | 10 | 7.44 | Residential | Yes | Behind the Meter | 1st Light Energy Inc | PSE&G | Accepted | 2019-10-17 | 2019-10-21 | 2020-10-21 | Longi | LR6-60HPB-310M | Solar Panels |  | 0.31 | 6 | 79 | 18 |  | Fixed | Roof
Solar Registration Program | NJSRRE1542554033 | Roselle Park Boro | 7204 | 10 | 7.44 | Residential | Yes | Behind the Meter | 1st Light Energy Inc | PSE&G | Accepted | 2019-10-17 | 2019-10-21 | 2020-10-21 | Longi | LR6-60HPB-310M | Solar Panels |  | 0.31 | 6 | 79 | 18 |  | Fixed | Roof
Solar Registration Program | NJSRRE1542554033 | Roselle Park Boro | 7204 | 10 | 7.44 | Residential | Yes | Behind the Meter | 1st Light Energy Inc | PSE&G | Accepted | 2019-10-17 | 2019-10-21 | 2020-10-21 | SMA | SB 3.0-US (240V) | Inverters | 6000 |  | 2 |  |  | 0.97 |  | Outside | within 10 feet of meter
Solar Registration Program | NJSRRE1542556222 | MONTCLAIR | 7043 | 9 | 7.44 | Residential | No | Behind the Meter | Apex Solar Power | PSE&G | Accepted | 2019-10-18 | 2019-10-21 | 2020-10-21 | SILFAB | SLA310M | Solar Panels |  | 0.31 | 24 | 290 | 30 |  | Fixed | Roof
Solar Registration Program | NJSRRE1542556222 | MONTCLAIR | 7043 | 9 | 7.44 | Residential | No | Behind the Meter | Apex Solar Power | PSE&G | Accepted | 2019-10-18 | 2019-10-21 | 2020-10-21 | SOLAREDGE | SE7600H-US | Inverters | 7.6 |  | 1 |  |  | 0.99 |  | Outside | W/METER
Solar Registration Program | NJSRRE1542556345 | Williamstown | 8094 | 15 | 7.44 | Residential | Yes | Behind the Meter | Orbit Energy & Power, LLC | AC Electric | Accepted | 2019-10-18 | 2019-10-22 | 2020-10-22 | trina | tsm 310 | Solar Panels |  | 0.31 | 20 | 178 | 45 |  | Fixed | Roof
Solar Registration Program | NJSRRE1542556345 | Williamstown | 8094 | 15 | 7.44 | Residential | Yes | Behind the Meter | Orbit Energy & Power, LLC | AC Electric | Accepted | 2019-10-18 | 2019-10-22 | 2020-10-22 | trina | tsm 310 | Solar Panels |  | 0.31 | 4 | 268 | 36 |  | Fixed | Roof
Solar Registration Program | NJSRRE1542556345 | Williamstown | 8094 | 15 | 7.44 | Residential | Yes | Behind the Meter | Orbit Energy & Power, LLC | AC Electric | Accepted | 2019-10-18 | 2019-10-22 | 2020-10-22 | enphase | iq7 | Inverters | 240 |  | 24 |  |  | 0.986 |  | Outside | panel
Solar Registration Program | NJSRRE1542556893 | Barnegat | 8005 | 18 | 7.44 | Residential | Yes | Behind the Meter | All Season Solar | AC Electric | Accepted | 2019-10-18 | 2019-10-22 | 2020-10-22 | Trina | TSM DD05H.05II 310W AUG 2019 | Solar Panels |  | 0.31 | 24 | 129 | 34 |  | Fixed | Roof
Solar Registration Program | NJSRRE1542556893 | Barnegat | 8005 | 18 | 7.44 | Residential | Yes | Behind the Meter | All Season Solar | AC Electric | Accepted | 2019-10-18 | 2019-10-22 | 2020-10-22 | Enphase | IQ7 | Inverters | 240 |  | 24 |  |  | 0.97 |  | Outdoor | Under Module
Solar Registration Program | NJSRRE1542568593 | Rahway | 7065 | 10 | 7.44 | Residential | No | Behind the Meter | Whitman Construction, LLC | PSE&G | Accepted | 2019-10-22 | 2019-10-23 | 2020-10-23 | Trina Solar | TSM-310DD05A | Solar Panels |  | 0.31 | 22 | 139 | 20 |  | Fixed | Roof
Solar Registration Program | NJSRRE1542568593 | Rahway | 7065 | 10 | 7.44 | Residential | No | Behind the Meter | Whitman Construction, LLC | PSE&G | Accepted | 2019-10-22 | 2019-10-23 | 2020-10-23 | Trina Solar | TSM-310DD05A | Solar Panels |  | 0.31 | 2 | 140 | 12 |  | Fixed | Roof
Solar Registration Program | NJSRRE1542568593 | Rahway | 7065 | 10 | 7.44 | Residential | No | Behind the Meter | Whitman Construction, LLC | PSE&G | Accepted | 2019-10-22 | 2019-10-23 | 2020-10-23 | Enphase Energy | IQ7-60-2-US | Inverters | 0.24 |  | 24 |  |  | 0.976 |  | Outside | roof
Solar Registration Program | NJSRRE1542684384 | Alloway | 8001 | 16 | 7.44 | Residential | Yes | Behind the Meter | Orbit Energy & Power, LLC | AC Electric | Accepted | 2019-10-28 | 2019-10-30 | 2020-10-30 | trina | tsm 310 | Solar Panels |  | 0.31 | 24 | 180 | 27 |  | Fixed | Ground
Solar Registration Program | NJSRRE1542684384 | Alloway | 8001 | 16 | 7.44 | Residential | Yes | Behind the Meter | Orbit Energy & Power, LLC | AC Electric | Accepted | 2019-10-28 | 2019-10-30 | 2020-10-30 | enphase | iq7 | Inverters | 240 |  | 24 |  |  | 0.986 |  | Outside | panel
Solar Registration Program | NJSRRE1542884174 | Raritan Boro | 8869 | 5 | 7.44 | Residential | No | Behind the Meter | Greentech Solar USA LLC | PSE&G | Accepted | 2019-11-01 | 2019-11-05 | 2020-11-05 | Trina Solar | TSM-DD5A 310M | Solar Panels |  | 0.31 | 24 | 170 | 32 |  | Fixed | Roof
Solar Registration Program | NJSRRE1542884174 | Raritan Boro | 8869 | 5 | 7.44 | Residential | No | Behind the Meter | Greentech Solar USA LLC | PSE&G | Accepted | 2019-11-01 | 2019-11-05 | 2020-11-05 | Growatt | 7000MTLP-US | Inverters | 7000 |  | 1 |  |  | 0.97 |  | Indoor | Basement Wall
Solar Registration Program | NJSRRE1542884231 | Bridgewater | 8807 | 5 | 7.44 | Residential | No | Behind the Meter | Greentech Solar USA LLC | PSE&G | Accepted | 2019-11-01 | 2019-11-05 | 2020-11-05 | Trina Solar | TSM-DD5A 310M | Solar Panels |  | 0.31 | 24 | 175 | 28 |  | Fixed | Roof
Solar Registration Program | NJSRRE1542884231 | Bridgewater | 8807 | 5 | 7.44 | Residential | No | Behind the Meter | Greentech Solar USA LLC | PSE&G | Accepted | 2019-11-01 | 2019-11-05 | 2020-11-05 | Growatt | 7000MTLP-US | Inverters | 7000 |  | 1 |  |  | 0.97 |  | Indoor | Basement Wall
Solar Registration Program | NJSRRE1542907649 | Swedesboro | 8085 | 15 | 7.44 | Residential | No | Behind the Meter | EMT Renewables | AC Electric | Accepted | 2019-11-04 | 2019-11-06 | 2020-11-06 | Trina | Honeymax 310-BLK | Solar Panels |  | 0.31 | 16 | 121 | 29 |  | Fixed | Roof
Solar Registration Program | NJSRRE1542907649 | Swedesboro | 8085 | 15 | 7.44 | Residential | No | Behind the Meter | EMT Renewables | AC Electric | Accepted | 2019-11-04 | 2019-11-06 | 2020-11-06 | Trina | Honeymax 310-BLK | Solar Panels |  | 0.31 | 8 | 301 | 29 |  | Fixed | Roof
Solar Registration Program | NJSRRE1542907649 | Swedesboro | 8085 | 15 | 7.44 | Residential | No | Behind the Meter | EMT Renewables | AC Electric | Accepted | 2019-11-04 | 2019-11-06 | 2020-11-06 | SolarEdge | SE6000H-US | Inverters | 6000 |  | 1 |  |  | 0.95 |  | Other | next to meter
Solar Registration Program | NJSRRE1542929158 | Jackson | 8527 | 18 | 7.44 | Residential | No | Behind the Meter | Powerlutions | JCP&L | Accepted | 2019-11-05 | 2019-11-08 | 2020-11-08 | Trina | TSM-310 DD05A | Solar Panels |  | 0.31 | 24 | 180 | 24 |  | Fixed | Roof
Solar Registration Program | NJSRRE1542929158 | Jackson | 8527 | 18 | 7.44 | Residential | No | Behind the Meter | Powerlutions | JCP&L | Accepted | 2019-11-05 | 2019-11-08 | 2020-11-08 | Solar Edge | SE6000H-US | Inverters | 6 |  | 1 |  |  | 0.99 |  | Outdoor | near meter
Solar Registration Program | NJSRRE1543037673 | Mantua | 8051 | 15 | 7.44 | Residential | Yes | Behind the Meter | Solar Energy World | AC Electric | Accepted | 2019-11-05 | 2019-11-08 | 2020-11-08 | LONGI Green Energy Technology | LR6-60PE-310M | Solar Panels |  | 0.31 | 24 | 122 | 18 |  | Fixed | Roof
Solar Registration Program | NJSRRE1543037673 | Mantua | 8051 | 15 | 7.44 | Residential | Yes | Behind the Meter | Solar Energy World | AC Electric | Accepted | 2019-11-05 | 2019-11-08 | 2020-11-08 | Solar Edge | SE7600H-USRGM | Inverters | 7600 |  | 1 |  |  | 0.975 |  | Outside | near meter
Solar Registration Program | NJSRRE1543037675 | Lawrence Township | 8311 | 20 | 7.44 | Residential | Yes | Behind the Meter | Solar Energy World | AC Electric | Accepted | 2019-11-05 | 2019-11-08 | 2020-11-08 | LONGi Green Energy Technology | LR6-60PE-310 | Solar Panels |  | 0.31 | 24 | 106 | 22 |  | Fixed | Roof
Solar Registration Program | NJSRRE1543037675 | Lawrence Township | 8311 | 20 | 7.44 | Residential | Yes | Behind the Meter | Solar Energy World | AC Electric | Accepted | 2019-11-05 | 2019-11-08 | 2020-11-08 | Solar Edge | SE7600H-USRGM | Inverters | 7600 |  | 1 |  |  | 0.975 |  | Outside | near meter
Solar Registration Program | NJSRRE1543042376 | Blackwood | 8012 | 14 | 7.44 | Residential | Yes | Behind the Meter | Orbit Energy & Power, LLC | PSE&G | Accepted | 2019-11-06 | 2019-11-11 | 2020-11-11 | trina | tsm 310 | Solar Panels |  | 0.31 | 16 | 163 | 23 |  | Fixed | Roof
Solar Registration Program | NJSRRE1543042376 | Blackwood | 8012 | 14 | 7.44 | Residential | Yes | Behind the Meter | Orbit Energy & Power, LLC | PSE&G | Accepted | 2019-11-06 | 2019-11-11 | 2020-11-11 | trina | tsm 310 | Solar Panels |  | 0.31 | 8 | 343 | 23 |  | Fixed | Roof
Solar Registration Program | NJSRRE1543042376 | Blackwood | 8012 | 14 | 7.44 | Residential | Yes | Behind the Meter | Orbit Energy & Power, LLC | PSE&G | Accepted | 2019-11-06 | 2019-11-11 | 2020-11-11 | enphase | iq7 | Inverters | 240 |  | 24 |  |  | 0.986 |  | Outside | panel
Solar Registration Program | NJSRRE1543151888 | Little Egg Harbor | 8087 | 18 | 7.44 | Residential | Yes | Behind the Meter | Reliable Power and Solar | AC Electric | Accepted | 2019-11-13 | 2019-11-15 | 2020-11-15 | trina | tsmdd05 | Solar Panels |  | 0.31 | 9 | 232 | 17 |  | Fixed | Roof | roof
Solar Registration Program | NJSRRE1543151888 | Little Egg Harbor | 8087 | 18 | 7.44 | Residential | Yes | Behind the Meter | Reliable Power and Solar | AC Electric | Accepted | 2019-11-13 | 2019-11-15 | 2020-11-15 | trina | tsmdd05 | Solar Panels |  | 0.31 | 15 | 142 | 14 |  | Fixed | Roof | roof
Solar Registration Program | NJSRRE1543151888 | Little Egg Harbor | 8087 | 18 | 7.44 | Residential | Yes | Behind the Meter | Reliable Power and Solar | AC Electric | Accepted | 2019-11-13 | 2019-11-15 | 2020-11-15 | Enphase | IQ7 | Inverters | 240 |  | 24 |  |  | 0.97 |  | Outside | roof
Solar Registration Program | NJSRRE1543299065 | Williamstown | 8094 | 15 | 7.44 | Residential | Yes | Behind the Meter | All Season Solar | AC Electric | Accepted | 2019-11-14 | 2019-11-19 | 2020-11-19 | Trina | TSM DD05H.05II 310W AUG 2019 | Solar Panels |  | 0.31 | 24 | 182 | 26 |  | Fixed | Roof
Solar Registration Program | NJSRRE1543299065 | Williamstown | 8094 | 15 | 7.44 | Residential | Yes | Behind the Meter | All Season Solar | AC Electric | Accepted | 2019-11-14 | 2019-11-19 | 2020-11-19 | Enphase | IQ7 | Inverters | 240 |  | 24 |  |  | 0.97 |  | Outdoor | Under Module
Solar Registration Program | NJSRRE1543302807 | Gloucester City | 8030 | 14 | 7.44 | Residential | Yes | Behind the Meter | All Season Solar | PSE&G | Accepted | 2019-11-14 | 2019-11-19 | 2020-11-19 | Trina | TSM DD05H.05II 310W AUG 2019 | Solar Panels |  | 0.31 | 24 | 218 | 33 |  | Fixed | Roof
Solar Registration Program | NJSRRE1543302807 | Gloucester City | 8030 | 14 | 7.44 | Residential | Yes | Behind the Meter | All Season Solar | PSE&G | Accepted | 2019-11-14 | 2019-11-19 | 2020-11-19 | Enphase | IQ7 | Inverters | 240 |  | 24 |  |  | 0.97 |  | Outdoor | Under Module
Solar Registration Program | NJSRRE1543416849 | National Park Boro | 8063 | 15 | 7.44 | Residential | Yes | Behind the Meter | Bright Planet Solar | PSE&G | Accepted | 2019-11-17 | 2019-11-20 | 2020-11-20 | LONGI | LR6-60PB-310M | Solar Panels |  | 0.31 | 9 | 202 | 14 |  | Fixed | Roof
Solar Registration Program | NJSRRE1543416849 | National Park Boro | 8063 | 15 | 7.44 | Residential | Yes | Behind the Meter | Bright Planet Solar | PSE&G | Accepted | 2019-11-17 | 2019-11-20 | 2020-11-20 | LONGI | LR6-60PB-310M | Solar Panels |  | 0.31 | 5 | 202 | 9 |  | Fixed | Roof
Solar Registration Program | NJSRRE1543416849 | National Park Boro | 8063 | 15 | 7.44 | Residential | Yes | Behind the Meter | Bright Planet Solar | PSE&G | Accepted | 2019-11-17 | 2019-11-20 | 2020-11-20 | LONGI | LR6-60PB-310M | Solar Panels |  | 0.31 | 10 | 292 | 30 |  | Fixed | Roof
Solar Registration Program | NJSRRE1543416849 | National Park Boro | 8063 | 15 | 7.44 | Residential | Yes | Behind the Meter | Bright Planet Solar | PSE&G | Accepted | 2019-11-17 | 2019-11-20 | 2020-11-20 | Solar Edge | SE6000H-USRGM | Inverters | 6000 |  | 1 |  |  | 0.98 |  | Outdoor | Next to meter
Solar Registration Program | NJSRRE1543441685 | Marlboro | 7746 | 17 | 7.44 | Residential | Yes | Behind the Meter | Reliable Power and Solar | JCP&L | Accepted | 2019-11-25 | 2019-11-27 | 2020-11-27 | trina | tsmdd05 | Solar Panels |  | 0.31 | 19 | 173 | 28 |  | Fixed | Roof | roof
Solar Registration Program | NJSRRE1543441685 | Marlboro | 7746 | 17 | 7.44 | Residential | Yes | Behind the Meter | Reliable Power and Solar | JCP&L | Accepted | 2019-11-25 | 2019-11-27 | 2020-11-27 | trina | tsmdd05 | Solar Panels |  | 0.31 | 5 | 173 | 28 |  | Fixed | Roof | roof
Solar Registration Program | NJSRRE1543441685 | Marlboro | 7746 | 17 | 7.44 | Residential | Yes | Behind the Meter | Reliable Power and Solar | JCP&L | Accepted | 2019-11-25 | 2019-11-27 | 2020-11-27 | Enphase | IQ7 | Inverters | 240 |  | 24 |  |  | 0.97 |  | Outside | roof
Solar Registration Program | NJSRRE1543442978 | Williamstown | 8094 | 15 | 7.44 | Residential | Yes | Behind the Meter | Orbit Energy & Power, LLC | AC Electric | Accepted | 2019-11-25 | 2019-11-27 | 2020-11-27 | Trina Solar | TSM-DD05A.08(II) 310W | Solar Panels |  | 0.31 | 16 | 121 | 28 |  | Fixed | Roof
Solar Registration Program | NJSRRE1543442978 | Williamstown | 8094 | 15 | 7.44 | Residential | Yes | Behind the Meter | Orbit Energy & Power, LLC | AC Electric | Accepted | 2019-11-25 | 2019-11-27 | 2020-11-27 | Trina Solar | TSM-DD05A.08(II) 310W | Solar Panels |  | 0.31 | 8 | 301 | 18 |  | Fixed | Roof
Solar Registration Program | NJSRRE1543442978 | Williamstown | 8094 | 15 | 7.44 | Residential | Yes | Behind the Meter | Orbit Energy & Power, LLC | AC Electric | Accepted | 2019-11-25 | 2019-11-27 | 2020-11-27 | ENPHASE | IQ7-60-2-US | Inverters | 0.24 |  | 24 |  |  | 0.97 |  | Outside | ROOF
Solar Registration Program | NJSRRE1543478035 | Egg Harbor Township | 8234 | 19 | 7.44 | Residential | No | Behind the Meter | Sun Up Zero Down | AC Electric | Accepted | 2019-12-04 | 2019-12-06 | 2020-12-06 | trina | TSM-310 DD05A.05 (II) | Solar Panels |  | 0.31 | 14 | 261 | 26 |  | Fixed | Roof
Solar Registration Program | NJSRRE1543478035 | Egg Harbor Township | 8234 | 19 | 7.44 | Residential | No | Behind the Meter | Sun Up Zero Down | AC Electric | Accepted | 2019-12-04 | 2019-12-06 | 2020-12-06 | trina | TSM-310 DD05A.05 (II) | Solar Panels |  | 0.31 | 7 | 171 | 34 |  | Fixed | Roof
Solar Registration Program | NJSRRE1543478035 | Egg Harbor Township | 8234 | 19 | 7.44 | Residential | No | Behind the Meter | Sun Up Zero Down | AC Electric | Accepted | 2019-12-04 | 2019-12-06 | 2020-12-06 | trina | TSM-310 DD05A.05 (II) | Solar Panels |  | 0.31 | 3 | 81 | 26 |  | Fixed | Roof
Solar Registration Program | NJSRRE1543478035 | Egg Harbor Township | 8234 | 19 | 7.44 | Residential | No | Behind the Meter | Sun Up Zero Down | AC Electric | Accepted | 2019-12-04 | 2019-12-06 | 2020-12-06 | solaredge | SE6000H-US | Inverters | 6000 |  | 1 |  |  | 0.983 |  | Outside | outside wall
Solar Registration Program | NJSRRE1543563321 | Vineland | 8361 | 20 | 7.44 | Residential | No | Behind the Meter | Bright Planet Solar | Vineland Muni Electric | Accepted | 2019-12-17 | 2019-12-20 | 2020-12-20 | LONGI | LR6-60PB-310M | Solar Panels |  | 0.31 | 14 | 195 | 36 |  | Fixed | Roof
Solar Registration Program | NJSRRE1543563321 | Vineland | 8361 | 20 | 7.44 | Residential | No | Behind the Meter | Bright Planet Solar | Vineland Muni Electric | Accepted | 2019-12-17 | 2019-12-20 | 2020-12-20 | LONGI | LR6-60PB-310M | Solar Panels |  | 0.31 | 3 | 195 | 36 |  | Fixed | Roof
Solar Registration Program | NJSRRE1543563321 | Vineland | 8361 | 20 | 7.44 | Residential | No | Behind the Meter | Bright Planet Solar | Vineland Muni Electric | Accepted | 2019-12-17 | 2019-12-20 | 2020-12-20 | LONGI | LR6-60PB-310M | Solar Panels |  | 0.31 | 7 | 285 | 34 |  | Fixed | Roof
Solar Registration Program | NJSRRE1543563321 | Vineland | 8361 | 20 | 7.44 | Residential | No | Behind the Meter | Bright Planet Solar | Vineland Muni Electric | Accepted | 2019-12-17 | 2019-12-20 | 2020-12-20 | SOLAR EDGE | SE5000H-USRGM | Inverters | 5000 |  | 1 |  |  | 0.98 |  | Outdoor | OUTDOOR
Solar Registration Program | NJSRRE1543821201 | Somerset | 8873 | 5 | 7.44 | Residential | Yes | Behind the Meter | Solar Energy World | PSE&G | Accepted | 2019-12-26 | 2019-12-31 | 2020-12-31 | LONGi Green Energy Technology | LR6-60HPB-310M | Solar Panels |  | 0.31 | 24 | 129 | 22 |  | Fixed | Roof
Solar Registration Program | NJSRRE1543821201 | Somerset | 8873 | 5 | 7.44 | Residential | Yes | Behind the Meter | Solar Energy World | PSE&G | Accepted | 2019-12-26 | 2019-12-31 | 2020-12-31 | Enphase | IQ7Plus-72-x-US | Inverters | 310 |  | 24 |  |  | 0.976 |  | Outdoor | near panels
Solar Registration Program | NJSRRE1540964686 | Galloway | 8205 | 19 | 7.48 | Residential | No | Behind the Meter | Green Power Energy | AC Electric | Accepted | 2019-05-07 | 2019-05-10 | 2020-05-10 | Hanwha Q-Cells | Q.PEAK DUO-G5 325 | Solar Panels |  | 0.325 | 23 | 125 | 37 |  | Fixed | Roof
Solar Registration Program | NJSRRE1540964686 | Galloway | 8205 | 19 | 7.48 | Residential | No | Behind the Meter | Green Power Energy | AC Electric | Accepted | 2019-05-07 | 2019-05-10 | 2020-05-10 | Solar Edge | SE6000H-US | Inverters | 6000 |  | 1 |  |  | 0.97 |  | Outside | next to meter
Solar Registration Program | NJSRRE1541513084 | Whippany | 7981 | 3 | 7.48 | Commercial | No | Behind the Meter | Antonio L. Dimichino LLC | JCP&L | Accepted | 2019-06-29 | 2019-07-03 | 2020-07-03 | Hanwah Solar One | 345 | Solar Panels |  | 0.34 | 22 | South 180 degrees | 10 |  | Fixed | Roof
Solar Registration Program | NJSRRE1541513084 | Whippany | 7981 | 3 | 7.48 | Commercial | No | Behind the Meter | Antonio L. Dimichino LLC | JCP&L | Accepted | 2019-06-29 | 2019-07-03 | 2020-07-03 | Solar Edge | 10000 | Inverters | 10000 |  | 1 |  |  | 0.97 |  | Outside | Net to meter
Solar Registration Program | NJSRRE1541514548 | BLOOMFIELD | 7003 | 9 | 7.48 | Residential | Yes | Behind the Meter | Pro Custom Solar dba Momentum Solar | PSE&G | Accepted | 2019-07-01 | 2019-07-03 | 2020-07-03 | LG ELECTRONICS | LG 340N1C-V5 | Solar Panels |  | 0.34 | 14 | 174 | 42 |  | Fixed | Roof
Solar Registration Program | NJSRRE1541514548 | BLOOMFIELD | 7003 | 9 | 7.48 | Residential | Yes | Behind the Meter | Pro Custom Solar dba Momentum Solar | PSE&G | Accepted | 2019-07-01 | 2019-07-03 | 2020-07-03 | LG ELECTRONICS | LG 340N1C-V5 | Solar Panels |  | 0.34 | 6 | 174 | 10 |  | Fixed | Roof
Solar Registration Program | NJSRRE1541514548 | BLOOMFIELD | 7003 | 9 | 7.48 | Residential | Yes | Behind the Meter | Pro Custom Solar dba Momentum Solar | PSE&G | Accepted | 2019-07-01 | 2019-07-03 | 2020-07-03 | LG ELECTRONICS | LG 340N1C-V5 | Solar Panels |  | 0.34 | 2 | 175 | 38 |  | Fixed | Roof
Solar Registration Program | NJSRRE1541514548 | BLOOMFIELD | 7003 | 9 | 7.48 | Residential | Yes | Behind the Meter | Pro Custom Solar dba Momentum Solar | PSE&G | Accepted | 2019-07-01 | 2019-07-03 | 2020-07-03 | ENPHASE | IQ7-60-2-US | Inverters | 250 |  | 22 |  |  | 0.97 |  | Outdoor | Roof
Solar Registration Program | NJSRRE1542562051 | Westfield | 7090 | 10 | 7.48 | Residential | No | Behind the Meter | Green Power Energy | PSE&G | Accepted | 2019-10-21 | 2019-10-23 | 2020-10-23 | Panasonic | VBHN325KA03 | Solar Panels |  | 0.325 | 23 | 126 | 30 |  | Fixed | Roof
Solar Registration Program | NJSRRE1542562051 | Westfield | 7090 | 10 | 7.48 | Residential | No | Behind the Meter | Green Power Energy | PSE&G | Accepted | 2019-10-21 | 2019-10-23 | 2020-10-23 | SolarEdge | SE6000H-US | Inverters | 6000 |  | 1 |  |  | 0.97 |  | Outside | next to meter
Solar Registration Program | NJSRRE1543417238 | South Orange | 7079 | 9 | 7.48 | Residential | No | Behind the Meter | Green Power Energy | PSE&G | Accepted | 2019-11-18 | 2019-11-20 | 2020-11-20 | Panasonic | VBHN325KA03 | Solar Panels |  | 0.325 | 17 | 121 | 27 |  | Fixed | Roof
Solar Registration Program | NJSRRE1543417238 | South Orange | 7079 | 9 | 7.48 | Residential | No | Behind the Meter | Green Power Energy | PSE&G | Accepted | 2019-11-18 | 2019-11-20 | 2020-11-20 | Panasonic | VBHN325KA03 | Solar Panels |  | 0.325 | 6 | 303 | 14 |  | Fixed | Roof
Solar Registration Program | NJSRRE1543417238 | South Orange | 7079 | 9 | 7.48 | Residential | No | Behind the Meter | Green Power Energy | PSE&G | Accepted | 2019-11-18 | 2019-11-20 | 2020-11-20 | SolarEdge | SE7600H-US | Inverters | 7600 |  | 1 |  |  | 0.97 |  | Outside | Next to meter
Solar Registration Program | NJSRRE1540243826 | Sicklerville | 8081 | 14 | 7.5 | Residential | Yes | Behind the Meter | Acos Energy, LLC | AC Electric | Accepted | 2019-01-15 | 2019-01-17 | 2020-01-17 | Jinko | JKM300M-60 300W | Solar Panels |  | 0.3 | 3 | 180 | 30 |  | Fixed | Roof
Solar Registration Program | NJSRRE1540243826 | Sicklerville | 8081 | 14 | 7.5 | Residential | Yes | Behind the Meter | Acos Energy, LLC | AC Electric | Accepted | 2019-01-15 | 2019-01-17 | 2020-01-17 | Jinko | JKM300M-60 300W | Solar Panels |  | 0.3 | 22 | 180 | 30 |  | Fixed | Roof
Solar Registration Program | NJSRRE1540243826 | Sicklerville | 8081 | 14 | 7.5 | Residential | Yes | Behind the Meter | Acos Energy, LLC | AC Electric | Accepted | 2019-01-15 | 2019-01-17 | 2020-01-17 | Enphse | IQ7 | Inverters | 0.24 |  | 25 |  |  | 0.97 |  | Outside | roof
Solar Registration Program | NJSRRE1540263369 | Toms River | 8755 | 18 | 7.5 | Residential | No | Behind the Meter | Powerlutions | JCP&L | Accepted | 2019-01-21 | 2019-01-24 | 2020-01-24 | Trina | TSM-300 DD05A | Solar Panels |  | 0.3 | 12 | 150 | 25 |  | Fixed | Roof
Solar Registration Program | NJSRRE1540263369 | Toms River | 8755 | 18 | 7.5 | Residential | No | Behind the Meter | Powerlutions | JCP&L | Accepted | 2019-01-21 | 2019-01-24 | 2020-01-24 | Trina | TSM-300 DD05A | Solar Panels |  | 0.3 | 3 | 240 | 36 |  | Fixed | Roof
Solar Registration Program | NJSRRE1540263369 | Toms River | 8755 | 18 | 7.5 | Residential | No | Behind the Meter | Powerlutions | JCP&L | Accepted | 2019-01-21 | 2019-01-24 | 2020-01-24 | Trina | TSM-300 DD05A | Solar Panels |  | 0.3 | 10 | 150 | 25 |  | Fixed | Roof
Solar Registration Program | NJSRRE1540263369 | Toms River | 8755 | 18 | 7.5 | Residential | No | Behind the Meter | Powerlutions | JCP&L | Accepted | 2019-01-21 | 2019-01-24 | 2020-01-24 | SolarEdge | SE6000H-US | Inverters | 6 |  | 1 |  |  | 0.99 |  | Outdoor | Near Meter
Solar Registration Program | NJSRRE1540848858 | Elizabeth | 7202 | 10 | 7.5 | Residential | No | Behind the Meter | Whitman Construction, LLC | PSE&G | Accepted | 2019-04-12 | 2019-04-15 | 2020-04-15 | Trina Solar | TSM-300DD05A | Solar Panels |  | 0.3 | 25 | 132 | 20 |  | Fixed | Roof
Solar Registration Program | NJSRRE1540848858 | Elizabeth | 7202 | 10 | 7.5 | Residential | No | Behind the Meter | Whitman Construction, LLC | PSE&G | Accepted | 2019-04-12 | 2019-04-15 | 2020-04-15 | Solar Edge | SE6000H-US | Inverters | 6000 |  | 1 |  |  | 0.992 |  | Outside | roof
Solar Registration Program | NJSRRE1541877984 | Hillsborough TWP | 8844 | 5 | 7.5 | Residential | No | Behind the Meter | 1st Light Energy Inc | PSE&G | Accepted | 2019-08-22 | 2019-08-27 | 2020-08-27 | Trina | TSM-300DD05A.05 | Solar Panels |  | 0.3 | 25 | 254 | 23 |  | Fixed | Roof
Solar Registration Program | NJSRRE1541877984 | Hillsborough TWP | 8844 | 5 | 7.5 | Residential | No | Behind the Meter | 1st Light Energy Inc | PSE&G | Accepted | 2019-08-22 | 2019-08-27 | 2020-08-27 | Solaredge | SE6000H-USRGM | Inverters | 6000 |  | 1 |  |  | 0.99 |  | Outside | within 10 feet of meter
Solar Registration Program | NJSRRE1542907193 | LINDEN CITY | 7036 | 10 | 7.5 | Residential | Yes | Behind the Meter | Tesla Energy Operations | PSE&G | Accepted | 2019-11-03 | 2019-11-05 | 2020-11-05 | YINGLI | YL250P-29b | Solar Panels |  | 0.25 | 30 | 218 | 43 |  | Fixed | Roof
Solar Registration Program | NJSRRE1542907193 | LINDEN CITY | 7036 | 10 | 7.5 | Residential | Yes | Behind the Meter | Tesla Energy Operations | PSE&G | Accepted | 2019-11-03 | 2019-11-05 | 2020-11-05 | SOLAREDGE | SE7600H-US000SNC2 | Inverters | 7600 |  | 1 |  |  | 0.99 |  | Outdoor | Outdoor
Solar Registration Program | NJSRRE1542907193 | LINDEN CITY | 7036 | 10 | 7.5 | Residential | Yes | Behind the Meter | Tesla Energy Operations | PSE&G | Accepted | 2019-11-03 | 2019-11-05 | 2020-11-05 | Tesla | AC Powerwall 2.0 | Electric Storage Battery |  |  | 2 |  |  |  | Lithium Ion |  | Outside
Solar Registration Program | NJSRRE1541718114 | Hackettstown | 7840 | 2 | 7.51 | Commercial | No | Behind the Meter | Geoscape Solar | JCP&L | Accepted | 2019-07-30 | 2019-08-02 | 2020-08-02 | SunPower | SPR-P19-395-COM | Solar Panels |  | 0.395 | 19 | 212 | 20 |  | Fixed | Roof
Solar Registration Program | NJSRRE1541718114 | Hackettstown | 7840 | 2 | 7.51 | Commercial | No | Behind the Meter | Geoscape Solar | JCP&L | Accepted | 2019-07-30 | 2019-08-02 | 2020-08-02 | SolarEdge | SE6000Hus | Inverters | 6000 |  | 1 |  |  | 0.98 |  | Outside | Adj. to the utility meter
Solar Registration Program | NJSRRE1540919249 | Piscataway | 8854 | 11 | 7.52 | Residential | No | Behind the Meter | SunPower Corporation, Systems | PSE&G | Accepted | 2019-05-02 | 2019-05-07 | 2020-05-07 | SUNPOWER | SPR-E20-327-E-AC | Solar Panels |  | 0.327 | 23 | 206 | 30 |  | Fixed | Roof
Solar Registration Program | NJSRRE1540919249 | Piscataway | 8854 | 11 | 7.52 | Residential | No | Behind the Meter | SunPower Corporation, Systems | PSE&G | Accepted | 2019-05-02 | 2019-05-07 | 2020-05-07 | SUNPOWER | SPR-E20-327-E-AC | Inverters | 320 |  | 23 |  |  | 0.96 |  | Other | under each panel
Solar Registration Program | NJSRRE1540989227 | Vineland | 8360 | 20 | 7.52 | Residential | No | Behind the Meter | SunPower Capital LLC | Vineland Muni Electric | Accepted | 2019-05-14 | 2019-05-17 | 2020-05-17 | sunpower | e20-327-e-ac | Solar Panels |  | 0.327 | 23 | 94 | 30 |  | Fixed | Roof
Solar Registration Program | NJSRRE1540989227 | Vineland | 8360 | 20 | 7.52 | Residential | No | Behind the Meter | SunPower Capital LLC | Vineland Muni Electric | Accepted | 2019-05-14 | 2019-05-17 | 2020-05-17 | sunpower | e20-327-e-ac | Inverters | 0.327 |  | 23 |  |  | 0.96 |  | Other | behind panels
Solar Registration Program | NJSRRE1541047222 | Deptford Township | 8093 | 15 | 7.52 | Residential | Yes | Behind the Meter | SunnyMac LLC | PSE&G | Accepted | 2019-05-29 | 2019-05-31 | 2020-05-31 | Sunpower | SPR-E20-327 | Solar Panels |  | 0.327 | 23 | 224 | 31 |  | Fixed | Roof
Solar Registration Program | NJSRRE1541047222 | Deptford Township | 8093 | 15 | 7.52 | Residential | Yes | Behind the Meter | SunnyMac LLC | PSE&G | Accepted | 2019-05-29 | 2019-05-31 | 2020-05-31 | Sunpower | SPR-E20-327 | Inverters | 0.32 |  | 23 |  |  | 0.99 |  | Outdoor | roof
Solar Registration Program | NJSRRE1541619724 | Linden | 7036 | 10 | 7.52 | Residential | No | Behind the Meter | Sunpower Capital LLC | PSE&G | Accepted | 2019-07-06 | 2019-07-10 | 2020-07-10 | SunPower | 327W | Solar Panels |  | 0.327 | 23 | 227 | 11 |  | Fixed | Roof
Solar Registration Program | NJSRRE1541619724 | Linden | 7036 | 10 | 7.52 | Residential | No | Behind the Meter | Sunpower Capital LLC | PSE&G | Accepted | 2019-07-06 | 2019-07-10 | 2020-07-10 | SunPower | Type E | Inverters | 320 |  | 23 |  |  | 0.98 |  | Outdoor | NA
Solar Registration Program | NJSRRE1541712822 | Paterson | 7502 | 6 | 7.52 | Residential | Yes | Behind the Meter | SunPower Corporation, Systems | PSE&G | Accepted | 2019-07-29 | 2019-08-01 | 2020-08-01 | SUNPOWER | SPR-E20-327-E-AC | Solar Panels |  | 0.327 | 6 | 230 | 40 |  | Fixed | Roof
Solar Registration Program | NJSRRE1541712822 | Paterson | 7502 | 6 | 7.52 | Residential | Yes | Behind the Meter | SunPower Corporation, Systems | PSE&G | Accepted | 2019-07-29 | 2019-08-01 | 2020-08-01 | SUNPOWER | SPR-E20-327-E-AC | Solar Panels |  | 0.327 | 15 | 230 | 40 |  | Fixed | Roof
Solar Registration Program | NJSRRE1541712822 | Paterson | 7502 | 6 | 7.52 | Residential | Yes | Behind the Meter | SunPower Corporation, Systems | PSE&G | Accepted | 2019-07-29 | 2019-08-01 | 2020-08-01 | SUNPOWER | SPR-E20-327-E-AC | Solar Panels |  | 0.327 | 2 | 230 | 14 |  | Fixed | Roof
Solar Registration Program | NJSRRE1541712822 | Paterson | 7502 | 6 | 7.52 | Residential | Yes | Behind the Meter | SunPower Corporation, Systems | PSE&G | Accepted | 2019-07-29 | 2019-08-01 | 2020-08-01 | SUNPOWER | SPR-E20-327-E-AC | Inverters | 320 |  | 23 |  |  | 0.96 |  | Other | under each panel
Solar Registration Program | NJSRRE1541804172 | Shamong | 8088 | 13 | 7.52 | Residential | Yes | Behind the Meter | SunPower Capital | AC Electric | Accepted | 2019-08-08 | 2019-08-23 | 2020-08-23 | sunpower | e20-327-e-ac | Solar Panels |  | 0.327 | 16 | 101 | 23 |  | Fixed | Roof
Solar Registration Program | NJSRRE1541804172 | Shamong | 8088 | 13 | 7.52 | Residential | Yes | Behind the Meter | SunPower Capital | AC Electric | Accepted | 2019-08-08 | 2019-08-23 | 2020-08-23 | sunpower | e20-327-e-ac | Solar Panels |  | 0.327 | 7 | 281 | 23 |  | Fixed | Roof
Solar Registration Program | NJSRRE1541804172 | Shamong | 8088 | 13 | 7.52 | Residential | Yes | Behind the Meter | SunPower Capital | AC Electric | Accepted | 2019-08-08 | 2019-08-23 | 2020-08-23 | sunpower | e20-327-e-ac | Inverters | 0.32 |  | 23 |  |  | 0.96 |  | Other | behind panels
Solar Registration Program | NJSRRE1541883782 | South Plainfield Boro | 7080 | 11 | 7.52 | Residential | Yes | Behind the Meter | SunnyMac LLC | PSE&G | Accepted | 2019-08-26 | 2019-09-09 | 2020-09-09 | SunPower | SPR-E20-327 | Solar Panels |  | 0.327 | 9 | 261 | 18 |  | Fixed | Roof
Solar Registration Program | NJSRRE1541883782 | South Plainfield Boro | 7080 | 11 | 7.52 | Residential | Yes | Behind the Meter | SunnyMac LLC | PSE&G | Accepted | 2019-08-26 | 2019-09-09 | 2020-09-09 | SunPower | SPR-E20-327 | Solar Panels |  | 0.327 | 8 | 261 | 27 |  | Fixed | Roof
Solar Registration Program | NJSRRE1541883782 | South Plainfield Boro | 7080 | 11 | 7.52 | Residential | Yes | Behind the Meter | SunnyMac LLC | PSE&G | Accepted | 2019-08-26 | 2019-09-09 | 2020-09-09 | SunPower | SPR-E20-327 | Solar Panels |  | 0.327 | 6 | 261 | 7 |  | Fixed | Roof
Solar Registration Program | NJSRRE1541883782 | South Plainfield Boro | 7080 | 11 | 7.52 | Residential | Yes | Behind the Meter | SunnyMac LLC | PSE&G | Accepted | 2019-08-26 | 2019-09-09 | 2020-09-09 | Enphase | IQ7XS-96-ACM-US | Inverters | 0.315 |  | 23 |  |  | 0.99 |  | Outdoor | roof
Solar Registration Program | NJSRRE1542389709 | wildwood | 8260 | 21 | 7.52 | Residential | No | Behind the Meter | SunPower Capital LLC | AC Electric | Accepted | 2019-09-11 | 2019-09-13 | 2020-09-13 | sunpower | e20-327-e-ac | Solar Panels |  | 0.327 | 13 | 137 | 18 |  | Fixed | Roof
Solar Registration Program | NJSRRE1542389709 | wildwood | 8260 | 21 | 7.52 | Residential | No | Behind the Meter | SunPower Capital LLC | AC Electric | Accepted | 2019-09-11 | 2019-09-13 | 2020-09-13 | sunpower | e20-327-e-ac | Solar Panels |  | 0.327 | 10 | 317 | 18 |  | Fixed | Roof
Solar Registration Program | NJSRRE1542389709 | wildwood | 8260 | 21 | 7.52 | Residential | No | Behind the Meter | SunPower Capital LLC | AC Electric | Accepted | 2019-09-11 | 2019-09-13 | 2020-09-13 | sunpower | e20-327-e-ac | Inverters | 0.32 |  | 23 |  |  | 0.96 |  | Other | behind panels
Solar Registration Program | NJSRRE1542408802 | Little Ferry | 7643 | 7 | 7.52 | Residential | Yes | Behind the Meter | SunPower Corporation, Systems | PSE&G | Accepted | 2019-09-16 | 2019-10-28 | 2020-10-28 | SUNPOWER | SPR-E20-327-E-AC | Solar Panels |  | 0.327 | 9 | 196 | 14 |  | Fixed | Roof
Solar Registration Program | NJSRRE1542408802 | Little Ferry | 7643 | 7 | 7.52 | Residential | Yes | Behind the Meter | SunPower Corporation, Systems | PSE&G | Accepted | 2019-09-16 | 2019-10-28 | 2020-10-28 | SUNPOWER | SPR-E20-327-E-AC | Solar Panels |  | 0.327 | 9 | 196 | 14 |  | Fixed | Roof
Solar Registration Program | NJSRRE1542408802 | Little Ferry | 7643 | 7 | 7.52 | Residential | Yes | Behind the Meter | SunPower Corporation, Systems | PSE&G | Accepted | 2019-09-16 | 2019-10-28 | 2020-10-28 | SUNPOWER | SPR-E20-327-E-AC | Solar Panels |  | 0.327 | 5 | 196 | 14 |  | Fixed | Roof
Solar Registration Program | NJSRRE1542408802 | Little Ferry | 7643 | 7 | 7.52 | Residential | Yes | Behind the Meter | SunPower Corporation, Systems | PSE&G | Accepted | 2019-09-16 | 2019-10-28 | 2020-10-28 | SUNPOWER | SPR-E20-327-E-AC | Inverters | 320 |  | 23 |  |  | 0.96 |  | Other | under each panel
Solar Registration Program | NJSRRE1542419393 | Absecon | 8201 | 19 | 7.52 | Residential | Yes | Behind the Meter | Castle Energy, LLC | AC Electric | Accepted | 2019-09-18 | 2019-09-20 | 2020-09-20 | SunPower | SPR-E20-327-E-AC | Solar Panels |  | 0.327 | 23 | 193 | 43 |  | Fixed | Roof
Solar Registration Program | NJSRRE1542419393 | Absecon | 8201 | 19 | 7.52 | Residential | Yes | Behind the Meter | Castle Energy, LLC | AC Electric | Accepted | 2019-09-18 | 2019-09-20 | 2020-09-20 | SunPower | SPR-E20-327-E-AC Type E | Inverters | 240 |  | 23 |  |  | 0.975 |  | Outside | on the rooftop under each solar panel
Solar Registration Program | NJSRRE1542420137 | Burlington | 8016 | 13 | 7.52 | Residential | No | Behind the Meter | Sunpower Capital LLC | PSE&G | Accepted | 2019-09-18 | 2019-09-23 | 2020-09-23 | SUNPOWER | 327 | Solar Panels |  | 0.327 | 23 | 238 | 24 |  | Fixed | Roof
Solar Registration Program | NJSRRE1542420137 | Burlington | 8016 | 13 | 7.52 | Residential | No | Behind the Meter | Sunpower Capital LLC | PSE&G | Accepted | 2019-09-18 | 2019-09-23 | 2020-09-23 | SUNPOWER | TYPE E | Inverters | 0.32 |  | 23 |  |  | 0.99 |  | Outside | NA
Solar Registration Program | NJSRRE1542525084 | Montclair Twp | 7042 | 9 | 7.52 | Residential | No | Behind the Meter | SunnyMac LLC | PSE&G | Accepted | 2019-10-10 | 2019-10-14 | 2020-10-14 | SunPower, | SPR-E20-327 | Solar Panels |  | 0.327 | 2 | 215 | 20 |  | Fixed | Roof
Solar Registration Program | NJSRRE1542525084 | Montclair Twp | 7042 | 9 | 7.52 | Residential | No | Behind the Meter | SunnyMac LLC | PSE&G | Accepted | 2019-10-10 | 2019-10-14 | 2020-10-14 | SunPower | SPR-E20-327 | Solar Panels |  | 0.327 | 21 | 215 | 40 |  | Fixed | Roof
Solar Registration Program | NJSRRE1542525084 | Montclair Twp | 7042 | 9 | 7.52 | Residential | No | Behind the Meter | SunnyMac LLC | PSE&G | Accepted | 2019-10-10 | 2019-10-14 | 2020-10-14 | Enphase | IQ7XS-96-ACM-US | Inverters | 0.315 |  | 23 |  |  | 0.99 |  | Outdoor | roof
Solar Registration Program | NJSRRE1542527771 | Forked River | 8731 | 18 | 7.52 | Residential | No | Behind the Meter | SunnyMac LLC | JCP&L | Accepted | 2019-10-11 | 2019-10-15 | 2020-10-15 | SunPower | SPR-E20-327 | Solar Panels |  | 0.327 | 5 | 187 | 26 |  | Fixed | Roof
Solar Registration Program | NJSRRE1542527771 | Forked River | 8731 | 18 | 7.52 | Residential | No | Behind the Meter | SunnyMac LLC | JCP&L | Accepted | 2019-10-11 | 2019-10-15 | 2020-10-15 | SunPower | SPR-E20-327 | Solar Panels |  | 0.327 | 18 | 277 | 27 |  | Fixed | Roof
Solar Registration Program | NJSRRE1542527771 | Forked River | 8731 | 18 | 7.52 | Residential | No | Behind the Meter | SunnyMac LLC | JCP&L | Accepted | 2019-10-11 | 2019-10-15 | 2020-10-15 | Enphase | IQ7XS-96-ACM-US | Inverters | 0.315 |  | 23 |  |  | 0.99 |  | Outdoor | roof
Solar Registration Program | NJSRRE1542527973 | Williamstown | 8094 | 15 | 7.52 | Residential | No | Behind the Meter | Vision Solar LLC | AC Electric | Accepted | 2019-10-22 | 2019-10-23 | 2020-10-23 | sunpower | e20-327-e-ac | Solar Panels |  | 0.327 | 8 | 192 | 38 |  | Fixed | Roof
Solar Registration Program | NJSRRE1542527973 | Williamstown | 8094 | 15 | 7.52 | Residential | No | Behind the Meter | Vision Solar LLC | AC Electric | Accepted | 2019-10-22 | 2019-10-23 | 2020-10-23 | sunpower | e20-327-e-ac | Solar Panels |  | 0.327 | 15 | 102 | 33 |  | Fixed | Roof
Solar Registration Program | NJSRRE1542527973 | Williamstown | 8094 | 15 | 7.52 | Residential | No | Behind the Meter | Vision Solar LLC | AC Electric | Accepted | 2019-10-22 | 2019-10-23 | 2020-10-23 | sunpower | e20-327-e-ac | Inverters | 0.32 |  | 23 |  |  | 0.96 |  | Other | behind panels
Solar Registration Program | NJSRRE1542541558 | east brunswick | 8816 | 11 | 7.52 | Residential | No | Behind the Meter | SunPower Capital LLC | PSE&G | Final As-Built Received | 2019-10-14 | 2019-10-16 | 2020-10-16 | sunpower | e20-327-e-ac | Solar Panels |  | 0.327 | 4 | 166 | 23 |  | Fixed | Roof
Solar Registration Program | NJSRRE1542541558 | east brunswick | 8816 | 11 | 7.52 | Residential | No | Behind the Meter | SunPower Capital LLC | PSE&G | Final As-Built Received | 2019-10-14 | 2019-10-16 | 2020-10-16 | sunpower | e20-327-e-ac | Solar Panels |  | 0.327 | 19 | 166 | 23 |  | Fixed | Roof
Solar Registration Program | NJSRRE1542541558 | east brunswick | 8816 | 11 | 7.52 | Residential | No | Behind the Meter | SunPower Capital LLC | PSE&G | Final As-Built Received | 2019-10-14 | 2019-10-16 | 2020-10-16 | sunpower | e20-327-e-ac | Inverters | 0.32 |  | 23 |  |  | 0.96 |  | Other | behind panels
Solar Registration Program | NJSRRE1542541628 | Cape May | 8204 | 21 | 7.52 | Residential | Yes | Behind the Meter | Ad Energy | AC Electric | Accepted | 2019-10-14 | 2019-10-16 | 2020-10-16 | SunPower | SPR-E20-327-E-AC | Solar Panels |  | 0.327 | 23 | 180 | 25 |  | Fixed | Ground
Solar Registration Program | NJSRRE1542541628 | Cape May | 8204 | 21 | 7.52 | Residential | Yes | Behind the Meter | Ad Energy | AC Electric | Accepted | 2019-10-14 | 2019-10-16 | 2020-10-16 | SunPower | SPR-E20-327-E-AC | Inverters | 315 |  | 23 |  |  | 0.975 |  | Outdoor | At each panel
Solar Registration Program | NJSRRE1542546820 | Mullica Hill | 8062 | 15 | 7.52 | Residential | No | Behind the Meter | SunnyMac LLC | AC Electric | Accepted | 2019-10-16 | 2019-10-18 | 2020-10-18 | SunPower | SPR-E20-327 | Solar Panels |  | 0.327 | 23 | 189 | 18 |  | Fixed | Roof
Solar Registration Program | NJSRRE1542546820 | Mullica Hill | 8062 | 15 | 7.52 | Residential | No | Behind the Meter | SunnyMac LLC | AC Electric | Accepted | 2019-10-16 | 2019-10-18 | 2020-10-18 | Enphase | IQ7XS-96-ACM-US | Inverters | 0.315 |  | 23 |  |  | 0.99 |  | Outdoor | roof
Solar Registration Program | NJSRRE1542578583 | Monroe Twp | 8831 | 11 | 7.52 | Residential | No | Behind the Meter | SunnyMac LLC | JCP&L | Accepted | 2019-10-23 | 2019-10-25 | 2020-10-25 | SunPower | SPR-E20-327 | Solar Panels |  | 0.327 | 23 | 0.196 | 34 |  | Fixed | Roof
Solar Registration Program | NJSRRE1542578583 | Monroe Twp | 8831 | 11 | 7.52 | Residential | No | Behind the Meter | SunnyMac LLC | JCP&L | Accepted | 2019-10-23 | 2019-10-25 | 2020-10-25 | Enphase | IQ7XS-96-ACM-US | Inverters | 0.315 |  | 23 |  |  | 0.99 |  | Outdoor | roof
Solar Registration Program | NJSRRE1543046333 | North Bergen | 7047 | 8 | 7.52 | Residential | No | Behind the Meter | Green House Solar | PSE&G | Accepted | 2019-11-07 | 2019-11-12 | 2020-11-12 | Sunpower | SPR-E20-327-E-AC | Solar Panels |  | 0.327 | 23 | 120 | 31 |  | Fixed | Roof
Solar Registration Program | NJSRRE1543046333 | North Bergen | 7047 | 8 | 7.52 | Residential | No | Behind the Meter | Green House Solar | PSE&G | Accepted | 2019-11-07 | 2019-11-12 | 2020-11-12 | Sunpower | SPR-E20-327-E-AC | Inverters | 315 |  | 23 |  |  | 0.975 |  | Other | Panel Mounted
Solar Registration Program | NJSRRE1543058613 | New Egypt | 8533 | 18 | 7.52 | Residential | No | Behind the Meter | Seabright Solar | JCP&L | Accepted | 2019-11-21 | 2019-11-21 | 2020-11-21 | Sunpower | SPR-E20-327 | Solar Panels |  | 0.327 | 23 | 352 | 20 |  | Fixed | Roof
Solar Registration Program | NJSRRE1543058613 | New Egypt | 8533 | 18 | 7.52 | Residential | No | Behind the Meter | Seabright Solar | JCP&L | Accepted | 2019-11-21 | 2019-11-21 | 2020-11-21 | Sunpower | SPR-E20-327 | Inverters | 0.32 |  | 23 |  |  | 0.99 |  | Outside | Roof
Solar Registration Program | NJSRRE1543421830 | Franklin | 8873 | 5 | 7.52 | Residential | No | Behind the Meter | Sunpower Capital LLC | PSE&G | Accepted | 2019-11-19 | 2019-11-22 | 2020-11-22 | SunPower | 327W | Solar Panels |  | 0.327 | 23 | 242 | 26 |  | Fixed | Roof
Solar Registration Program | NJSRRE1543421830 | Franklin | 8873 | 5 | 7.52 | Residential | No | Behind the Meter | Sunpower Capital LLC | PSE&G | Accepted | 2019-11-19 | 2019-11-22 | 2020-11-22 | SunPower | Type E | Inverters | 320 |  | 23 |  |  | 0.99 |  | Outdoor | NA
Solar Registration Program | NJSRRE1543422198 | Jamesburg | 8831 | 11 | 7.52 | Residential | No | Behind the Meter | Sunpower Capital LLC | JCP&L | Accepted | 2019-11-19 | 2019-11-22 | 2020-11-22 | SunPower | 327W | Solar Panels |  | 0.327 | 23 | 148 | 20 |  | Fixed | Roof
Solar Registration Program | NJSRRE1543422198 | Jamesburg | 8831 | 11 | 7.52 | Residential | No | Behind the Meter | Sunpower Capital LLC | JCP&L | Accepted | 2019-11-19 | 2019-11-22 | 2020-11-22 | SunPower | Type E | Inverters | 320 |  | 23 |  |  | 0.92 |  | Outside | NA
Solar Registration Program | NJSRRE1543436756 | Hillsborough Township | 8844 | 5 | 7.52 | Residential | No | Behind the Meter | SunnyMac LLC | PSE&G | Accepted | 2019-11-22 | 2019-11-26 | 2020-11-26 | SunPower | SPR-E20-327 | Solar Panels |  | 0.327 | 23 | 195 | 37 |  | Fixed | Roof
Solar Registration Program | NJSRRE1543436756 | Hillsborough Township | 8844 | 5 | 7.52 | Residential | No | Behind the Meter | SunnyMac LLC | PSE&G | Accepted | 2019-11-22 | 2019-11-26 | 2020-11-26 | Enphase | IQ7XS-96-ACM-US | Inverters | 0.315 |  | 23 |  |  | 0.99 |  | Outdoor | roof
Solar Registration Program | NJSRRE1543474506 | Vineland | 8360 | 20 | 7.52 | Residential | Yes | Behind the Meter | Castle Energy, LLC | Vineland Muni Electric | Accepted | 2019-12-03 | 2019-12-05 | 2020-12-05 | SunPower | SPR-E20-327-C-AC | Solar Panels |  | 0.327 | 7 | 183 | 23 |  | Fixed | Roof
Solar Registration Program | NJSRRE1543474506 | Vineland | 8360 | 20 | 7.52 | Residential | Yes | Behind the Meter | Castle Energy, LLC | Vineland Muni Electric | Accepted | 2019-12-03 | 2019-12-05 | 2020-12-05 | SunPower | SPR-E20-327-C-AC | Solar Panels |  | 0.327 | 12 | 3 | 9 |  | Fixed | Roof
Solar Registration Program | NJSRRE1543474506 | Vineland | 8360 | 20 | 7.52 | Residential | Yes | Behind the Meter | Castle Energy, LLC | Vineland Muni Electric | Accepted | 2019-12-03 | 2019-12-05 | 2020-12-05 | SunPower | SPR-E20-327-C-AC | Solar Panels |  | 0.327 | 4 | 93 | 27 |  | Fixed | Roof
Solar Registration Program | NJSRRE1543474506 | Vineland | 8360 | 20 | 7.52 | Residential | Yes | Behind the Meter | Castle Energy, LLC | Vineland Muni Electric | Accepted | 2019-12-03 | 2019-12-05 | 2020-12-05 | SunPower | SPR-E20-327-C-AC | Inverters | 320 |  | 23 |  |  | 0.975 |  | Outside | on the rooftop under each solar panel
Solar Registration Program | NJSRRE1543478560 | BERGENFIELD | 7621 | 7 | 7.52 | Residential | No | Behind the Meter | SEA BRIGHT SOLAR, LLC | PSE&G | Accepted | 2019-12-04 | 2019-12-09 | 2020-12-09 | SUNPOWER | SPR-E20-327-C-AC | Solar Panels |  | 0.327 | 18 | 176 | 22 |  | Fixed | Roof | SOUTH
Solar Registration Program | NJSRRE1543478560 | BERGENFIELD | 7621 | 7 | 7.52 | Residential | No | Behind the Meter | SEA BRIGHT SOLAR, LLC | PSE&G | Accepted | 2019-12-04 | 2019-12-09 | 2020-12-09 | SUNPOWER | SPR-E20-327-C-AC | Solar Panels |  | 0.327 | 5 | 86 | 22 |  | Fixed | Roof | EAST
Solar Registration Program | NJSRRE1543478560 | BERGENFIELD | 7621 | 7 | 7.52 | Residential | No | Behind the Meter | SEA BRIGHT SOLAR, LLC | PSE&G | Accepted | 2019-12-04 | 2019-12-09 | 2020-12-09 | SUNPOWER | SPR-E20-327-C-AC | Inverters | 320 |  | 23 |  |  | 0.96 |  | Outside | BENEATH ARRAY
Solar Registration Program | NJSRRE1543481595 | Cherry Hill Twp | 8003 | 14 | 7.52 | Residential | No | Behind the Meter | SunnyMac LLC | PSE&G | Accepted | 2019-12-05 | 2019-12-09 | 2020-12-09 | SunPower | SPR-E20327 | Solar Panels |  | 0.327 | 10 | 171 | 20 |  | Fixed | Roof
Solar Registration Program | NJSRRE1543481595 | Cherry Hill Twp | 8003 | 14 | 7.52 | Residential | No | Behind the Meter | SunnyMac LLC | PSE&G | Accepted | 2019-12-05 | 2019-12-09 | 2020-12-09 | SunPower | SPR-E20327 | Solar Panels |  | 0.327 | 13 | 171 | 20 |  | Fixed | Roof
Solar Registration Program | NJSRRE1543481595 | Cherry Hill Twp | 8003 | 14 | 7.52 | Residential | No | Behind the Meter | SunnyMac LLC | PSE&G | Accepted | 2019-12-05 | 2019-12-09 | 2020-12-09 | Enphase | IQ7XS-96-ACM-US | Inverters | 0.315 |  | 23 |  |  | 0.99 |  | Outdoor | roof
Solar Registration Program | NJSRRE1540257566 | Hamilton Township | 8620 | 12 | 7.54 | Residential | Yes | Behind the Meter | Sunrun Installation Services, Inc. | PSE&G | Accepted | 2019-01-18 | 2019-01-23 | 2020-01-23 | REC Solar | REC290TP2 BLK | Solar Panels |  | 0.29 | 26 | 189 | 27 |  | Fixed | Roof
Solar Registration Program | NJSRRE1540257566 | Hamilton Township | 8620 | 12 | 7.54 | Residential | Yes | Behind the Meter | Sunrun Installation Services, Inc. | PSE&G | Accepted | 2019-01-18 | 2019-01-23 | 2020-01-23 | SMA America | SB7.0-1SP-US-40 | Inverters | 7000 |  | 1 |  |  | 0.96 |  | Outdoor | Next To Meter
Solar Registration Program | NJSRRE1540333919 | Hopatcong | 7843 | 1 | 7.54 | Residential | Yes | Behind the Meter | Sunrun Installation Services, Inc. | JCP&L | Accepted | 2019-02-05 | 2019-02-07 | 2020-02-07 | REC Solar | REC290TP2 BLK | Solar Panels |  | 0.29 | 18 | 146 | 34 |  | Fixed | Roof
Solar Registration Program | NJSRRE1540333919 | Hopatcong | 7843 | 1 | 7.54 | Residential | Yes | Behind the Meter | Sunrun Installation Services, Inc. | JCP&L | Accepted | 2019-02-05 | 2019-02-07 | 2020-02-07 | REC Solar | REC290TP2 BLK | Solar Panels |  | 0.29 | 8 | 326 | 10 |  | Fixed | Roof
Solar Registration Program | NJSRRE1540333919 | Hopatcong | 7843 | 1 | 7.54 | Residential | Yes | Behind the Meter | Sunrun Installation Services, Inc. | JCP&L | Accepted | 2019-02-05 | 2019-02-07 | 2020-02-07 | SMA America | SB7.0-1SP-US-40 | Inverters | 7000 |  | 1 |  |  | 0.96 |  | Outdoor | Next To Meter
Solar Registration Program | NJSRRE1540365239 | Teaneck Twp | 7666 | 7 | 7.54 | Residential | Yes | Behind the Meter | Sunrun Installation Services, Inc. | PSE&G | Accepted | 2019-02-14 | 2019-02-18 | 2020-02-18 | REC Solar | REC290TP2 BLK | Solar Panels |  | 0.29 | 10 | 202 | 30 |  | Fixed | Roof
Solar Registration Program | NJSRRE1540365239 | Teaneck Twp | 7666 | 7 | 7.54 | Residential | Yes | Behind the Meter | Sunrun Installation Services, Inc. | PSE&G | Accepted | 2019-02-14 | 2019-02-18 | 2020-02-18 | REC Solar | REC290TP2 BLK | Solar Panels |  | 0.29 | 16 | 22 | 30 |  | Fixed | Roof
Solar Registration Program | NJSRRE1540365239 | Teaneck Twp | 7666 | 7 | 7.54 | Residential | Yes | Behind the Meter | Sunrun Installation Services, Inc. | PSE&G | Accepted | 2019-02-14 | 2019-02-18 | 2020-02-18 | SMA America | SB7.0-1SP-US-40 | Inverters | 7000 |  | 1 |  |  | 0.96 |  | Outdoor | Next To Meter
Solar Registration Program | NJSRRE1540388310 | Rahway City | 7065 | 10 | 7.54 | Residential | Yes | Behind the Meter | Sunrun Installation Services, Inc. | PSE&G | Accepted | 2019-02-22 | 2019-02-26 | 2020-02-26 | REC Solar | REC290TP2 BLK | Solar Panels |  | 0.29 | 8 | 323 | 27 |  | Fixed | Roof
Solar Registration Program | NJSRRE1540388310 | Rahway City | 7065 | 10 | 7.54 | Residential | Yes | Behind the Meter | Sunrun Installation Services, Inc. | PSE&G | Accepted | 2019-02-22 | 2019-02-26 | 2020-02-26 | REC Solar | REC290TP2 BLK | Solar Panels |  | 0.29 | 18 | 143 | 27 |  | Fixed | Roof
Solar Registration Program | NJSRRE1540388310 | Rahway City | 7065 | 10 | 7.54 | Residential | Yes | Behind the Meter | Sunrun Installation Services, Inc. | PSE&G | Accepted | 2019-02-22 | 2019-02-26 | 2020-02-26 | SolarEdge Technologies | SE7600H-USRGM | Inverters | 7600 |  | 1 |  |  | 0.96 |  | Outdoor | Next To Meter
Solar Registration Program | NJSRRE1540849374 | Ringwood | 7456 | 6 | 7.54 | Residential | No | Behind the Meter | Sunrun Installation Services, Inc. | Orange Rockland Electric | Accepted | 2019-04-12 | 2019-04-15 | 2020-04-15 | REC Solar | REC290TP2 BLK | Solar Panels |  | 0.29 | 17 | 93 | 23 |  | Fixed | Roof
Solar Registration Program | NJSRRE1540849374 | Ringwood | 7456 | 6 | 7.54 | Residential | No | Behind the Meter | Sunrun Installation Services, Inc. | Orange Rockland Electric | Accepted | 2019-04-12 | 2019-04-15 | 2020-04-15 | REC Solar | REC290TP2 BLK | Solar Panels |  | 0.29 | 9 | 273 | 23 |  | Fixed | Roof
Solar Registration Program | NJSRRE1540849374 | Ringwood | 7456 | 6 | 7.54 | Residential | No | Behind the Meter | Sunrun Installation Services, Inc. | Orange Rockland Electric | Accepted | 2019-04-12 | 2019-04-15 | 2020-04-15 | SMA America | SB7.0-1SP-US-40 | Inverters | 7000 |  | 1 |  |  | 0.96 |  | Outdoor | Next To Meter
Solar Registration Program | NJSRRE1540908657 | Millville | 8332 | 20 | 7.54 | Residential | Yes | Behind the Meter | Sunrun Installation Services, Inc. | AC Electric | Accepted | 2019-04-30 | 2019-05-02 | 2020-05-02 | REC Solar | REC290TP2 BLK | Solar Panels |  | 0.29 | 13 | 103 | 27 |  | Fixed | Roof
Solar Registration Program | NJSRRE1540908657 | Millville | 8332 | 20 | 7.54 | Residential | Yes | Behind the Meter | Sunrun Installation Services, Inc. | AC Electric | Accepted | 2019-04-30 | 2019-05-02 | 2020-05-02 | REC Solar | REC290TP2 BLK | Solar Panels |  | 0.29 | 4 | 15 | 27 |  | Fixed | Roof
Solar Registration Program | NJSRRE1540908657 | Millville | 8332 | 20 | 7.54 | Residential | Yes | Behind the Meter | Sunrun Installation Services, Inc. | AC Electric | Accepted | 2019-04-30 | 2019-05-02 | 2020-05-02 | REC Solar | REC290TP2 BLK | Solar Panels |  | 0.29 | 9 | 283 | 27 |  | Fixed | Roof
Solar Registration Program | NJSRRE1540908657 | Millville | 8332 | 20 | 7.54 | Residential | Yes | Behind the Meter | Sunrun Installation Services, Inc. | AC Electric | Accepted | 2019-04-30 | 2019-05-02 | 2020-05-02 | SolarEdge Technologies | SE7600H-USRGM | Inverters | 7600 |  | 1 |  |  | 0.96 |  | Outdoor | Next To Meter
Solar Registration Program | NJSRRE1540908885 | Morristown | 7960 | 3 | 7.54 | Residential | Yes | Behind the Meter | Sunrun Installation Services, Inc. | JCP&L | Accepted | 2019-04-30 | 2019-05-02 | 2020-05-02 | REC Solar | REC290TP2 BLK | Solar Panels |  | 0.29 | 26 | 187 | 27 |  | Fixed | Roof
Solar Registration Program | NJSRRE1540908885 | Morristown | 7960 | 3 | 7.54 | Residential | Yes | Behind the Meter | Sunrun Installation Services, Inc. | JCP&L | Accepted | 2019-04-30 | 2019-05-02 | 2020-05-02 | SMA America | SB7.0-1SP-US-40 | Inverters | 7000 |  | 1 |  |  | 0.96 |  | Outdoor | Next To Meter
Solar Registration Program | NJSRRE1540992421 | Fair Lawn | 7410 | 7 | 7.54 | Residential | Yes | Behind the Meter | Sunrun Installation Services, Inc. | PSE&G | Accepted | 2019-05-15 | 2019-05-20 | 2020-05-20 | REC Solar | REC290TP2 BLK | Solar Panels |  | 0.29 | 9 | 257 | 40 |  | Fixed | Roof
Solar Registration Program | NJSRRE1540992421 | Fair Lawn | 7410 | 7 | 7.54 | Residential | Yes | Behind the Meter | Sunrun Installation Services, Inc. | PSE&G | Accepted | 2019-05-15 | 2019-05-20 | 2020-05-20 | REC Solar | REC290TP2 BLK | Solar Panels |  | 0.29 | 6 | 167 | 23 |  | Fixed | Roof
Solar Registration Program | NJSRRE1540992421 | Fair Lawn | 7410 | 7 | 7.54 | Residential | Yes | Behind the Meter | Sunrun Installation Services, Inc. | PSE&G | Accepted | 2019-05-15 | 2019-05-20 | 2020-05-20 | REC Solar | REC290TP2 BLK | Solar Panels |  | 0.29 | 3 | 77 | 40 |  | Fixed | Roof
Solar Registration Program | NJSRRE1540992421 | Fair Lawn | 7410 | 7 | 7.54 | Residential | Yes | Behind the Meter | Sunrun Installation Services, Inc. | PSE&G | Accepted | 2019-05-15 | 2019-05-20 | 2020-05-20 | REC Solar | REC290TP2 BLK | Solar Panels |  | 0.29 | 3 | 167 | 18 |  | Fixed | Roof
Solar Registration Program | NJSRRE1540992421 | Fair Lawn | 7410 | 7 | 7.54 | Residential | Yes | Behind the Meter | Sunrun Installation Services, Inc. | PSE&G | Accepted | 2019-05-15 | 2019-05-20 | 2020-05-20 | REC Solar | REC290TP2 BLK | Solar Panels |  | 0.29 | 5 | 346 | 5 |  | Fixed | Roof
Solar Registration Program | NJSRRE1540992421 | Fair Lawn | 7410 | 7 | 7.54 | Residential | Yes | Behind the Meter | Sunrun Installation Services, Inc. | PSE&G | Accepted | 2019-05-15 | 2019-05-20 | 2020-05-20 | SolarEdge Technologies | SE7600H-USRGM | Inverters | 7600 |  | 1 |  |  | 0.96 |  | Outdoor | Next To Meter
Solar Registration Program | NJSRRE1541335660 | Westampton | 8060 | 13 | 7.54 | Residential | Yes | Behind the Meter | Sunrun Installation Services, Inc. | PSE&G | Accepted | 2019-06-13 | 2019-06-18 | 2020-06-18 | REC Solar | REC290TP2 BLK | Solar Panels |  | 0.29 | 26 | 179 | 40 |  | Fixed | Roof
Solar Registration Program | NJSRRE1541335660 | Westampton | 8060 | 13 | 7.54 | Residential | Yes | Behind the Meter | Sunrun Installation Services, Inc. | PSE&G | Accepted | 2019-06-13 | 2019-06-18 | 2020-06-18 | Ningbo Ginlong Technologies | Solis-1P7.6K-4G-US | Inverters | 7600 |  | 1 |  |  | 0.96 |  | Outdoor | Next To Meter
Solar Registration Program | NJSRRE1541420323 | Mount Royal | 8061 | 15 | 7.54 | Residential | No | Behind the Meter | Sunrun Installation Services, Inc. | AC Electric | Accepted | 2019-06-18 | 2019-06-21 | 2020-06-21 | REC Solar | REC290TP2 BLK | Solar Panels |  | 0.29 | 22 | 213 | 18 |  | Fixed | Roof
Solar Registration Program | NJSRRE1541420323 | Mount Royal | 8061 | 15 | 7.54 | Residential | No | Behind the Meter | Sunrun Installation Services, Inc. | AC Electric | Accepted | 2019-06-18 | 2019-06-21 | 2020-06-21 | REC Solar | REC290TP2 BLK | Solar Panels |  | 0.29 | 4 | 125 | 24 |  | Fixed | Roof
Solar Registration Program | NJSRRE1541420323 | Mount Royal | 8061 | 15 | 7.54 | Residential | No | Behind the Meter | Sunrun Installation Services, Inc. | AC Electric | Accepted | 2019-06-18 | 2019-06-21 | 2020-06-21 | SolarEdge Technologies | SE7600H-USRGM | Inverters | 7600 |  | 1 |  |  | 0.96 |  | Outdoor | Next To Meter
Solar Registration Program | NJSRRE1541481847 | Jersey City | 7305 | 8 | 7.54 | Residential | No | Behind the Meter | Sunrun Installation Services, Inc. | PSE&G | Accepted | 2019-06-25 | 2019-06-28 | 2020-06-28 | REC Solar | REC290TP2 BLK | Solar Panels |  | 0.29 | 26 | 145 | 45 |  | Fixed | Roof
Solar Registration Program | NJSRRE1541481847 | Jersey City | 7305 | 8 | 7.54 | Residential | No | Behind the Meter | Sunrun Installation Services, Inc. | PSE&G | Accepted | 2019-06-25 | 2019-06-28 | 2020-06-28 | Ningbo Ginlong Technologies | Solis-1P7.6K-4G-US | Inverters | 7600 |  | 1 |  |  | 0.96 |  | Outdoor | Next To Meter
Solar Registration Program | NJSRRE1541497325 | Bergenfield | 7621 | 7 | 7.54 | Residential | Yes | Behind the Meter | Sunrun Installation Services, Inc. | PSE&G | Accepted | 2019-06-26 | 2019-07-01 | 2020-07-01 | REC Solar | REC290TP2 BLK | Solar Panels |  | 0.29 | 8 | 356 | 14 |  | Fixed | Roof
Solar Registration Program | NJSRRE1541497325 | Bergenfield | 7621 | 7 | 7.54 | Residential | Yes | Behind the Meter | Sunrun Installation Services, Inc. | PSE&G | Accepted | 2019-06-26 | 2019-07-01 | 2020-07-01 | REC Solar | REC290TP2 BLK | Solar Panels |  | 0.29 | 1 | 356 | 40 |  | Fixed | Roof
Solar Registration Program | NJSRRE1541497325 | Bergenfield | 7621 | 7 | 7.54 | Residential | Yes | Behind the Meter | Sunrun Installation Services, Inc. | PSE&G | Accepted | 2019-06-26 | 2019-07-01 | 2020-07-01 | REC Solar | REC290TP2 BLK | Solar Panels |  | 0.29 | 17 | 176 | 30 |  | Fixed | Roof
Solar Registration Program | NJSRRE1541497325 | Bergenfield | 7621 | 7 | 7.54 | Residential | Yes | Behind the Meter | Sunrun Installation Services, Inc. | PSE&G | Accepted | 2019-06-26 | 2019-07-01 | 2020-07-01 | SolarEdge Technologies | SE7600H-USRGM | Inverters | 7600 |  | 1 |  |  | 0.96 |  | Outdoor | Next To Meter
Solar Registration Program | NJSRRE1541507025 | Wenonah | 8090 | 15 | 7.54 | Residential | Yes | Behind the Meter | Sunrun Installation Services, Inc. | AC Electric | Accepted | 2019-06-28 | 2019-07-03 | 2020-07-03 | REC Solar | REC290TP2 BLK | Solar Panels |  | 0.29 | 9 | 178 | 34 |  | Fixed | Roof
Solar Registration Program | NJSRRE1541507025 | Wenonah | 8090 | 15 | 7.54 | Residential | Yes | Behind the Meter | Sunrun Installation Services, Inc. | AC Electric | Accepted | 2019-06-28 | 2019-07-03 | 2020-07-03 | REC Solar | REC290TP2 BLK | Solar Panels |  | 0.29 | 17 | 358 | 34 |  | Fixed | Roof
Solar Registration Program | NJSRRE1541507025 | Wenonah | 8090 | 15 | 7.54 | Residential | Yes | Behind the Meter | Sunrun Installation Services, Inc. | AC Electric | Accepted | 2019-06-28 | 2019-07-03 | 2020-07-03 | Ningbo Ginlong Technologies | Solis-1P7.6K-4G-US | Inverters | 7600 |  | 1 |  |  | 0.96 |  | Outdoor | Next To Meter
Solar Registration Program | NJSRRE1541624990 | Plainfield | 7062 | 10 | 7.54 | Residential | Yes | Behind the Meter | Sunrun Installation Services, Inc. | PSE&G | Accepted | 2019-07-09 | 2019-07-11 | 2020-07-11 | REC Solar | REC290TP2 BLK | Solar Panels |  | 0.29 | 5 | 49 | 34 |  | Fixed | Roof
Solar Registration Program | NJSRRE1541624990 | Plainfield | 7062 | 10 | 7.54 | Residential | Yes | Behind the Meter | Sunrun Installation Services, Inc. | PSE&G | Accepted | 2019-07-09 | 2019-07-11 | 2020-07-11 | REC Solar | REC290TP2 BLK | Solar Panels |  | 0.29 | 21 | 229 | 34 |  | Fixed | Roof
Solar Registration Program | NJSRRE1541624990 | Plainfield | 7062 | 10 | 7.54 | Residential | Yes | Behind the Meter | Sunrun Installation Services, Inc. | PSE&G | Accepted | 2019-07-09 | 2019-07-11 | 2020-07-11 | Ningbo Ginlong Technologies | Solis-1P7.6K-4G-US | Inverters | 7600 |  | 1 |  |  | 0.96 |  | Outdoor | Next To Meter
Solar Registration Program | NJSRRE1541788286 | Mansfield | 8022 | 13 | 7.54 | Residential | Yes | Behind the Meter | Sunrun Installation Services, Inc. | PSE&G | Accepted | 2019-08-05 | 2019-08-08 | 2020-08-08 | REC Solar | REC290TP2 BLK | Solar Panels |  | 0.29 | 8 | 136 | 23 |  | Fixed | Roof
Solar Registration Program | NJSRRE1541788286 | Mansfield | 8022 | 13 | 7.54 | Residential | Yes | Behind the Meter | Sunrun Installation Services, Inc. | PSE&G | Accepted | 2019-08-05 | 2019-08-08 | 2020-08-08 | REC Solar | REC290TP2 BLK | Solar Panels |  | 0.29 | 18 | 228 | 23 |  | Fixed | Roof
Solar Registration Program | NJSRRE1541788286 | Mansfield | 8022 | 13 | 7.54 | Residential | Yes | Behind the Meter | Sunrun Installation Services, Inc. | PSE&G | Accepted | 2019-08-05 | 2019-08-08 | 2020-08-08 | Ningbo Ginlong Technologies | Solis-1P6K-4G-US | Inverters | 6000 |  | 1 |  |  | 0.96 |  | Outdoor | Next To Meter
Solar Registration Program | NJSRRE1541810076 | Rutherford | 7070 | 7 | 7.54 | Residential | Yes | Behind the Meter | Sunrun Installation Services, Inc. | PSE&G | Accepted | 2019-08-09 | 2019-08-23 | 2020-08-23 | REC Solar | REC290TP2 BLK | Solar Panels |  | 0.29 | 3 | 113 | 41 |  | Fixed | Roof
Solar Registration Program | NJSRRE1541810076 | Rutherford | 7070 | 7 | 7.54 | Residential | Yes | Behind the Meter | Sunrun Installation Services, Inc. | PSE&G | Accepted | 2019-08-09 | 2019-08-23 | 2020-08-23 | REC Solar | REC290TP2 BLK | Solar Panels |  | 0.29 | 6 | 203 | 43 |  | Fixed | Roof
Solar Registration Program | NJSRRE1541810076 | Rutherford | 7070 | 7 | 7.54 | Residential | Yes | Behind the Meter | Sunrun Installation Services, Inc. | PSE&G | Accepted | 2019-08-09 | 2019-08-23 | 2020-08-23 | REC Solar | REC290TP2 BLK | Solar Panels |  | 0.29 | 3 | 293 | 43 |  | Fixed | Roof
Solar Registration Program | NJSRRE1541810076 | Rutherford | 7070 | 7 | 7.54 | Residential | Yes | Behind the Meter | Sunrun Installation Services, Inc. | PSE&G | Accepted | 2019-08-09 | 2019-08-23 | 2020-08-23 | REC Solar | REC290TP2 BLK | Solar Panels |  | 0.29 | 12 | 293 | 30 |  | Fixed | Roof
Solar Registration Program | NJSRRE1541810076 | Rutherford | 7070 | 7 | 7.54 | Residential | Yes | Behind the Meter | Sunrun Installation Services, Inc. | PSE&G | Accepted | 2019-08-09 | 2019-08-23 | 2020-08-23 | REC Solar | REC290TP2 BLK | Solar Panels |  | 0.29 | 2 | 204 | 14 |  | Fixed | Roof
Solar Registration Program | NJSRRE1541810076 | Rutherford | 7070 | 7 | 7.54 | Residential | Yes | Behind the Meter | Sunrun Installation Services, Inc. | PSE&G | Accepted | 2019-08-09 | 2019-08-23 | 2020-08-23 | SolarEdge Technologies | SE6000H-USRGM | Inverters | 6000 |  | 1 |  |  | 0.96 |  | Outdoor | Next To Meter
Solar Registration Program | NJSRRE1541817879 | Williamstown | 8094 | 15 | 7.54 | Residential | Yes | Behind the Meter | Sunrun Installation Services, Inc. | AC Electric | Accepted | 2019-08-12 | 2019-08-23 | 2020-08-23 | REC Solar | REC290TP2 BLK | Solar Panels |  | 0.29 | 26 | 147 | 30 |  | Fixed | Roof
Solar Registration Program | NJSRRE1541817879 | Williamstown | 8094 | 15 | 7.54 | Residential | Yes | Behind the Meter | Sunrun Installation Services, Inc. | AC Electric | Accepted | 2019-08-12 | 2019-08-23 | 2020-08-23 | Ningbo Ginlong Technologies | Solis-1P6K-4G-US | Inverters | 6000 |  | 1 |  |  | 0.96 |  | Outdoor | Next To Meter
Solar Registration Program | NJSRRE1541835335 | Bloomfield | 7003 | 9 | 7.54 | Residential | No | Behind the Meter | Sunrun Installation Services, Inc. | PSE&G | Accepted | 2019-08-14 | 2019-08-23 | 2020-08-23 | REC Solar | REC290TP2 BLK | Solar Panels |  | 0.29 | 11 | 280 | 27 |  | Fixed | Roof
Solar Registration Program | NJSRRE1541835335 | Bloomfield | 7003 | 9 | 7.54 | Residential | No | Behind the Meter | Sunrun Installation Services, Inc. | PSE&G | Accepted | 2019-08-14 | 2019-08-23 | 2020-08-23 | REC Solar | REC290TP2 BLK | Solar Panels |  | 0.29 | 15 | 100 | 27 |  | Fixed | Roof
Solar Registration Program | NJSRRE1541835335 | Bloomfield | 7003 | 9 | 7.54 | Residential | No | Behind the Meter | Sunrun Installation Services, Inc. | PSE&G | Accepted | 2019-08-14 | 2019-08-23 | 2020-08-23 | Ningbo Ginlong Technologies | Solis-1P6K-4G-US | Inverters | 6000 |  | 1 |  |  | 0.96 |  | Outdoor | Next To Meter
Solar Registration Program | NJSRRE1541835352 | Piscataway | 8854 | 11 | 7.54 | Residential | Yes | Behind the Meter | Sunrun Installation Services, Inc. | PSE&G | Accepted | 2019-08-14 | 2019-08-23 | 2020-08-23 | REC Solar | REC290TP2 BLK | Solar Panels |  | 0.29 | 7 | 219 | 27 |  | Fixed | Roof
Solar Registration Program | NJSRRE1541835352 | Piscataway | 8854 | 11 | 7.54 | Residential | Yes | Behind the Meter | Sunrun Installation Services, Inc. | PSE&G | Accepted | 2019-08-14 | 2019-08-23 | 2020-08-23 | REC Solar | REC290TP2 BLK | Solar Panels |  | 0.29 | 6 | 130 | 19 |  | Fixed | Roof
Solar Registration Program | NJSRRE1541835352 | Piscataway | 8854 | 11 | 7.54 | Residential | Yes | Behind the Meter | Sunrun Installation Services, Inc. | PSE&G | Accepted | 2019-08-14 | 2019-08-23 | 2020-08-23 | REC Solar | REC290TP2 BLK | Solar Panels |  | 0.29 | 2 | 309 | 9 |  | Fixed | Roof
Solar Registration Program | NJSRRE1541835352 | Piscataway | 8854 | 11 | 7.54 | Residential | Yes | Behind the Meter | Sunrun Installation Services, Inc. | PSE&G | Accepted | 2019-08-14 | 2019-08-23 | 2020-08-23 | REC Solar | REC290TP2 BLK | Solar Panels |  | 0.29 | 10 | 310 | 18 |  | Fixed | Roof
Solar Registration Program | NJSRRE1541835352 | Piscataway | 8854 | 11 | 7.54 | Residential | Yes | Behind the Meter | Sunrun Installation Services, Inc. | PSE&G | Accepted | 2019-08-14 | 2019-08-23 | 2020-08-23 | REC Solar | REC290TP2 BLK | Solar Panels |  | 0.29 | 1 | 309 | 30 |  | Fixed | Roof
Solar Registration Program | NJSRRE1541835352 | Piscataway | 8854 | 11 | 7.54 | Residential | Yes | Behind the Meter | Sunrun Installation Services, Inc. | PSE&G | Accepted | 2019-08-14 | 2019-08-23 | 2020-08-23 | SolarEdge Technologies | SE7600H-USRGM | Inverters | 7600 |  | 1 |  |  | 0.96 |  | Outdoor | Next To Meter
Solar Registration Program | NJSRRE1541835556 | Paterson City | 7514 | 6 | 7.54 | Residential | Yes | Behind the Meter | Sunrun Installation Services, Inc. | PSE&G | Accepted | 2019-08-14 | 2019-08-23 | 2020-08-23 | REC Solar | REC290TP2 BLK | Solar Panels |  | 0.29 | 17 | 193 | 45 |  | Fixed | Roof
Solar Registration Program | NJSRRE1541835556 | Paterson City | 7514 | 6 | 7.54 | Residential | Yes | Behind the Meter | Sunrun Installation Services, Inc. | PSE&G | Accepted | 2019-08-14 | 2019-08-23 | 2020-08-23 | REC Solar | REC290TP2 BLK | Solar Panels |  | 0.29 | 9 | 193 | 18 |  | Fixed | Roof
Solar Registration Program | NJSRRE1541835556 | Paterson City | 7514 | 6 | 7.54 | Residential | Yes | Behind the Meter | Sunrun Installation Services, Inc. | PSE&G | Accepted | 2019-08-14 | 2019-08-23 | 2020-08-23 | Ningbo Ginlong Technologies | Solis-1P6K-4G-US | Inverters | 6000 |  | 1 |  |  | 0.96 |  | Outdoor | Next To Meter
Solar Registration Program | NJSRRE1541851682 | Princeton Junction | 8550 | 12 | 7.54 | Residential | Yes | Behind the Meter | Sunrun Installation Services, Inc. | JCP&L | Accepted | 2019-08-16 | 2019-08-23 | 2020-08-23 | REC Solar | REC290TP2 BLK | Solar Panels |  | 0.29 | 26 | 148 | 40 |  | Fixed | Roof
Solar Registration Program | NJSRRE1541851682 | Princeton Junction | 8550 | 12 | 7.54 | Residential | Yes | Behind the Meter | Sunrun Installation Services, Inc. | JCP&L | Accepted | 2019-08-16 | 2019-08-23 | 2020-08-23 | Ningbo Ginlong Technologies | Solis-1P6K-4G-US | Inverters | 6000 |  | 1 |  |  | 0.96 |  | Outdoor | Next To Meter
Solar Registration Program | NJSRRE1541858100 | Clayton | 8312 | 15 | 7.54 | Residential | Yes | Behind the Meter | Sunrun Installation Services, Inc. | AC Electric | Accepted | 2019-08-18 | 2019-08-23 | 2020-08-23 | REC Solar | REC290TP2 BLK | Solar Panels |  | 0.29 | 8 | 349 | 20 |  | Fixed | Roof
Solar Registration Program | NJSRRE1541858100 | Clayton | 8312 | 15 | 7.54 | Residential | Yes | Behind the Meter | Sunrun Installation Services, Inc. | AC Electric | Accepted | 2019-08-18 | 2019-08-23 | 2020-08-23 | REC Solar | REC290TP2 BLK | Solar Panels |  | 0.29 | 18 | 169 | 19 |  | Fixed | Roof
Solar Registration Program | NJSRRE1541858100 | Clayton | 8312 | 15 | 7.54 | Residential | Yes | Behind the Meter | Sunrun Installation Services, Inc. | AC Electric | Accepted | 2019-08-18 | 2019-08-23 | 2020-08-23 | Ningbo Ginlong Technologies | Solis-1P6K-4G-US | Inverters | 6000 |  | 1 |  |  | 0.96 |  | Outdoor | Next To Meter
Solar Registration Program | NJSRRE1541862987 | Cape May Courthouse | 8210 | 21 | 7.54 | Residential | No | Behind the Meter | Sunrun Installation Services, Inc. | AC Electric | Accepted | 2019-08-20 | 2019-08-26 | 2020-08-26 | REC Solar | REC290TP2 BLK | Solar Panels |  | 0.29 | 12 | 86 | 18 |  | Fixed | Roof
Solar Registration Program | NJSRRE1541862987 | Cape May Courthouse | 8210 | 21 | 7.54 | Residential | No | Behind the Meter | Sunrun Installation Services, Inc. | AC Electric | Accepted | 2019-08-20 | 2019-08-26 | 2020-08-26 | REC Solar | REC290TP2 BLK | Solar Panels |  | 0.29 | 14 | 176 | 18 |  | Fixed | Roof
Solar Registration Program | NJSRRE1541862987 | Cape May Courthouse | 8210 | 21 | 7.54 | Residential | No | Behind the Meter | Sunrun Installation Services, Inc. | AC Electric | Accepted | 2019-08-20 | 2019-08-26 | 2020-08-26 | Ningbo Ginlong Technologies | Solis-1P6K-4G-US | Inverters | 6000 |  | 1 |  |  | 0.96 |  | Outdoor | Next To Meter
Solar Registration Program | NJSRRE1541872206 | Elizabeth City | 7208 | 10 | 7.54 | Residential | Yes | Behind the Meter | Sunrun Installation Services, Inc. | PSE&G | Accepted | 2019-08-21 | 2019-08-26 | 2020-08-26 | REC Solar | REC290TP2 BLK | Solar Panels |  | 0.29 | 12 | 60 | 45 |  | Fixed | Roof
Solar Registration Program | NJSRRE1541872206 | Elizabeth City | 7208 | 10 | 7.54 | Residential | Yes | Behind the Meter | Sunrun Installation Services, Inc. | PSE&G | Accepted | 2019-08-21 | 2019-08-26 | 2020-08-26 | REC Solar | REC290TP2 BLK | Solar Panels |  | 0.29 | 14 | 240 | 45 |  | Fixed | Roof
Solar Registration Program | NJSRRE1541872206 | Elizabeth City | 7208 | 10 | 7.54 | Residential | Yes | Behind the Meter | Sunrun Installation Services, Inc. | PSE&G | Accepted | 2019-08-21 | 2019-08-26 | 2020-08-26 | Ningbo Ginlong Technologies | Solis-1P6K-4G-US | Inverters | 6000 |  | 1 |  |  | 0.96 |  | Outdoor | Next To Meter
Solar Registration Program | NJSRRE1541883353 | Hackettstown | 7840 | 2 | 7.54 | Residential | Yes | Behind the Meter | Sunrun Installation Services, Inc. | JCP&L | Accepted | 2019-08-25 | 2019-08-28 | 2020-08-28 | REC Solar | REC290TP2 BLK | Solar Panels |  | 0.29 | 23 | 114 | 34 |  | Fixed | Roof
Solar Registration Program | NJSRRE1541883353 | Hackettstown | 7840 | 2 | 7.54 | Residential | Yes | Behind the Meter | Sunrun Installation Services, Inc. | JCP&L | Accepted | 2019-08-25 | 2019-08-28 | 2020-08-28 | REC Solar | REC290TP2 BLK | Solar Panels |  | 0.29 | 3 | 203 | 43 |  | Fixed | Roof
Solar Registration Program | NJSRRE1541883353 | Hackettstown | 7840 | 2 | 7.54 | Residential | Yes | Behind the Meter | Sunrun Installation Services, Inc. | JCP&L | Accepted | 2019-08-25 | 2019-08-28 | 2020-08-28 | SolarEdge Technologies | SE6000H-USRGM | Inverters | 6000 |  | 1 |  |  | 0.96 |  | Outdoor | Next To Meter
Solar Registration Program | NJSRRE1542431328 | Morristown | 7960 | 3 | 7.54 | Residential | Yes | Behind the Meter | Sunrun Installation Services, Inc. | JCP&L | Accepted | 2019-09-24 | 2019-09-26 | 2020-09-26 | REC Solar | REC290TP2 BLK | Solar Panels |  | 0.29 | 7 | 247 | 27 |  | Fixed | Roof
Solar Registration Program | NJSRRE1542431328 | Morristown | 7960 | 3 | 7.54 | Residential | Yes | Behind the Meter | Sunrun Installation Services, Inc. | JCP&L | Accepted | 2019-09-24 | 2019-09-26 | 2020-09-26 | REC Solar | REC290TP2 BLK | Solar Panels |  | 0.29 | 15 | 157 | 27 |  | Fixed | Roof
Solar Registration Program | NJSRRE1542431328 | Morristown | 7960 | 3 | 7.54 | Residential | Yes | Behind the Meter | Sunrun Installation Services, Inc. | JCP&L | Accepted | 2019-09-24 | 2019-09-26 | 2020-09-26 | REC Solar | REC290TP2 BLK | Solar Panels |  | 0.29 | 4 | 67 | 27 |  | Fixed | Roof
Solar Registration Program | NJSRRE1542431328 | Morristown | 7960 | 3 | 7.54 | Residential | Yes | Behind the Meter | Sunrun Installation Services, Inc. | JCP&L | Accepted | 2019-09-24 | 2019-09-26 | 2020-09-26 | SolarEdge Technologies | SE6000H-USRGM | Inverters | 6000 |  | 1 |  |  | 0.96 |  | Outdoor | Next To Meter
Solar Registration Program | NJSRRE1542478699 | Union | 7083 | 10 | 7.54 | Residential | Yes | Behind the Meter | Sunrun Installation Services, Inc. | PSE&G | Accepted | 2019-10-01 | 2019-10-03 | 2020-10-03 | REC Solar | REC290TP2 BLK | Solar Panels |  | 0.29 | 15 | 219 | 23 |  | Fixed | Roof
Solar Registration Program | NJSRRE1542478699 | Union | 7083 | 10 | 7.54 | Residential | Yes | Behind the Meter | Sunrun Installation Services, Inc. | PSE&G | Accepted | 2019-10-01 | 2019-10-03 | 2020-10-03 | REC Solar | REC290TP2 BLK | Solar Panels |  | 0.29 | 11 | 128 | 23 |  | Fixed | Roof
Solar Registration Program | NJSRRE1542478699 | Union | 7083 | 10 | 7.54 | Residential | Yes | Behind the Meter | Sunrun Installation Services, Inc. | PSE&G | Accepted | 2019-10-01 | 2019-10-03 | 2020-10-03 | Ningbo Ginlong Technologies | Solis-1P6K-4G-US | Inverters | 6000 |  | 1 |  |  | 0.96 |  | Outdoor | Next To Meter
Solar Registration Program | NJSRRE1542570912 | Pleasantville | 8232 | 19 | 7.54 | Residential | Yes | Behind the Meter | Sunrun Installation Services, Inc. | AC Electric | Accepted | 2019-10-21 | 2019-10-23 | 2020-10-23 | Delta Electronics | M6-TL-US | Inverters | 5760 |  | 1 |  |  | 0.96 |  | Outdoor | Next To Meter
Solar Registration Program | NJSRRE1542570912 | Pleasantville | 8232 | 19 | 7.54 | Residential | Yes | Behind the Meter | Sunrun Installation Services, Inc. | AC Electric | Accepted | 2019-10-21 | 2019-10-23 | 2020-10-23 | REC Solar | REC290TP2 BLK | Solar Panels |  | 0.29 | 10 | 267 | 23 |  | Fixed | Roof
Solar Registration Program | NJSRRE1542570912 | Pleasantville | 8232 | 19 | 7.54 | Residential | Yes | Behind the Meter | Sunrun Installation Services, Inc. | AC Electric | Accepted | 2019-10-21 | 2019-10-23 | 2020-10-23 | REC Solar | REC290TP2 BLK | Solar Panels |  | 0.29 | 16 | 87 | 23 |  | Fixed | Roof
Solar Registration Program | NJSRRE1542576372 | Galloway | 8205 | 19 | 7.54 | Residential | Yes | Behind the Meter | Sunrun Installation Services, Inc. | AC Electric | Accepted | 2019-10-22 | 2019-10-24 | 2020-10-24 | REC Solar | REC290TP2 BLK | Solar Panels |  | 0.29 | 10 | 25 | 27 |  | Fixed | Roof
Solar Registration Program | NJSRRE1542576372 | Galloway | 8205 | 19 | 7.54 | Residential | Yes | Behind the Meter | Sunrun Installation Services, Inc. | AC Electric | Accepted | 2019-10-22 | 2019-10-24 | 2020-10-24 | REC Solar | REC290TP2 BLK | Solar Panels |  | 0.29 | 16 | 205 | 27 |  | Fixed | Roof
Solar Registration Program | NJSRRE1542576372 | Galloway | 8205 | 19 | 7.54 | Residential | Yes | Behind the Meter | Sunrun Installation Services, Inc. | AC Electric | Accepted | 2019-10-22 | 2019-10-24 | 2020-10-24 | Delta Electronics | M6-TL-US | Inverters | 5760 |  | 1 |  |  | 0.96 |  | Outdoor | Next To Meter
Solar Registration Program | NJSRRE1542850528 | Turnersville | 8012 | 14 | 7.54 | Residential | No | Behind the Meter | Sunrun Installation Services, Inc. | AC Electric | Accepted | 2019-10-31 | 2019-11-04 | 2020-11-04 | REC Solar | REC290TP2 BLK | Solar Panels |  | 0.29 | 26 | 126 | 19 |  | Fixed | Roof
Solar Registration Program | NJSRRE1542850528 | Turnersville | 8012 | 14 | 7.54 | Residential | No | Behind the Meter | Sunrun Installation Services, Inc. | AC Electric | Accepted | 2019-10-31 | 2019-11-04 | 2020-11-04 | Ningbo Ginlong Technologies | Solis-1P6K-4G-US | Inverters | 6000 |  | 1 |  |  | 0.96 |  | Outdoor | Next To Meter
Solar Registration Program | NJSRRE1543066221 | Woodbridge Township | 8863 | 11 | 7.54 | Residential | No | Behind the Meter | Sunrun Installation Services, Inc. | PSE&G | Accepted | 2019-11-11 | 2019-11-14 | 2020-11-14 | REC Solar | REC290TP2 BLK | Solar Panels |  | 0.29 | 21 | 260 | 23 |  | Fixed | Roof
Solar Registration Program | NJSRRE1543066221 | Woodbridge Township | 8863 | 11 | 7.54 | Residential | No | Behind the Meter | Sunrun Installation Services, Inc. | PSE&G | Accepted | 2019-11-11 | 2019-11-14 | 2020-11-14 | REC Solar | REC290TP2 BLK | Solar Panels |  | 0.29 | 5 | 80 | 23 |  | Fixed | Roof
Solar Registration Program | NJSRRE1543066221 | Woodbridge Township | 8863 | 11 | 7.54 | Residential | No | Behind the Meter | Sunrun Installation Services, Inc. | PSE&G | Accepted | 2019-11-11 | 2019-11-14 | 2020-11-14 | Delta Electronics | M6-TL-US | Inverters | 5760 |  | 1 |  |  | 0.96 |  | Outdoor | Next To Meter
Solar Registration Program | NJSRRE1543315538 | Gibbsboro | 8043 | 14 | 7.54 | Residential | No | Behind the Meter | Sunrun Installation Services, Inc. | PSE&G | Accepted | 2019-11-14 | 2019-11-19 | 2020-11-19 | REC Solar | REC290TP2 BLK | Solar Panels |  | 0.29 | 26 | 137 | 30 |  | Fixed | Roof
Solar Registration Program | NJSRRE1543315538 | Gibbsboro | 8043 | 14 | 7.54 | Residential | No | Behind the Meter | Sunrun Installation Services, Inc. | PSE&G | Accepted | 2019-11-14 | 2019-11-19 | 2020-11-19 | SolarEdge Technologies | SE6000H-USRGM | Inverters | 6000 |  | 1 |  |  | 0.96 |  | Outdoor | Next To Meter
Solar Registration Program | NJSRRE1543418175 | Tuckerton | 8087 | 18 | 7.54 | Residential | No | Behind the Meter | Sunrun Installation Services, Inc. | AC Electric | Accepted | 2019-11-18 | 2019-11-20 | 2020-11-20 | REC Solar | REC290TP2 BLK | Solar Panels |  | 0.29 | 9 | 356 | 23 |  | Fixed | Roof
Solar Registration Program | NJSRRE1543418175 | Tuckerton | 8087 | 18 | 7.54 | Residential | No | Behind the Meter | Sunrun Installation Services, Inc. | AC Electric | Accepted | 2019-11-18 | 2019-11-20 | 2020-11-20 | REC Solar | REC290TP2 BLK | Solar Panels |  | 0.29 | 17 | 176 | 23 |  | Fixed | Roof
Solar Registration Program | NJSRRE1543418175 | Tuckerton | 8087 | 18 | 7.54 | Residential | No | Behind the Meter | Sunrun Installation Services, Inc. | AC Electric | Accepted | 2019-11-18 | 2019-11-20 | 2020-11-20 | Delta Electronics | M6-TL-US | Inverters | 5760 |  | 1 |  |  | 0.96 |  | Outdoor | Next To Meter
Solar Registration Program | NJSRRE1543447028 | Clifton | 7013 | 6 | 7.54 | Residential | Yes | Behind the Meter | Sunrun Installation Services, Inc. | PSE&G | Accepted | 2019-11-26 | 2019-12-02 | 2020-12-02 | REC Solar | REC290TP2 BLK | Solar Panels |  | 0.29 | 5 | 222 | 23 |  | Fixed | Roof
Solar Registration Program | NJSRRE1543447028 | Clifton | 7013 | 6 | 7.54 | Residential | Yes | Behind the Meter | Sunrun Installation Services, Inc. | PSE&G | Accepted | 2019-11-26 | 2019-12-02 | 2020-12-02 | REC Solar | REC290TP2 BLK | Solar Panels |  | 0.29 | 6 | 132 | 9 |  | Fixed | Roof
Solar Registration Program | NJSRRE1543447028 | Clifton | 7013 | 6 | 7.54 | Residential | Yes | Behind the Meter | Sunrun Installation Services, Inc. | PSE&G | Accepted | 2019-11-26 | 2019-12-02 | 2020-12-02 | REC Solar | REC290TP2 BLK | Solar Panels |  | 0.29 | 15 | 131 | 23 |  | Fixed | Roof
Solar Registration Program | NJSRRE1543447028 | Clifton | 7013 | 6 | 7.54 | Residential | Yes | Behind the Meter | Sunrun Installation Services, Inc. | PSE&G | Accepted | 2019-11-26 | 2019-12-02 | 2020-12-02 | Delta Electronics | M4-TL-US | Inverters | 3840 |  | 2 |  |  | 0.96 |  | Outdoor | Next To Meter
Solar Registration Program | NJSRRE1543465414 | Burleigh | 8210 | 21 | 7.54 | Residential | Yes | Behind the Meter | Sunrun Installation Services, Inc. | AC Electric | Accepted | 2019-12-02 | 2019-12-05 | 2020-12-05 | REC Solar | REC290TP2 BLK | Solar Panels |  | 0.29 | 26 | 207 | 23 |  | Fixed | Roof
Solar Registration Program | NJSRRE1543465414 | Burleigh | 8210 | 21 | 7.54 | Residential | Yes | Behind the Meter | Sunrun Installation Services, Inc. | AC Electric | Accepted | 2019-12-02 | 2019-12-05 | 2020-12-05 | Delta Electronics | M6-TL-US | Inverters | 5760 |  | 1 |  |  | 0.96 |  | Outdoor | Next To Meter
Solar Registration Program | NJSRRE1543501855 | Erial | 8012 | 14 | 7.54 | Residential | Yes | Behind the Meter | Sunrun Installation Services, Inc. | AC Electric | Accepted | 2019-12-09 | 2019-12-11 | 2020-12-11 | REC Solar | REC290TP2 BLK | Solar Panels |  | 0.29 | 26 | 199 | 30 |  | Fixed | Roof
Solar Registration Program | NJSRRE1543501855 | Erial | 8012 | 14 | 7.54 | Residential | Yes | Behind the Meter | Sunrun Installation Services, Inc. | AC Electric | Accepted | 2019-12-09 | 2019-12-11 | 2020-12-11 | Delta Electronics | M6-TL-US | Inverters | 5760 |  | 1 |  |  | 0.96 |  | Outdoor | Next To Meter
Solar Registration Program | NJSRRE1543513096 | West Windsor | 8550 | 12 | 7.54 | Residential | No | Behind the Meter | Sunrun Installation Services, Inc. | PSE&G | Accepted | 2019-12-11 | 2019-12-16 | 2020-12-16 | REC Solar | REC290TP2 BLK | Solar Panels |  | 0.29 | 26 | 171 | 23 |  | Fixed | Roof
Solar Registration Program | NJSRRE1543513096 | West Windsor | 8550 | 12 | 7.54 | Residential | No | Behind the Meter | Sunrun Installation Services, Inc. | PSE&G | Accepted | 2019-12-11 | 2019-12-16 | 2020-12-16 | Delta Electronics | M6-TL-US | Inverters | 5760 |  | 1 |  |  | 0.96 |  | Outdoor | Next To Meter
Solar Registration Program | NJSRRE1543514629 | Franklin Township | 8873 | 5 | 7.54 | Residential | Yes | Behind the Meter | Complete Solar | PSE&G | Accepted | 2019-12-18 | 2019-12-18 | 2020-12-18 | LONGI SOLAR | LONGI LR6-60HPB-305M | Solar Panels |  | 0.29 | 26 | 242.5 | 30 |  | Fixed | Roof
Solar Registration Program | NJSRRE1543514629 | Franklin Township | 8873 | 5 | 7.54 | Residential | Yes | Behind the Meter | Complete Solar | PSE&G | Accepted | 2019-12-18 | 2019-12-18 | 2020-12-18 | SOLAREDGE TECHNOLOGIES | SE7600H-US RGM | Inverters | 7600 |  | 1 |  |  | 0.97 |  | Outdoor | BY MSP
Solar Registration Program | NJSRRE1543656871 | Old Bridge Township | 8857 | 11 | 7.54 | Residential | Yes | Behind the Meter | Sunrun Installation Services, Inc. | JCP&L | Accepted | 2019-12-23 | 2019-12-27 | 2020-12-27 | REC Solar | REC290TP2 BLK | Solar Panels |  | 0.29 | 5 | 95 | 9 |  | Fixed | Roof
Solar Registration Program | NJSRRE1543656871 | Old Bridge Township | 8857 | 11 | 7.54 | Residential | Yes | Behind the Meter | Sunrun Installation Services, Inc. | JCP&L | Accepted | 2019-12-23 | 2019-12-27 | 2020-12-27 | REC Solar | REC290TP2 BLK | Solar Panels |  | 0.29 | 21 | 275 | 9 |  | Fixed | Roof
Solar Registration Program | NJSRRE1543656871 | Old Bridge Township | 8857 | 11 | 7.54 | Residential | Yes | Behind the Meter | Sunrun Installation Services, Inc. | JCP&L | Accepted | 2019-12-23 | 2019-12-27 | 2020-12-27 | Delta Electronics | M6-TL-US | Inverters | 5760 |  | 1 |  |  | 0.96 |  | Outdoor | Next To Meter
Solar Registration Program | NJSRRE1540177563 | Newark | 7104 | 9 | 7.56 | Residential | Yes | Behind the Meter | Pro Custom Solar dba Momentum Solar | PSE&G | Accepted | 2019-01-02 | 2019-01-07 | 2020-01-07 | HANWHA | Q.PEAK DUO BLK-G5 315 | Solar Panels |  | 0.315 | 24 | 202 | 47 |  | Fixed | Roof
Solar Registration Program | NJSRRE1540177563 | Newark | 7104 | 9 | 7.56 | Residential | Yes | Behind the Meter | Pro Custom Solar dba Momentum Solar | PSE&G | Accepted | 2019-01-02 | 2019-01-07 | 2020-01-07 | ENPHASE | IQ7-60-2-US | Inverters | 250 |  | 24 |  |  | 0.97 |  | Outdoor | ROOF
Solar Registration Program | NJSRRE1540205316 | Franklin Park | 8823 | 5 | 7.56 | Residential | Yes | Behind the Meter | Pro Custom Solar dba Momentum Solar | PSE&G | Accepted | 2019-01-04 | 2019-01-08 | 2020-01-08 | HANWHA | Q.PEAK DUO BLK-G5 315 | Solar Panels |  | 0.315 | 24 | 126 | 31 |  | Fixed | Roof
Solar Registration Program | NJSRRE1540205316 | Franklin Park | 8823 | 5 | 7.56 | Residential | Yes | Behind the Meter | Pro Custom Solar dba Momentum Solar | PSE&G | Accepted | 2019-01-04 | 2019-01-08 | 2020-01-08 | ENPHASE | IQ7-60-2-US | Inverters | 250 |  | 24 |  |  | 0.97 |  | Outdoor | ROOF
Solar Registration Program | NJSRRE1540298098 | West Deptford TWP | 8096 | 15 | 7.56 | Residential | No | Behind the Meter | Tesla Energy Operations Inc | PSE&G | Accepted | 2019-01-30 | 2019-01-31 | 2020-01-31 | SC STD | SC315B2 | Solar Panels |  | 0.315 | 14 | 150 | 30 |  | Fixed | Roof
Solar Registration Program | NJSRRE1540298098 | West Deptford TWP | 8096 | 15 | 7.56 | Residential | No | Behind the Meter | Tesla Energy Operations Inc | PSE&G | Accepted | 2019-01-30 | 2019-01-31 | 2020-01-31 | SC STD | SC315B2 | Solar Panels |  | 0.315 | 10 | 150 | 30 |  | Fixed | Roof
Solar Registration Program | NJSRRE1540298098 | West Deptford TWP | 8096 | 15 | 7.56 | Residential | No | Behind the Meter | Tesla Energy Operations Inc | PSE&G | Accepted | 2019-01-30 | 2019-01-31 | 2020-01-31 | Delta | Solivia 7.6 TL | Inverters | 7600 |  | 1 |  |  | 0.975 |  | Outdoor | outdoor
Solar Registration Program | NJSRRE1540298098 | West Deptford TWP | 8096 | 15 | 7.56 | Residential | No | Behind the Meter | Tesla Energy Operations Inc | PSE&G | Accepted | 2019-01-30 | 2019-01-31 | 2020-01-31 | Tesla | AC Powerwall 2.0 | Electric Storage Battery |  |  | 2 |  |  |  | Lithium Ion |  | inside
Solar Registration Program | NJSRRE1540298109 | Bayville | 8721 | 18 | 7.56 | Residential | Yes | Behind the Meter | Pro Custom Solar dba Momentum Solar | JCP&L | Accepted | 2019-01-30 | 2019-01-31 | 2020-01-31 | HANWHA | Q.PEAK DUO BLK-G5 315 | Solar Panels |  | 0.315 | 16 | 181 | 23 |  | Fixed | Roof
Solar Registration Program | NJSRRE1540298109 | Bayville | 8721 | 18 | 7.56 | Residential | Yes | Behind the Meter | Pro Custom Solar dba Momentum Solar | JCP&L | Accepted | 2019-01-30 | 2019-01-31 | 2020-01-31 | HANWHA | Q.PEAK DUO BLK-G5 315 | Solar Panels |  | 0.315 | 8 | 1 | 23 |  | Fixed | Roof
Solar Registration Program | NJSRRE1540298109 | Bayville | 8721 | 18 | 7.56 | Residential | Yes | Behind the Meter | Pro Custom Solar dba Momentum Solar | JCP&L | Accepted | 2019-01-30 | 2019-01-31 | 2020-01-31 | ENPHASE | IQ7-60-2-US | Inverters | 250 |  | 24 |  |  | 0.97 |  | Outdoor | ROOF
Solar Registration Program | NJSRRE1540301156 | FORT LEE | 7024 | 7 | 7.56 | Residential | Yes | Behind the Meter | Pro Custom Solar dba Momentum Solar | PSE&G | Accepted | 2019-01-30 | 2019-01-31 | 2020-01-31 | HANWHA | Q.PEAK DUO BLK-G5 315 | Solar Panels |  | 0.315 | 17 | 125 | 35 |  | Fixed | Roof
Solar Registration Program | NJSRRE1540301156 | FORT LEE | 7024 | 7 | 7.56 | Residential | Yes | Behind the Meter | Pro Custom Solar dba Momentum Solar | PSE&G | Accepted | 2019-01-30 | 2019-01-31 | 2020-01-31 | HANWHA | Q.PEAK DUO BLK-G5 315 | Solar Panels |  | 0.315 | 7 | 305 | 35 |  | Fixed | Roof
Solar Registration Program | NJSRRE1540301156 | FORT LEE | 7024 | 7 | 7.56 | Residential | Yes | Behind the Meter | Pro Custom Solar dba Momentum Solar | PSE&G | Accepted | 2019-01-30 | 2019-01-31 | 2020-01-31 | ENPHASE | IQ7-60-2-US | Inverters | 250 |  | 24 |  |  | 0.97 |  | Outdoor | ROOF
Solar Registration Program | NJSRRE1540336389 | Belmar | 7719 | 17 | 7.56 | Residential | Yes | Behind the Meter | Suntuity Solar LLC | JCP&L | Accepted | 2019-02-06 | 2019-02-08 | 2020-02-08 | Hanwha Solar | Q-Cells 315 Mono | Solar Panels |  | 0.315 | 14 | 285 | 40 |  | Fixed | Roof
Solar Registration Program | NJSRRE1540336389 | Belmar | 7719 | 17 | 7.56 | Residential | Yes | Behind the Meter | Suntuity Solar LLC | JCP&L | Accepted | 2019-02-06 | 2019-02-08 | 2020-02-08 | Hanwha Solar | Q-Cells 315 Mono | Solar Panels |  | 0.315 | 6 | 105 | 40 |  | Fixed | Roof
Solar Registration Program | NJSRRE1540336389 | Belmar | 7719 | 17 | 7.56 | Residential | Yes | Behind the Meter | Suntuity Solar LLC | JCP&L | Accepted | 2019-02-06 | 2019-02-08 | 2020-02-08 | Hanwha Solar | Q-Cells 315 Mono | Solar Panels |  | 0.315 | 4 | 195 | 8 |  | Fixed | Roof
Solar Registration Program | NJSRRE1540336389 | Belmar | 7719 | 17 | 7.56 | Residential | Yes | Behind the Meter | Suntuity Solar LLC | JCP&L | Accepted | 2019-02-06 | 2019-02-08 | 2020-02-08 | SolarEdge | SE7600H-US | Inverters | 7600 |  | 1 |  |  | 0.99 |  | Outdoor | Besides the meter
Solar Registration Program | NJSRRE1540348771 | South Amboy | 8879 | 11 | 7.56 | Residential | Yes | Behind the Meter | Pro Custom Solar dba Momentum Solar | PSE&G | Accepted | 2019-02-08 | 2019-02-12 | 2020-02-12 | HANWHA | Q.PEAK DUO BLK-G5 315 | Solar Panels |  | 0.315 | 4 | 19 | 40 |  | Fixed | Roof
Solar Registration Program | NJSRRE1540348771 | South Amboy | 8879 | 11 | 7.56 | Residential | Yes | Behind the Meter | Pro Custom Solar dba Momentum Solar | PSE&G | Accepted | 2019-02-08 | 2019-02-12 | 2020-02-12 | HANWHA | Q.PEAK DUO BLK-G5 315 | Solar Panels |  | 0.315 | 2 | 199 | 40 |  | Fixed | Roof
Solar Registration Program | NJSRRE1540348771 | South Amboy | 8879 | 11 | 7.56 | Residential | Yes | Behind the Meter | Pro Custom Solar dba Momentum Solar | PSE&G | Accepted | 2019-02-08 | 2019-02-12 | 2020-02-12 | HANWHA | Q.PEAK DUO BLK-G5 315 | Solar Panels |  | 0.315 | 3 | 198 | 15 |  | Fixed | Roof
Solar Registration Program | NJSRRE1540348771 | South Amboy | 8879 | 11 | 7.56 | Residential | Yes | Behind the Meter | Pro Custom Solar dba Momentum Solar | PSE&G | Accepted | 2019-02-08 | 2019-02-12 | 2020-02-12 | HANWHA | Q.PEAK DUO BLK-G5 315 | Solar Panels |  | 0.315 | 10 | 109 | 37 |  | Fixed | Roof
Solar Registration Program | NJSRRE1540348771 | South Amboy | 8879 | 11 | 7.56 | Residential | Yes | Behind the Meter | Pro Custom Solar dba Momentum Solar | PSE&G | Accepted | 2019-02-08 | 2019-02-12 | 2020-02-12 | HANWHA | Q.PEAK DUO BLK-G5 315 | Solar Panels |  | 0.315 | 5 | 289 | 37 |  | Fixed | Roof
Solar Registration Program | NJSRRE1540348771 | South Amboy | 8879 | 11 | 7.56 | Residential | Yes | Behind the Meter | Pro Custom Solar dba Momentum Solar | PSE&G | Accepted | 2019-02-08 | 2019-02-12 | 2020-02-12 | ENPHASE | IQ7-60-2-US | Inverters | 250 |  | 24 |  |  | 0.97 |  | Outdoor | ROOF
Solar Registration Program | NJSRRE1540353351 | Hammonton | 8037 | 19 | 7.56 | Residential | Yes | Behind the Meter | Pro Custom Solar dba Momentum Solar | AC Electric | Accepted | 2019-02-11 | 2019-02-14 | 2020-02-14 | HANWHA | Q.PEAK DUO BLK-G5 315 | Solar Panels |  | 0.315 | 12 | 128 | 25 |  | Fixed | Roof
Solar Registration Program | NJSRRE1540353351 | Hammonton | 8037 | 19 | 7.56 | Residential | Yes | Behind the Meter | Pro Custom Solar dba Momentum Solar | AC Electric | Accepted | 2019-02-11 | 2019-02-14 | 2020-02-14 | HANWHA | Q.PEAK DUO BLK-G5 315 | Solar Panels |  | 0.315 | 4 | 45 | 15 |  | Fixed | Roof
Solar Registration Program | NJSRRE1540353351 | Hammonton | 8037 | 19 | 7.56 | Residential | Yes | Behind the Meter | Pro Custom Solar dba Momentum Solar | AC Electric | Accepted | 2019-02-11 | 2019-02-14 | 2020-02-14 | HANWHA | Q.PEAK DUO BLK-G5 315 | Solar Panels |  | 0.315 | 8 | 225 | 39 |  | Fixed | Roof
Solar Registration Program | NJSRRE1540353351 | Hammonton | 8037 | 19 | 7.56 | Residential | Yes | Behind the Meter | Pro Custom Solar dba Momentum Solar | AC Electric | Accepted | 2019-02-11 | 2019-02-14 | 2020-02-14 | ENPHASE | IQ7-60-2-US | Inverters | 250 |  | 24 |  |  | 0.97 |  | Outdoor | ROOF
Solar Registration Program | NJSRRE1540376418 | West New York | 7093 | 8 | 7.56 | Residential | Yes | Behind the Meter | Pro Custom Solar dba Momentum Solar | PSE&G | Accepted | 2019-02-18 | 2019-02-20 | 2020-02-20 | HANWHA | Q.PEAK DUO BLK-G5 315 | Solar Panels |  | 0.315 | 24 | 212 | 2 |  | Fixed | Roof
Solar Registration Program | NJSRRE1540376418 | West New York | 7093 | 8 | 7.56 | Residential | Yes | Behind the Meter | Pro Custom Solar dba Momentum Solar | PSE&G | Accepted | 2019-02-18 | 2019-02-20 | 2020-02-20 | ENPHASE | IQ6-60-2-US | Inverters | 240 |  | 24 |  |  | 0.97 |  | Outdoor | ROOF
Solar Registration Program | NJSRRE1540376435 | PERTH AMBOY | 8861 | 11 | 7.56 | Residential | No | Behind the Meter | Infinity Solar Systems | PSE&G | Accepted | 2019-02-18 | 2019-02-20 | 2020-02-20 | SUNPOWER | SPR-X22-360-D-AC | Solar Panels |  | 0.36 | 15 | 181 | 41 |  | Fixed | Roof
Solar Registration Program | NJSRRE1540376435 | PERTH AMBOY | 8861 | 11 | 7.56 | Residential | No | Behind the Meter | Infinity Solar Systems | PSE&G | Accepted | 2019-02-18 | 2019-02-20 | 2020-02-20 | SUNPOWER | SPR-X22-360-D-AC | Solar Panels |  | 0.36 | 6 | 21 | 41 |  | Fixed | Roof
Solar Registration Program | NJSRRE1540376435 | PERTH AMBOY | 8861 | 11 | 7.56 | Residential | No | Behind the Meter | Infinity Solar Systems | PSE&G | Accepted | 2019-02-18 | 2019-02-20 | 2020-02-20 | SUNPOWER | SPR-X22-360-D-AC | Inverters | 320 |  | 21 |  |  | 0.96 |  | Outside | MICROINVERTERS
Solar Registration Program | NJSRRE1540387862 | NORTH MIDDLETOWN | 7748 | 17 | 7.56 | Residential | Yes | Behind the Meter | Vivint Solar Developer, LLC | JCP&L | Accepted | 2019-02-25 | 2019-02-26 | 2020-02-26 | Hanwha Solar | Q.PEAK BLK-G5 315 | Solar Panels |  | 0.315 | 16 | 181 | 39 |  | Fixed | Roof
Solar Registration Program | NJSRRE1540387862 | NORTH MIDDLETOWN | 7748 | 17 | 7.56 | Residential | Yes | Behind the Meter | Vivint Solar Developer, LLC | JCP&L | Accepted | 2019-02-25 | 2019-02-26 | 2020-02-26 | Hanwha Solar | Q.PEAK BLK-G5 315 | Solar Panels |  | 0.315 | 8 | 1 | 39 |  | Fixed | Roof
Solar Registration Program | NJSRRE1540387862 | NORTH MIDDLETOWN | 7748 | 17 | 7.56 | Residential | Yes | Behind the Meter | Vivint Solar Developer, LLC | JCP&L | Accepted | 2019-02-25 | 2019-02-26 | 2020-02-26 | Solar Edge | SE7600H-US | Inverters | 7600 |  | 1 |  |  | 0.992 |  | Outdoor | Near the Utility Meter
Solar Registration Program | NJSRRE1540412676 | Wall Township | 7719 | 17 | 7.56 | Residential | Yes | Behind the Meter | Vivint Solar Developer, LLC | JCP&L | Accepted | 2019-03-04 | 2019-03-04 | 2020-03-04 | Hanwha Solar | Q.Peak BLK-G5 315 | Solar Panels |  | 0.315 | 24 | 183 | 23 |  | Fixed | Roof
Solar Registration Program | NJSRRE1540412676 | Wall Township | 7719 | 17 | 7.56 | Residential | Yes | Behind the Meter | Vivint Solar Developer, LLC | JCP&L | Accepted | 2019-03-04 | 2019-03-04 | 2020-03-04 | Solar Edge | SE7600H-US | Inverters | 7600 |  | 1 |  |  | 0.992 |  | Outdoor | Near the Utility Meter.
Solar Registration Program | NJSRRE1540728567 | rio grande | 8242 | 21 | 7.56 | Residential | No | Behind the Meter | SunPower Capital LLC | AC Electric | Accepted | 2019-03-26 | 2019-04-15 | 2020-04-15 | sunpower | spr-x22-360-e-ac | Solar Panels |  | 0.36 | 10 | 117 | 23 |  | Fixed | Roof
Solar Registration Program | NJSRRE1540728567 | rio grande | 8242 | 21 | 7.56 | Residential | No | Behind the Meter | SunPower Capital LLC | AC Electric | Accepted | 2019-03-26 | 2019-04-15 | 2020-04-15 | sunpower | spr-x22-360-e-ac | Solar Panels |  | 0.36 | 11 | 207 | 18 |  | Fixed | Roof
Solar Registration Program | NJSRRE1540728567 | rio grande | 8242 | 21 | 7.56 | Residential | No | Behind the Meter | SunPower Capital LLC | AC Electric | Accepted | 2019-03-26 | 2019-04-15 | 2020-04-15 | sunpower | spr-x22-360-e-ac | Inverters | 0.36 |  | 21 |  |  | 0.96 |  | Other | behind panels
Solar Registration Program | NJSRRE1540768035 | WILLINGBORO | 8046 | 13 | 7.56 | Residential | Yes | Behind the Meter | Vivint Solar Developer, LLC | PSE&G | Accepted | 2019-04-02 | 2019-05-01 | 2020-05-01 | Hanwha Solar | Q.PEAK BLK-G5 315 | Solar Panels |  | 0.315 | 24 | 319 | 43 |  | Fixed | Roof
Solar Registration Program | NJSRRE1540768035 | WILLINGBORO | 8046 | 13 | 7.56 | Residential | Yes | Behind the Meter | Vivint Solar Developer, LLC | PSE&G | Accepted | 2019-04-02 | 2019-05-01 | 2020-05-01 | Solar Edge | SE7600H-US | Inverters | 7600 |  | 1 |  |  | 0.992 |  | Outdoor | Near the Utility Meter
Solar Registration Program | NJSRRE1540816050 | PHILLIPSBURG | 8865 | 2 | 7.56 | Residential | Yes | Behind the Meter | Vivint Solar Developer, LLC | JCP&L | Accepted | 2019-04-04 | 2019-04-04 | 2020-04-04 | Hanwha Solar | Q.PEAK BLK-G5 315 | Solar Panels |  | 0.315 | 24 | 285 | 19 |  | Fixed | Roof
Solar Registration Program | NJSRRE1540816050 | PHILLIPSBURG | 8865 | 2 | 7.56 | Residential | Yes | Behind the Meter | Vivint Solar Developer, LLC | JCP&L | Accepted | 2019-04-04 | 2019-04-04 | 2020-04-04 | Solar Edge | SE7600H-US | Inverters | 7600 |  | 1 |  |  | 0.992 |  | Outdoor | Near the Utility Meter
Solar Registration Program | NJSRRE1540849073 | Hackettstown | 7840 | 2 | 7.56 | Residential | Yes | Behind the Meter | Pro Custom Solar dba Momentum Solar | JCP&L | Accepted | 2019-04-12 | 2019-04-15 | 2020-04-15 | HANWHA | Q.PEAK DUO BLK-G5 315 | Solar Panels |  | 0.315 | 16 | 214 | 24 |  | Fixed | Roof
Solar Registration Program | NJSRRE1540849073 | Hackettstown | 7840 | 2 | 7.56 | Residential | Yes | Behind the Meter | Pro Custom Solar dba Momentum Solar | JCP&L | Accepted | 2019-04-12 | 2019-04-15 | 2020-04-15 | HANWHA | Q.PEAK DUO BLK-G5 315 | Solar Panels |  | 0.315 | 8 | 124 | 22 |  | Fixed | Roof
Solar Registration Program | NJSRRE1540849073 | Hackettstown | 7840 | 2 | 7.56 | Residential | Yes | Behind the Meter | Pro Custom Solar dba Momentum Solar | JCP&L | Accepted | 2019-04-12 | 2019-04-15 | 2020-04-15 | ENPHASE | IQ7-60-2-US | Inverters | 250 |  | 24 |  |  | 0.97 |  | Outdoor | ROOF
Solar Registration Program | NJSRRE1540898037 | HADDONFIELD | 8033 | 14 | 7.56 | Residential | Yes | Behind the Meter | Vivint Solar Developer, LLC | PSE&G | Accepted | 2019-04-30 | 2019-05-01 | 2020-05-01 | Trina Solar | TSM-280DD05A.05(II) | Solar Panels |  | 0.28 | 9 | 202 | 24 |  | Fixed | Roof
Solar Registration Program | NJSRRE1540898037 | HADDONFIELD | 8033 | 14 | 7.56 | Residential | Yes | Behind the Meter | Vivint Solar Developer, LLC | PSE&G | Accepted | 2019-04-30 | 2019-05-01 | 2020-05-01 | Trina Solar | TSM-280DD05A.05(II) | Solar Panels |  | 0.28 | 11 | 112 | 24 |  | Fixed | Roof
Solar Registration Program | NJSRRE1540898037 | HADDONFIELD | 8033 | 14 | 7.56 | Residential | Yes | Behind the Meter | Vivint Solar Developer, LLC | PSE&G | Accepted | 2019-04-30 | 2019-05-01 | 2020-05-01 | Trina Solar | TSM-280DD05A.05(II) | Solar Panels |  | 0.28 | 7 | 292 | 24 |  | Fixed | Roof
Solar Registration Program | NJSRRE1540898037 | HADDONFIELD | 8033 | 14 | 7.56 | Residential | Yes | Behind the Meter | Vivint Solar Developer, LLC | PSE&G | Accepted | 2019-04-30 | 2019-05-01 | 2020-05-01 | Solar Edge | SE7600H-US | Inverters | 7600 |  | 1 |  |  | 0.992 |  | Outdoor | Near the Utility Meter
Solar Registration Program | NJSRRE1540958158 | Elizabeth | 7201 | 10 | 7.56 | Residential | Yes | Behind the Meter | Pro Custom Solar dba Momentum Solar | PSE&G | Accepted | 2019-05-03 | 2019-05-08 | 2020-05-08 | hanwha | Q.PEAK DUO BLK-G5 315 | Solar Panels |  | 0.315 | 12 | 71 | 20 |  | Fixed | Roof
Solar Registration Program | NJSRRE1540958158 | Elizabeth | 7201 | 10 | 7.56 | Residential | Yes | Behind the Meter | Pro Custom Solar dba Momentum Solar | PSE&G | Accepted | 2019-05-03 | 2019-05-08 | 2020-05-08 | hanwha | Q.PEAK DUO BLK-G5 315 | Solar Panels |  | 0.315 | 12 | 251 | 20 |  | Fixed | Roof
Solar Registration Program | NJSRRE1540958158 | Elizabeth | 7201 | 10 | 7.56 | Residential | Yes | Behind the Meter | Pro Custom Solar dba Momentum Solar | PSE&G | Accepted | 2019-05-03 | 2019-05-08 | 2020-05-08 | enphase | IQ6-60-2-US | Inverters | 240 |  | 24 |  |  | 0.97 |  | Outdoor | roof
Solar Registration Program | NJSRRE1540967297 | WENONAH | 8090 | 15 | 7.56 | Residential | Yes | Behind the Meter | Vivint Solar Developer, LLC | PSE&G | Accepted | 2019-05-08 | 2019-05-10 | 2020-05-10 | Hanwha Solar | Q.PEAK BLK-G5 315 | Solar Panels |  | 0.315 | 9 | 93 | 26 |  | Fixed | Roof
Solar Registration Program | NJSRRE1540967297 | WENONAH | 8090 | 15 | 7.56 | Residential | Yes | Behind the Meter | Vivint Solar Developer, LLC | PSE&G | Accepted | 2019-05-08 | 2019-05-10 | 2020-05-10 | Hanwha Solar | Q.PEAK BLK-G5 315 | Solar Panels |  | 0.315 | 9 | 273 | 26 |  | Fixed | Roof
Solar Registration Program | NJSRRE1540967297 | WENONAH | 8090 | 15 | 7.56 | Residential | Yes | Behind the Meter | Vivint Solar Developer, LLC | PSE&G | Accepted | 2019-05-08 | 2019-05-10 | 2020-05-10 | Hanwha Solar | Q.PEAK BLK-G5 315 | Solar Panels |  | 0.315 | 6 | 93 | 11 |  | Fixed | Roof
Solar Registration Program | NJSRRE1540967297 | WENONAH | 8090 | 15 | 7.56 | Residential | Yes | Behind the Meter | Vivint Solar Developer, LLC | PSE&G | Accepted | 2019-05-08 | 2019-05-10 | 2020-05-10 | Solar Edge | SE7600H-US | Inverters | 7600 |  | 1 |  |  | 0.992 |  | Outdoor | Near the Utility Meter
Solar Registration Program | NJSRRE1540972719 | Spotswood | 8884 | 11 | 7.56 | Residential | Yes | Behind the Meter | Pro Custom Solar dba Momentum Solar | JCP&L | Accepted | 2019-05-09 | 2019-05-13 | 2020-05-13 | HANWHA | Q.PEAK DUO BLK-G5 315 | Solar Panels |  | 0.315 | 16 | 254 | 17 |  | Fixed | Roof
Solar Registration Program | NJSRRE1540972719 | Spotswood | 8884 | 11 | 7.56 | Residential | Yes | Behind the Meter | Pro Custom Solar dba Momentum Solar | JCP&L | Accepted | 2019-05-09 | 2019-05-13 | 2020-05-13 | HANWHA | Q.PEAK DUO BLK-G5 315 | Solar Panels |  | 0.315 | 8 | 74 | 18 |  | Fixed | Roof
Solar Registration Program | NJSRRE1540972719 | Spotswood | 8884 | 11 | 7.56 | Residential | Yes | Behind the Meter | Pro Custom Solar dba Momentum Solar | JCP&L | Accepted | 2019-05-09 | 2019-05-13 | 2020-05-13 | ENPHASE | IQ7-60-2-US | Inverters | 250 |  | 24 |  |  | 0.97 |  | Outdoor | ROOF
Solar Registration Program | NJSRRE1540982995 | Pine Hill | 8021 | 14 | 7.56 | Residential | Yes | Behind the Meter | Vivint Solar Developer, LLC | AC Electric | Accepted | 2019-05-13 | 2019-07-15 | 2020-07-15 | Hanwha Solar | Q.Peak BLK-G5 315 | Solar Panels |  | 0.315 | 24 | 125 | 44 |  | Fixed | Roof
Solar Registration Program | NJSRRE1540982995 | Pine Hill | 8021 | 14 | 7.56 | Residential | Yes | Behind the Meter | Vivint Solar Developer, LLC | AC Electric | Accepted | 2019-05-13 | 2019-07-15 | 2020-07-15 | Solar Edge | SE7600H-US | Inverters | 7600 |  | 1 |  |  | 0.992 |  | Outdoor | Near the Utility Meter.
Solar Registration Program | NJSRRE1540987375 | Newark | 7106 | 9 | 7.56 | Residential | Yes | Behind the Meter | Pro Custom Solar dba Momentum Solar | PSE&G | Accepted | 2019-05-14 | 2019-05-16 | 2020-05-16 | HANWHA | Q.PEAK DUO BLK-G5 315 | Solar Panels |  | 0.315 | 12 | 101 | 42 |  | Fixed | Roof
Solar Registration Program | NJSRRE1540987375 | Newark | 7106 | 9 | 7.56 | Residential | Yes | Behind the Meter | Pro Custom Solar dba Momentum Solar | PSE&G | Accepted | 2019-05-14 | 2019-05-16 | 2020-05-16 | HANWHA | Q.PEAK DUO BLK-G5 315 | Solar Panels |  | 0.315 | 12 | 281 | 42 |  | Fixed | Roof
Solar Registration Program | NJSRRE1540987375 | Newark | 7106 | 9 | 7.56 | Residential | Yes | Behind the Meter | Pro Custom Solar dba Momentum Solar | PSE&G | Accepted | 2019-05-14 | 2019-05-16 | 2020-05-16 | ENPHASE | IQ7-60-2-US | Inverters | 250 |  | 24 |  |  | 0.97 |  | Outdoor | ROOF
Solar Registration Program | NJSRRE1540993824 | Egg Harbor | 8234 | 19 | 7.56 | Residential | No | Behind the Meter | Maier Solar Engineering dba Solar Me | AC Electric | Accepted | 2019-05-16 | 2019-05-21 | 2020-05-21 | Hanwha | Q.Peak BLK-G5 325 | Solar Panels |  | 0.315 | 24 | 127 | 30 |  | Fixed | Roof
Solar Registration Program | NJSRRE1540993824 | Egg Harbor | 8234 | 19 | 7.56 | Residential | No | Behind the Meter | Maier Solar Engineering dba Solar Me | AC Electric | Accepted | 2019-05-16 | 2019-05-21 | 2020-05-21 | Solar Edge | SE7600H-US | Inverters | 7600 |  | 1 |  |  | 0.97 |  | Outdoor | Next to meter
Solar Registration Program | NJSRRE1541041817 | Keyport | 7735 | 17 | 7.56 | Residential | Yes | Behind the Meter | Pro Custom Solar dba Momentum Solar | JCP&L | Accepted | 2019-05-24 | 2019-05-30 | 2020-05-30 | HANWHA | Q.PEAK DUO BLK-G5 315 | Solar Panels |  | 0.315 | 7 | 57 | 21 |  | Fixed | Roof
Solar Registration Program | NJSRRE1541041817 | Keyport | 7735 | 17 | 7.56 | Residential | Yes | Behind the Meter | Pro Custom Solar dba Momentum Solar | JCP&L | Accepted | 2019-05-24 | 2019-05-30 | 2020-05-30 | HANWHA | Q.PEAK DUO BLK-G5 315 | Solar Panels |  | 0.315 | 17 | 237 | 22 |  | Fixed | Roof
Solar Registration Program | NJSRRE1541041817 | Keyport | 7735 | 17 | 7.56 | Residential | Yes | Behind the Meter | Pro Custom Solar dba Momentum Solar | JCP&L | Accepted | 2019-05-24 | 2019-05-30 | 2020-05-30 | ENPHASE | IQ7-60-2-US | Inverters | 250 |  | 24 |  |  | 0.97 |  | Outdoor | ROOF
Solar Registration Program | NJSRRE1541132507 | Keyport | 7735 | 17 | 7.56 | Residential | Yes | Behind the Meter | Vivint Solar Developer, LLC | JCP&L | Accepted | 2019-06-12 | 2019-06-14 | 2020-06-14 | Hanwha Solar | Q.PEAK BLK-G5 315 | Solar Panels |  | 0.315 | 10 | 107 | 36 |  | Fixed | Roof
Solar Registration Program | NJSRRE1541132507 | Keyport | 7735 | 17 | 7.56 | Residential | Yes | Behind the Meter | Vivint Solar Developer, LLC | JCP&L | Accepted | 2019-06-12 | 2019-06-14 | 2020-06-14 | Hanwha Solar | Q.PEAK BLK-G5 315 | Solar Panels |  | 0.315 | 6 | 107 | 14 |  | Fixed | Roof
Solar Registration Program | NJSRRE1541132507 | Keyport | 7735 | 17 | 7.56 | Residential | Yes | Behind the Meter | Vivint Solar Developer, LLC | JCP&L | Accepted | 2019-06-12 | 2019-06-14 | 2020-06-14 | Hanwha Solar | Q.PEAK BLK-G5 315 | Solar Panels |  | 0.315 | 8 | 287 | 14 |  | Fixed | Roof
Solar Registration Program | NJSRRE1541132507 | Keyport | 7735 | 17 | 7.56 | Residential | Yes | Behind the Meter | Vivint Solar Developer, LLC | JCP&L | Accepted | 2019-06-12 | 2019-06-14 | 2020-06-14 | Solar Edge | SE7600H-US | Inverters | 7600 |  | 1 |  |  | 0.992 |  | Outdoor | Near the Utility Meter
Solar Registration Program | NJSRRE1541419965 | Haddonfield | 8033 | 14 | 7.56 | Residential | Yes | Behind the Meter | Pro Custom Solar dba Momentum Solar | PSE&G | Accepted | 2019-06-18 | 2019-06-21 | 2020-06-21 | Hanwha | Q.PEAK DUO BLK-G5 315 | Solar Panels |  | 0.315 | 16 | 187 | 28 |  | Fixed | Roof
Solar Registration Program | NJSRRE1541419965 | Haddonfield | 8033 | 14 | 7.56 | Residential | Yes | Behind the Meter | Pro Custom Solar dba Momentum Solar | PSE&G | Accepted | 2019-06-18 | 2019-06-21 | 2020-06-21 | Hanwha | Q.PEAK DUO BLK-G5 315 | Solar Panels |  | 0.315 | 8 | 7 | 28 |  | Fixed | Roof
Solar Registration Program | NJSRRE1541419965 | Haddonfield | 8033 | 14 | 7.56 | Residential | Yes | Behind the Meter | Pro Custom Solar dba Momentum Solar | PSE&G | Accepted | 2019-06-18 | 2019-06-21 | 2020-06-21 | Enphase | IQ7-60-2-US | Inverters | 0.25 |  | 24 |  |  | 0.97 |  | Outdoor | Roof
Solar Registration Program | NJSRRE1541480396 | Pennsauken | 8110 | 14 | 7.56 | Residential | Yes | Behind the Meter | Vivint Solar Developer, LLC | PSE&G | Accepted | 2019-06-28 | 2019-07-01 | 2020-07-01 | Hanwha Solar | Q.PEAK DUO BLK-G5 315w | Solar Panels |  | 0.315 | 17 | 133 | 17 |  | Fixed | Roof
Solar Registration Program | NJSRRE1541480396 | Pennsauken | 8110 | 14 | 7.56 | Residential | Yes | Behind the Meter | Vivint Solar Developer, LLC | PSE&G | Accepted | 2019-06-28 | 2019-07-01 | 2020-07-01 | Hanwha Solar | Q.PEAK DUO BLK-G5 315w | Solar Panels |  | 0.315 | 7 | 223 | 17 |  | Fixed | Roof
Solar Registration Program | NJSRRE1541480396 | Pennsauken | 8110 | 14 | 7.56 | Residential | Yes | Behind the Meter | Vivint Solar Developer, LLC | PSE&G | Accepted | 2019-06-28 | 2019-07-01 | 2020-07-01 | Solar Edge | SE7600H-US | Inverters | 7600 |  | 1 |  |  | 0.992 |  | Outdoor | Near the Utility Meter
Solar Registration Program | NJSRRE1541505864 | Linden | 7036 | 10 | 7.56 | Residential | Yes | Behind the Meter | Vivint Solar Developer, LLC | PSE&G | Accepted | 2019-07-01 | 2019-07-02 | 2020-07-02 | Hanwha Solar | Q.PEAK BLK-G5 315 | Solar Panels |  | 0.315 | 5 | 228 | 35 |  | Fixed | Roof
Solar Registration Program | NJSRRE1541505864 | Linden | 7036 | 10 | 7.56 | Residential | Yes | Behind the Meter | Vivint Solar Developer, LLC | PSE&G | Accepted | 2019-07-01 | 2019-07-02 | 2020-07-02 | Hanwha Solar | Q.PEAK BLK-G5 315 | Solar Panels |  | 0.315 | 5 | 228 | 14 |  | Fixed | Roof
Solar Registration Program | NJSRRE1541505864 | Linden | 7036 | 10 | 7.56 | Residential | Yes | Behind the Meter | Vivint Solar Developer, LLC | PSE&G | Accepted | 2019-07-01 | 2019-07-02 | 2020-07-02 | Hanwha Solar | Q.PEAK BLK-G5 315 | Solar Panels |  | 0.315 | 14 | 48 | 35 |  | Fixed | Roof
Solar Registration Program | NJSRRE1541505864 | Linden | 7036 | 10 | 7.56 | Residential | Yes | Behind the Meter | Vivint Solar Developer, LLC | PSE&G | Accepted | 2019-07-01 | 2019-07-02 | 2020-07-02 | SolarEdge | SE7600H-US | Inverters | 7600 |  | 1 |  |  | 0.992 |  | Outdoor | Near The Utility Meter
Solar Registration Program | NJSRRE1541520248 | Dumont | 7628 | 7 | 7.56 | Residential | Yes | Behind the Meter | Vivint Solar Developer, LLC | PSE&G | Accepted | 2019-07-02 | 2019-07-16 | 2020-07-16 | HANWHA SOLAR | Q.PEAK BLK-G5 315 | Solar Panels |  | 0.315 | 7 | 87 | 23 |  | Fixed | Roof
Solar Registration Program | NJSRRE1541520248 | Dumont | 7628 | 7 | 7.56 | Residential | Yes | Behind the Meter | Vivint Solar Developer, LLC | PSE&G | Accepted | 2019-07-02 | 2019-07-16 | 2020-07-16 | HANWHA SOLAR | Q.PEAK BLK-G5 315 | Solar Panels |  | 0.315 | 8 | 267 | 23 |  | Fixed | Roof
Solar Registration Program | NJSRRE1541520248 | Dumont | 7628 | 7 | 7.56 | Residential | Yes | Behind the Meter | Vivint Solar Developer, LLC | PSE&G | Accepted | 2019-07-02 | 2019-07-16 | 2020-07-16 | HANWHA SOLAR | Q.PEAK BLK-G5 315 | Solar Panels |  | 0.315 | 9 | 177 | 27 |  | Fixed | Roof
Solar Registration Program | NJSRRE1541520248 | Dumont | 7628 | 7 | 7.56 | Residential | Yes | Behind the Meter | Vivint Solar Developer, LLC | PSE&G | Accepted | 2019-07-02 | 2019-07-16 | 2020-07-16 | SOLAREDGE | SE7600H-US | Inverters | 7600 |  | 1 |  |  | 0.992 |  | Outdoor | Near the Utility Meter
Solar Registration Program | NJSRRE1541650715 | JERSEY CITY | 7306 | 8 | 7.56 | Residential | Yes | Behind the Meter | Pro Custom Solar dba Momentum Solar | PSE&G | Accepted | 2019-07-15 | 2019-07-17 | 2020-07-17 | HANWHA | Q.PEAK DUO BLK-G5 315 | Solar Panels |  | 0.315 | 8 | 207 | 4 |  | Fixed | Roof
Solar Registration Program | NJSRRE1541650715 | JERSEY CITY | 7306 | 8 | 7.56 | Residential | Yes | Behind the Meter | Pro Custom Solar dba Momentum Solar | PSE&G | Accepted | 2019-07-15 | 2019-07-17 | 2020-07-17 | HANWHA | Q.PEAK DUO BLK-G5 315 | Solar Panels |  | 0.315 | 16 | 208 | 4 |  | Fixed | Roof
Solar Registration Program | NJSRRE1541650715 | JERSEY CITY | 7306 | 8 | 7.56 | Residential | Yes | Behind the Meter | Pro Custom Solar dba Momentum Solar | PSE&G | Accepted | 2019-07-15 | 2019-07-17 | 2020-07-17 | ENPHASE | IQ7-60-2-US | Inverters | 250 |  | 24 |  |  | 0.97 |  | Outdoor | Roof
Solar Registration Program | NJSRRE1541692384 | Middlesex | 8846 | 11 | 7.56 | Residential | No | Behind the Meter | The Solar Program | PSE&G | Accepted | 2019-07-21 | 2019-07-23 | 2020-07-23 | Sunpower | SPR-X21-360 C AC | Solar Panels |  | 0.36 | 10 | 139 | 23 |  | Fixed | Roof
Solar Registration Program | NJSRRE1541692384 | Middlesex | 8846 | 11 | 7.56 | Residential | No | Behind the Meter | The Solar Program | PSE&G | Accepted | 2019-07-21 | 2019-07-23 | 2020-07-23 | Sunpower | SPR X21 360 C AC | Solar Panels |  | 0.36 | 11 | 319 | 23 |  | Fixed | Roof
Solar Registration Program | NJSRRE1541692384 | Middlesex | 8846 | 11 | 7.56 | Residential | No | Behind the Meter | The Solar Program | PSE&G | Accepted | 2019-07-21 | 2019-07-23 | 2020-07-23 | Sunpower | MI C 320 US 208/240V | Inverters | 320 |  | 21 |  |  | 0.96 |  | Other | ROOF TOP
Solar Registration Program | NJSRRE1541696207 | UNION BEACH | 7735 | 17 | 7.56 | Residential | Yes | Behind the Meter | Vivint Solar Developer, LLC | JCP&L | Accepted | 2019-07-24 | 2019-07-25 | 2020-07-25 | Hanwha Solar | Q.PEAK BLK-G5 315 | Solar Panels |  | 0.315 | 7 | 210 | 29 |  | Fixed | Roof
Solar Registration Program | NJSRRE1541696207 | UNION BEACH | 7735 | 17 | 7.56 | Residential | Yes | Behind the Meter | Vivint Solar Developer, LLC | JCP&L | Accepted | 2019-07-24 | 2019-07-25 | 2020-07-25 | Hanwha Solar | Q.PEAK BLK-G5 315 | Solar Panels |  | 0.315 | 8 | 30 | 29 |  | Fixed | Roof
Solar Registration Program | NJSRRE1541696207 | UNION BEACH | 7735 | 17 | 7.56 | Residential | Yes | Behind the Meter | Vivint Solar Developer, LLC | JCP&L | Accepted | 2019-07-24 | 2019-07-25 | 2020-07-25 | Hanwha Solar | Q.PEAK BLK-G5 315 | Solar Panels |  | 0.315 | 5 | 300 | 29 |  | Fixed | Roof
Solar Registration Program | NJSRRE1541696207 | UNION BEACH | 7735 | 17 | 7.56 | Residential | Yes | Behind the Meter | Vivint Solar Developer, LLC | JCP&L | Accepted | 2019-07-24 | 2019-07-25 | 2020-07-25 | Hanwha Solar | Q.PEAK BLK-G5 315 | Solar Panels |  | 0.315 | 4 | 120 | 29 |  | Fixed | Roof
Solar Registration Program | NJSRRE1541696207 | UNION BEACH | 7735 | 17 | 7.56 | Residential | Yes | Behind the Meter | Vivint Solar Developer, LLC | JCP&L | Accepted | 2019-07-24 | 2019-07-25 | 2020-07-25 | SolarEdge | SE7600H-US | Inverters | 7600 |  | 1 |  |  | 0.992 |  | Outdoor | Near The Utility Meter
Solar Registration Program | NJSRRE1541708808 | CLIFFWOOD | 7721 | 17 | 7.56 | Residential | Yes | Behind the Meter | Vivint Solar Developer, LLC | JCP&L | Accepted | 2019-08-05 | 2019-08-06 | 2020-08-06 | Hanwha Solar | Q.PEAK BLK-G5 315 | Solar Panels |  | 0.315 | 2 | 57 | 13 |  | Fixed | Roof
Solar Registration Program | NJSRRE1541708808 | CLIFFWOOD | 7721 | 17 | 7.56 | Residential | Yes | Behind the Meter | Vivint Solar Developer, LLC | JCP&L | Accepted | 2019-08-05 | 2019-08-06 | 2020-08-06 | Hanwha Solar | Q.PEAK BLK-G5 315 | Solar Panels |  | 0.315 | 12 | 147 | 13 |  | Fixed | Roof
Solar Registration Program | NJSRRE1541708808 | CLIFFWOOD | 7721 | 17 | 7.56 | Residential | Yes | Behind the Meter | Vivint Solar Developer, LLC | JCP&L | Accepted | 2019-08-05 | 2019-08-06 | 2020-08-06 | Hanwha Solar | Q.PEAK BLK-G5 315 | Solar Panels |  | 0.315 | 2 | 237 | 13 |  | Fixed | Roof
Solar Registration Program | NJSRRE1541708808 | CLIFFWOOD | 7721 | 17 | 7.56 | Residential | Yes | Behind the Meter | Vivint Solar Developer, LLC | JCP&L | Accepted | 2019-08-05 | 2019-08-06 | 2020-08-06 | Hanwha Solar | Q.PEAK BLK-G5 315 | Solar Panels |  | 0.315 | 8 | 327 | 13 |  | Fixed | Roof
Solar Registration Program | NJSRRE1541708808 | CLIFFWOOD | 7721 | 17 | 7.56 | Residential | Yes | Behind the Meter | Vivint Solar Developer, LLC | JCP&L | Accepted | 2019-08-05 | 2019-08-06 | 2020-08-06 | SolarEdge | SE7600H-US | Inverters | 7600 |  | 1 |  |  | 0.992 |  | Outdoor | Near The Utility Meter
Solar Registration Program | NJSRRE1541712636 | PENNSAUKEN | 8110 | 14 | 7.56 | Residential | Yes | Behind the Meter | Vivint Solar Developer, LLC | PSE&G | Accepted | 2019-08-01 | 2019-08-02 | 2020-08-02 | Hanwha Solar | Q. Peak BLK-G5 315 | Solar Panels |  | 0.315 | 24 | 222 | 22 |  | Fixed | Roof
Solar Registration Program | NJSRRE1541712636 | PENNSAUKEN | 8110 | 14 | 7.56 | Residential | Yes | Behind the Meter | Vivint Solar Developer, LLC | PSE&G | Accepted | 2019-08-01 | 2019-08-02 | 2020-08-02 | Solar Edge | SE7600H-US | Inverters | 7600 |  | 1 |  |  | 0.992 |  | Outdoor | Near the Utility Meter
Solar Registration Program | NJSRRE1541804295 | ELIZABETH | 7206 | 10 | 7.56 | Residential | Yes | Behind the Meter | Vision Solar LLC | PSE&G | Accepted | 2019-08-08 | 2019-08-23 | 2020-08-23 | SUNPOWER | E20-327-E-AC | Solar Panels |  | 0.36 | 9 | 54 | 21 |  | Fixed | Roof
Solar Registration Program | NJSRRE1541804295 | ELIZABETH | 7206 | 10 | 7.56 | Residential | Yes | Behind the Meter | Vision Solar LLC | PSE&G | Accepted | 2019-08-08 | 2019-08-23 | 2020-08-23 | SUNPOWER | E20-327-E-AC | Solar Panels |  | 0.36 | 12 | 234 | 21 |  | Fixed | Roof
Solar Registration Program | NJSRRE1541804295 | ELIZABETH | 7206 | 10 | 7.56 | Residential | Yes | Behind the Meter | Vision Solar LLC | PSE&G | Accepted | 2019-08-08 | 2019-08-23 | 2020-08-23 | SUNPOWER | E20-327-E-AC | Inverters | 0.32 |  | 21 |  |  | 0.96 |  | Other | BEHIND PANELS
Solar Registration Program | NJSRRE1541835666 | Hamilton | 8690 | 12 | 7.56 | Residential | No | Behind the Meter | Exact Solar | PSE&G | Accepted | 2019-08-14 | 2019-08-27 | 2020-08-27 | Jinko | JKM315M-60HBL | Solar Panels |  | 0.315 | 6 | 174 | 22 |  | Fixed | Roof
Solar Registration Program | NJSRRE1541835666 | Hamilton | 8690 | 12 | 7.56 | Residential | No | Behind the Meter | Exact Solar | PSE&G | Accepted | 2019-08-14 | 2019-08-27 | 2020-08-27 | Jinko | JKM315M-60HBL | Solar Panels |  | 0.315 | 18 | 83 | 22 |  | Fixed | Roof
Solar Registration Program | NJSRRE1541835666 | Hamilton | 8690 | 12 | 7.56 | Residential | No | Behind the Meter | Exact Solar | PSE&G | Accepted | 2019-08-14 | 2019-08-27 | 2020-08-27 | Enphase | IQ7+ | Inverters | 295 |  | 24 |  |  | 0.97 |  | Outdoor | under panels
Solar Registration Program | NJSRRE1541858951 | Fairlawn | 7410 | 7 | 7.56 | Residential | Yes | Behind the Meter | Trinity Solar | PSE&G | Accepted | 2019-08-19 | 2019-08-23 | 2020-08-23 | Hanwha | Q.PEAK DUO BLK-G5 315 | Solar Panels |  | 0.315 | 3 | 71 | 30 |  | Fixed | Roof
Solar Registration Program | NJSRRE1541858951 | Fairlawn | 7410 | 7 | 7.56 | Residential | Yes | Behind the Meter | Trinity Solar | PSE&G | Accepted | 2019-08-19 | 2019-08-23 | 2020-08-23 | Hanwha | Q.PEAK DUO BLK-G5 315 | Solar Panels |  | 0.315 | 8 | 71 | 45 |  | Fixed | Roof
Solar Registration Program | NJSRRE1541858951 | Fairlawn | 7410 | 7 | 7.56 | Residential | Yes | Behind the Meter | Trinity Solar | PSE&G | Accepted | 2019-08-19 | 2019-08-23 | 2020-08-23 | Hanwha | Q.PEAK DUO BLK-G5 315 | Solar Panels |  | 0.315 | 13 | 251 | 25 |  | Fixed | Roof
Solar Registration Program | NJSRRE1541858951 | Fairlawn | 7410 | 7 | 7.56 | Residential | Yes | Behind the Meter | Trinity Solar | PSE&G | Accepted | 2019-08-19 | 2019-08-23 | 2020-08-23 | Solar Edge | SE6000 | Inverters | 6000 |  | 1 |  |  | 0.97 |  | Outside | side of home
Solar Registration Program | NJSRRE1541873587 | Pompton Plains | 7444 | 3 | 7.56 | Residential | Yes | Behind the Meter | Vivint Solar Developer, LLC | JCP&L | Accepted | 2019-08-22 | 2019-08-26 | 2020-08-26 | Hanwha Solar | Q.PEAK BLK-G5 315 | Solar Panels |  | 0.315 | 4 | 174 | 32 |  | Fixed | Roof
Solar Registration Program | NJSRRE1541873587 | Pompton Plains | 7444 | 3 | 7.56 | Residential | Yes | Behind the Meter | Vivint Solar Developer, LLC | JCP&L | Accepted | 2019-08-22 | 2019-08-26 | 2020-08-26 | Hanwha Solar | Q.PEAK BLK-G5 315 | Solar Panels |  | 0.315 | 5 | 174 | 15 |  | Fixed | Roof
Solar Registration Program | NJSRRE1541873587 | Pompton Plains | 7444 | 3 | 7.56 | Residential | Yes | Behind the Meter | Vivint Solar Developer, LLC | JCP&L | Accepted | 2019-08-22 | 2019-08-26 | 2020-08-26 | Hanwha Solar | Q.PEAK BLK-G5 315 | Solar Panels |  | 0.315 | 15 | 174 | 15 |  | Fixed | Roof
Solar Registration Program | NJSRRE1541873587 | Pompton Plains | 7444 | 3 | 7.56 | Residential | Yes | Behind the Meter | Vivint Solar Developer, LLC | JCP&L | Accepted | 2019-08-22 | 2019-08-26 | 2020-08-26 | Solar Edge | SE7600H-US | Inverters | 7600 |  | 1 |  |  | 0.992 |  | Outdoor | Near the Utility Meter
Solar Registration Program | NJSRRE1541880974 | Keyport | 7735 | 17 | 7.56 | Residential | Yes | Behind the Meter | Vivint Solar Developer, LLC | JCP&L | Accepted | 2019-08-29 | 2019-08-29 | 2020-08-29 | Hanwha Solar | Q.PEAK BLK-G5 315 | Solar Panels |  | 0.315 | 24 | 118 | 23 |  | Fixed | Roof
Solar Registration Program | NJSRRE1541880974 | Keyport | 7735 | 17 | 7.56 | Residential | Yes | Behind the Meter | Vivint Solar Developer, LLC | JCP&L | Accepted | 2019-08-29 | 2019-08-29 | 2020-08-29 | SolarEdge Technologies | SE7600H-US | Inverters | 7600 |  | 1 |  |  | 0.992 |  | Outdoor | Near the Utility Meter
Solar Registration Program | NJSRRE1541883664 | Piscataway | 8854 | 11 | 7.56 | Residential | Yes | Behind the Meter | Vivint Solar Developer, LLC | PSE&G | Accepted | 2019-08-26 | 2019-08-28 | 2020-08-28 | Hanwha Solar | Q.PEAK BLK-G5 315 | Solar Panels |  | 0.315 | 5 | 244 | 9 |  | Fixed | Roof
Solar Registration Program | NJSRRE1541883664 | Piscataway | 8854 | 11 | 7.56 | Residential | Yes | Behind the Meter | Vivint Solar Developer, LLC | PSE&G | Accepted | 2019-08-26 | 2019-08-28 | 2020-08-28 | HANWHA SOLAR | Q.PEAK BLK-G5 315 | Solar Panels |  | 0.315 | 6 | 154 | 27 |  | Fixed | Roof
Solar Registration Program | NJSRRE1541883664 | Piscataway | 8854 | 11 | 7.56 | Residential | Yes | Behind the Meter | Vivint Solar Developer, LLC | PSE&G | Accepted | 2019-08-26 | 2019-08-28 | 2020-08-28 | Hanwha Solar | Q.PEAK BLK-G5 315 | Solar Panels |  | 0.315 | 13 | 334 | 27 |  | Fixed | Roof
Solar Registration Program | NJSRRE1541883664 | Piscataway | 8854 | 11 | 7.56 | Residential | Yes | Behind the Meter | Vivint Solar Developer, LLC | PSE&G | Accepted | 2019-08-26 | 2019-08-28 | 2020-08-28 | SOLAR EDGE | SE7600H-US | Inverters | 7600 |  | 1 |  |  | 0.992 |  | Outdoor | Near the Utility Meter
Solar Registration Program | NJSRRE1541883949 | BARNEGAT | 8005 | 18 | 7.56 | Residential | Yes | Behind the Meter | Vivint Solar Developer, LLC | AC Electric | Accepted | 2019-09-03 | 2019-09-03 | 2020-09-03 | HANWHA SOLAR | Q.PEAK BLK-G5 315 | Solar Panels |  | 0.315 | 15 | 198 | 33 |  | Fixed | Roof
Solar Registration Program | NJSRRE1541883949 | BARNEGAT | 8005 | 18 | 7.56 | Residential | Yes | Behind the Meter | Vivint Solar Developer, LLC | AC Electric | Accepted | 2019-09-03 | 2019-09-03 | 2020-09-03 | HANWHA SOLAR | Q.PEAK BLK-G5 315 | Solar Panels |  | 0.315 | 9 | 198 | 33 |  | Fixed | Roof
Solar Registration Program | NJSRRE1541883949 | BARNEGAT | 8005 | 18 | 7.56 | Residential | Yes | Behind the Meter | Vivint Solar Developer, LLC | AC Electric | Accepted | 2019-09-03 | 2019-09-03 | 2020-09-03 | Solar Edge | SE7600H-US000BNC4 | Inverters | 7600 |  | 1 |  |  | 0.992 |  | Outdoor | Near the Utility Meter
Solar Registration Program | NJSRRE1541884586 | BLOOMFIELD | 7003 | 9 | 7.56 | Residential | Yes | Behind the Meter | Vivint Solar Developer, LLC | PSE&G | Accepted | 2019-09-03 | 2019-09-04 | 2020-09-04 | Hanwha Solar | Q.PEAK DUO BLK-G5 315 | Solar Panels |  | 0.315 | 12 | 95 | 34 |  | Fixed | Roof
Solar Registration Program | NJSRRE1541884586 | BLOOMFIELD | 7003 | 9 | 7.56 | Residential | Yes | Behind the Meter | Vivint Solar Developer, LLC | PSE&G | Accepted | 2019-09-03 | 2019-09-04 | 2020-09-04 | Hanwha Solar | Q.PEAK DUO BLK-G5 315 | Solar Panels |  | 0.315 | 4 | 185 | 24 |  | Fixed | Roof
Solar Registration Program | NJSRRE1541884586 | BLOOMFIELD | 7003 | 9 | 7.56 | Residential | Yes | Behind the Meter | Vivint Solar Developer, LLC | PSE&G | Accepted | 2019-09-03 | 2019-09-04 | 2020-09-04 | Hanwha Solar | Q.PEAK DUO BLK-G5 315 | Solar Panels |  | 0.315 | 2 | 185 | 20 |  | Fixed | Roof
Solar Registration Program | NJSRRE1541884586 | BLOOMFIELD | 7003 | 9 | 7.56 | Residential | Yes | Behind the Meter | Vivint Solar Developer, LLC | PSE&G | Accepted | 2019-09-03 | 2019-09-04 | 2020-09-04 | Hanwha Solar | Q.PEAK DUO BLK-G5 315 | Solar Panels |  | 0.315 | 6 | 95 | 20 |  | Fixed | Roof
Solar Registration Program | NJSRRE1541884586 | BLOOMFIELD | 7003 | 9 | 7.56 | Residential | Yes | Behind the Meter | Vivint Solar Developer, LLC | PSE&G | Accepted | 2019-09-03 | 2019-09-04 | 2020-09-04 | SOLAR EDGE | SE7600H-US | Inverters | 7600 |  | 1 |  |  | 0.992 |  | Outdoor | Near the Utility Meter
Solar Registration Program | NJSRRE1541887804 | Ventnor City | 8406 | 19 | 7.56 | Residential | No | Behind the Meter | Green Power Energy | JCP&L | Accepted | 2019-08-27 | 2019-08-29 | 2020-08-29 | Hanwha | Q.PEAK DUO BLK-G5 315 | Solar Panels |  | 0.315 | 24 | 145 | 35 |  | Fixed | Roof
Solar Registration Program | NJSRRE1541887804 | Ventnor City | 8406 | 19 | 7.56 | Residential | No | Behind the Meter | Green Power Energy | JCP&L | Accepted | 2019-08-27 | 2019-08-29 | 2020-08-29 | Solar Edge | SE7600H-US | Inverters | 7600 |  | 1 |  |  | 0.97 |  | Outside | next to meter
Solar Registration Program | NJSRRE1541888647 | Lake Hopatcong | 7849 | 3 | 7.56 | Residential | Yes | Behind the Meter | Pro Custom Solar dba Momentum Solar | JCP&L | Accepted | 2019-08-27 | 2019-08-30 | 2020-08-30 | HANWHA | Q.PEAK DUO BLK-G5 315 | Solar Panels |  | 0.315 | 15 | 195 | 37 |  | Fixed | Roof
Solar Registration Program | NJSRRE1541888647 | Lake Hopatcong | 7849 | 3 | 7.56 | Residential | Yes | Behind the Meter | Pro Custom Solar dba Momentum Solar | JCP&L | Accepted | 2019-08-27 | 2019-08-30 | 2020-08-30 | HANWHA | Q.PEAK DUO BLK-G5 315 | Solar Panels |  | 0.315 | 9 | 194 | 27 |  | Fixed | Roof
Solar Registration Program | NJSRRE1541888647 | Lake Hopatcong | 7849 | 3 | 7.56 | Residential | Yes | Behind the Meter | Pro Custom Solar dba Momentum Solar | JCP&L | Accepted | 2019-08-27 | 2019-08-30 | 2020-08-30 | Enphase Energy | IQ6-60-2-US | Inverters | 240 |  | 24 |  |  | 0.97 |  | Outdoor | Roof
Solar Registration Program | NJSRRE1541956129 | Paulsboro | 8066 | 15 | 7.56 | Residential | Yes | Behind the Meter | Vivint Solar Developer, LLC | AC Electric | Accepted | 2019-09-05 | 2019-09-05 | 2020-09-05 | HANWHA SOLAR | Q.PEAK BLK-G5 315 | Solar Panels |  | 0.315 | 3 | 7 | 17 |  | Fixed | Roof
Solar Registration Program | NJSRRE1541956129 | Paulsboro | 8066 | 15 | 7.56 | Residential | Yes | Behind the Meter | Vivint Solar Developer, LLC | AC Electric | Accepted | 2019-09-05 | 2019-09-05 | 2020-09-05 | HANWHA SOLAR | Q.PEAK BLK-G5 315 | Solar Panels |  | 0.315 | 10 | 187 | 37 |  | Fixed | Roof
Solar Registration Program | NJSRRE1541956129 | Paulsboro | 8066 | 15 | 7.56 | Residential | Yes | Behind the Meter | Vivint Solar Developer, LLC | AC Electric | Accepted | 2019-09-05 | 2019-09-05 | 2020-09-05 | HANWHA SOLAR | Q.PEAK BLK-G5 315 | Solar Panels |  | 0.315 | 4 | 187 | 37 |  | Fixed | Roof
Solar Registration Program | NJSRRE1541956129 | Paulsboro | 8066 | 15 | 7.56 | Residential | Yes | Behind the Meter | Vivint Solar Developer, LLC | AC Electric | Accepted | 2019-09-05 | 2019-09-05 | 2020-09-05 | HANWHA SOLAR | Q.PEAK BLK-G5 315 | Solar Panels |  | 0.315 | 7 | 187 | 17 |  | Fixed | Roof
Solar Registration Program | NJSRRE1541956129 | Paulsboro | 8066 | 15 | 7.56 | Residential | Yes | Behind the Meter | Vivint Solar Developer, LLC | AC Electric | Accepted | 2019-09-05 | 2019-09-05 | 2020-09-05 | Solar Edge | SE5000H-US000NNC2 | Inverters | 5000 |  | 1 |  |  | 0.992 |  | Outdoor | Near Utility Meter
Solar Registration Program | NJSRRE1542033724 | East Brunswick Twp | 8816 | 11 | 7.56 | Residential | Yes | Behind the Meter | Tesla Energy Operations Inc | PSE&G | Accepted | 2019-09-03 | 2019-09-05 | 2020-09-05 | Hanwha Q-Cells | Q.Peak DUO BLK-G5/SC315 | Solar Panels |  | 0.315 | 12 | 219 | 23 |  | Fixed | Roof
Solar Registration Program | NJSRRE1542033724 | East Brunswick Twp | 8816 | 11 | 7.56 | Residential | Yes | Behind the Meter | Tesla Energy Operations Inc | PSE&G | Accepted | 2019-09-03 | 2019-09-05 | 2020-09-05 | Hanwha Q-Cell | Q.Peak DUO BLK-G5/SC315 | Solar Panels |  | 0.315 | 6 | 129 | 23 |  | Fixed | Roof
Solar Registration Program | NJSRRE1542033724 | East Brunswick Twp | 8816 | 11 | 7.56 | Residential | Yes | Behind the Meter | Tesla Energy Operations Inc | PSE&G | Accepted | 2019-09-03 | 2019-09-05 | 2020-09-05 | Hanwha Q-Cells | Q.Peak DUO BLK-G5/SC315 | Solar Panels |  | 0.315 | 6 | 39 | 23 |  | Fixed | Roof
Solar Registration Program | NJSRRE1542033724 | East Brunswick Twp | 8816 | 11 | 7.56 | Residential | Yes | Behind the Meter | Tesla Energy Operations Inc | PSE&G | Accepted | 2019-09-03 | 2019-09-05 | 2020-09-05 | Delta | Solivia 7.6 TL | Inverters | 7600 |  | 1 |  |  | 0.975 |  | Indoor | Indoor
Solar Registration Program | NJSRRE1542228212 | Summit | 7901 | 10 | 7.56 | Residential | Yes | Behind the Meter | Trinity Solar | JCP&L | Accepted | 2019-09-05 | 2019-09-09 | 2020-09-09 | HANWHA | Q.PEAK DUO BLK-G5 315 | Solar Panels |  | 0.315 | 2 | 269 | 37 |  | Fixed | Roof
Solar Registration Program | NJSRRE1542228212 | Summit | 7901 | 10 | 7.56 | Residential | Yes | Behind the Meter | Trinity Solar | JCP&L | Accepted | 2019-09-05 | 2019-09-09 | 2020-09-09 | HANWHA | Q.PEAK DUO BLK-G5 315 | Solar Panels |  | 0.315 | 11 | 269 | 5 |  | Fixed | Roof
Solar Registration Program | NJSRRE1542228212 | Summit | 7901 | 10 | 7.56 | Residential | Yes | Behind the Meter | Trinity Solar | JCP&L | Accepted | 2019-09-05 | 2019-09-09 | 2020-09-09 | HANWHA | Q.PEAK DUO BLK-G5 315 | Solar Panels |  | 0.315 | 11 | 179 | 37 |  | Fixed | Roof
Solar Registration Program | NJSRRE1542228212 | Summit | 7901 | 10 | 7.56 | Residential | Yes | Behind the Meter | Trinity Solar | JCP&L | Accepted | 2019-09-05 | 2019-09-09 | 2020-09-09 | SOLAR EDGE | SE6000H-US | Inverters | 6000 |  | 1 |  |  | 0.97 |  | Outdoor | SIDE
Solar Registration Program | NJSRRE1542346138 | PENNSAUKEN | 8110 | 14 | 7.56 | Residential | Yes | Behind the Meter | Vivint Solar Developer, LLC | PSE&G | Accepted | 2019-09-06 | 2019-09-11 | 2020-09-11 | HANWHA SOLAR | Q.PEAK BLK-G5 315 | Solar Panels |  | 0.315 | 7 | 238 | 23 |  | Fixed | Roof
Solar Registration Program | NJSRRE1542346138 | PENNSAUKEN | 8110 | 14 | 7.56 | Residential | Yes | Behind the Meter | Vivint Solar Developer, LLC | PSE&G | Accepted | 2019-09-06 | 2019-09-11 | 2020-09-11 | HANWHA SOLAR | Q.PEAK BLK-G5 315 | Solar Panels |  | 0.315 | 7 | 58 | 23 |  | Fixed | Roof
Solar Registration Program | NJSRRE1542346138 | PENNSAUKEN | 8110 | 14 | 7.56 | Residential | Yes | Behind the Meter | Vivint Solar Developer, LLC | PSE&G | Accepted | 2019-09-06 | 2019-09-11 | 2020-09-11 | HANWHA SOLAR | Q.PEAK BLK-G5 315 | Solar Panels |  | 0.315 | 10 | 148 | 23 |  | Fixed | Roof
Solar Registration Program | NJSRRE1542346138 | PENNSAUKEN | 8110 | 14 | 7.56 | Residential | Yes | Behind the Meter | Vivint Solar Developer, LLC | PSE&G | Accepted | 2019-09-06 | 2019-09-11 | 2020-09-11 | SOLAR EDGE | SE7600H-US000BNC4 | Inverters | 7600 |  | 1 |  |  | 0.992 |  | Outdoor | Near the Utility Meter
Solar Registration Program | NJSRRE1542370356 | JAMESBURG | 8831 | 11 | 7.56 | Residential | Yes | Behind the Meter | Vivint Solar Developer, LLC | JCP&L | Accepted | 2019-09-18 | 2019-09-18 | 2020-09-18 | Hanwha Solar | Q.PEAK BLK-G5 315 | Solar Panels |  | 0.315 | 14 | 299 | 27 |  | Fixed | Roof
Solar Registration Program | NJSRRE1542370356 | JAMESBURG | 8831 | 11 | 7.56 | Residential | Yes | Behind the Meter | Vivint Solar Developer, LLC | JCP&L | Accepted | 2019-09-18 | 2019-09-18 | 2020-09-18 | Hanwha Solar | Q.PEAK BLK-G5 315 | Solar Panels |  | 0.315 | 4 | 299 | 27 |  | Fixed | Roof
Solar Registration Program | NJSRRE1542370356 | JAMESBURG | 8831 | 11 | 7.56 | Residential | Yes | Behind the Meter | Vivint Solar Developer, LLC | JCP&L | Accepted | 2019-09-18 | 2019-09-18 | 2020-09-18 | Hanwha Solar | Q.PEAK BLK-G5 315 | Solar Panels |  | 0.315 | 6 | 209 | 33 |  | Fixed | Roof
Solar Registration Program | NJSRRE1542370356 | JAMESBURG | 8831 | 11 | 7.56 | Residential | Yes | Behind the Meter | Vivint Solar Developer, LLC | JCP&L | Accepted | 2019-09-18 | 2019-09-18 | 2020-09-18 | SolarEdge Technologies | SE7600H-US | Inverters | 7600 |  | 1 |  |  | 0.992 |  | Outdoor | Near the Utility Meter
Solar Registration Program | NJSRRE1542394289 | Perth Amboy | 8861 | 11 | 7.56 | Residential | No | Behind the Meter | Pro Custom Solar dba Momentum Solar | PSE&G | Accepted | 2019-09-12 | 2019-09-16 | 2020-09-16 | HANWHA | Q.PEAK DUO BLK-G5 315 | Solar Panels |  | 0.315 | 20 | 187 | 24 |  | Fixed | Roof
Solar Registration Program | NJSRRE1542394289 | Perth Amboy | 8861 | 11 | 7.56 | Residential | No | Behind the Meter | Pro Custom Solar dba Momentum Solar | PSE&G | Accepted | 2019-09-12 | 2019-09-16 | 2020-09-16 | HANWHA | Q.PEAK DUO BLK-G5 315 | Solar Panels |  | 0.315 | 4 | 7 | 25 |  | Fixed | Roof
Solar Registration Program | NJSRRE1542394289 | Perth Amboy | 8861 | 11 | 7.56 | Residential | No | Behind the Meter | Pro Custom Solar dba Momentum Solar | PSE&G | Accepted | 2019-09-12 | 2019-09-16 | 2020-09-16 | Enphase Energy | IQ6-60-2-US | Inverters | 240 |  | 24 |  |  | 0.97 |  | Outdoor | Roof
Solar Registration Program | NJSRRE1542407147 | Manasquan | 8736 | 17 | 7.56 | Residential | Yes | Behind the Meter | Suntuity Solar LLC | JCP&L | Accepted | 2019-09-14 | 2019-09-17 | 2020-09-17 | Yingli Green Energy | YL315D-30b | Solar Panels |  | 0.315 | 5 | 220 | 32 |  | Fixed | Roof
Solar Registration Program | NJSRRE1542407147 | Manasquan | 8736 | 17 | 7.56 | Residential | Yes | Behind the Meter | Suntuity Solar LLC | JCP&L | Accepted | 2019-09-14 | 2019-09-17 | 2020-09-17 | Yingli Green Energy | YL315D-30b | Solar Panels |  | 0.315 | 5 | 40 | 32 |  | Fixed | Roof
Solar Registration Program | NJSRRE1542407147 | Manasquan | 8736 | 17 | 7.56 | Residential | Yes | Behind the Meter | Suntuity Solar LLC | JCP&L | Accepted | 2019-09-14 | 2019-09-17 | 2020-09-17 | Yingli Green Energy | YL315D-30b | Solar Panels |  | 0.315 | 4 | 310 | 32 |  | Fixed | Roof
Solar Registration Program | NJSRRE1542407147 | Manasquan | 8736 | 17 | 7.56 | Residential | Yes | Behind the Meter | Suntuity Solar LLC | JCP&L | Accepted | 2019-09-14 | 2019-09-17 | 2020-09-17 | Yingli Green Energy | YL315D-30b | Solar Panels |  | 0.315 | 10 | 130 | 26 |  | Fixed | Roof
Solar Registration Program | NJSRRE1542407147 | Manasquan | 8736 | 17 | 7.56 | Residential | Yes | Behind the Meter | Suntuity Solar LLC | JCP&L | Accepted | 2019-09-14 | 2019-09-17 | 2020-09-17 | Enphase Energy | IQ7-60-2-US | Inverters | 240 |  | 24 |  |  | 0.97 |  | Outdoor | Behind the PV Modules
Solar Registration Program | NJSRRE1542408900 | Nutley | 7110 | 9 | 7.56 | Residential | Yes | Behind the Meter | Vivint Solar Developer, LLC | PSE&G | Accepted | 2019-09-18 | 2019-09-18 | 2020-09-18 | Hanwha | Q.PEAK DUO BLK-G5 315w | Solar Panels |  | 0.315 | 12 | 32 | 24 |  | Fixed | Roof
Solar Registration Program | NJSRRE1542408900 | Nutley | 7110 | 9 | 7.56 | Residential | Yes | Behind the Meter | Vivint Solar Developer, LLC | PSE&G | Accepted | 2019-09-18 | 2019-09-18 | 2020-09-18 | Hanwha | Q.PEAK DUO BLK-G5 315w | Solar Panels |  | 0.315 | 12 | 212 | 24 |  | Fixed | Roof
Solar Registration Program | NJSRRE1542408900 | Nutley | 7110 | 9 | 7.56 | Residential | Yes | Behind the Meter | Vivint Solar Developer, LLC | PSE&G | Accepted | 2019-09-18 | 2019-09-18 | 2020-09-18 | Solar Edge | SE7600H-US000BNC4 | Inverters | 7600 |  | 1 |  |  | 0.992 |  | Outdoor | Near the Utility Meter
Solar Registration Program | NJSRRE1542421760 | MANALAPAN | 7726 | 17 | 7.56 | Residential | Yes | Behind the Meter | Vivint Solar Developer, LLC | JCP&L | Accepted | 2019-09-19 | 2019-09-23 | 2020-09-23 | Hanwha | Q.PEAK BLK-G5 315 | Solar Panels |  | 0.315 | 18 | 242 | 18 |  | Fixed | Roof
Solar Registration Program | NJSRRE1542421760 | MANALAPAN | 7726 | 17 | 7.56 | Residential | Yes | Behind the Meter | Vivint Solar Developer, LLC | JCP&L | Accepted | 2019-09-19 | 2019-09-23 | 2020-09-23 | Hanwha | Q.PEAK BLK-G5 315 | Solar Panels |  | 0.315 | 6 | 62 | 18 |  | Fixed | Roof
Solar Registration Program | NJSRRE1542421760 | MANALAPAN | 7726 | 17 | 7.56 | Residential | Yes | Behind the Meter | Vivint Solar Developer, LLC | JCP&L | Accepted | 2019-09-19 | 2019-09-23 | 2020-09-23 | SolarEdge | SE7600H-US | Inverters | 7600 |  | 1 |  |  | 0.992 |  | Outdoor | Near the Utility Meter
Solar Registration Program | NJSRRE1542422648 | Neptune City | 7753 | 17 | 7.56 | Residential | Yes | Behind the Meter | Trinity Solar | JCP&L | Accepted | 2019-09-19 | 2019-09-23 | 2020-09-23 | Hanwha | Q.PEAK DUO BLK-G5 315 | Solar Panels |  | 0.315 | 16 | 286 | 27 |  | Fixed | Roof
Solar Registration Program | NJSRRE1542422648 | Neptune City | 7753 | 17 | 7.56 | Residential | Yes | Behind the Meter | Trinity Solar | JCP&L | Accepted | 2019-09-19 | 2019-09-23 | 2020-09-23 | Hanwha | Q.PEAK DUO BLK-G5 315 | Solar Panels |  | 0.315 | 8 | 106 | 27 |  | Fixed | Roof
Solar Registration Program | NJSRRE1542422648 | Neptune City | 7753 | 17 | 7.56 | Residential | Yes | Behind the Meter | Trinity Solar | JCP&L | Accepted | 2019-09-19 | 2019-09-23 | 2020-09-23 | Solar Edge | SE6000 | Inverters | 60000 |  | 1 |  |  | 0.97 |  | Outside | side of home
Solar Registration Program | NJSRRE1542422650 | WILLIAMSTOWN | 8094 | 15 | 7.56 | Residential | Yes | Behind the Meter | Vivint Solar Developer, LLC | AC Electric | Accepted | 2019-09-19 | 2019-09-23 | 2020-09-23 | HANWHA SOLAR | Q.PEAK BLK-G5 315 | Solar Panels |  | 0.315 | 7 | 88 | 22 |  | Fixed | Roof
Solar Registration Program | NJSRRE1542422650 | WILLIAMSTOWN | 8094 | 15 | 7.56 | Residential | Yes | Behind the Meter | Vivint Solar Developer, LLC | AC Electric | Accepted | 2019-09-19 | 2019-09-23 | 2020-09-23 | HANWHA SOLAR | Q.PEAK BLK-G5 315 | Solar Panels |  | 0.315 | 13 | 358 | 22 |  | Fixed | Roof
Solar Registration Program | NJSRRE1542422650 | WILLIAMSTOWN | 8094 | 15 | 7.56 | Residential | Yes | Behind the Meter | Vivint Solar Developer, LLC | AC Electric | Accepted | 2019-09-19 | 2019-09-23 | 2020-09-23 | HANWHA SOLAR | Q.PEAK BLK-G5 315 | Solar Panels |  | 0.315 | 4 | 268 | 22 |  | Fixed | Roof
Solar Registration Program | NJSRRE1542422650 | WILLIAMSTOWN | 8094 | 15 | 7.56 | Residential | Yes | Behind the Meter | Vivint Solar Developer, LLC | AC Electric | Accepted | 2019-09-19 | 2019-09-23 | 2020-09-23 | solar edge | SE7600H-US | Inverters | 7600 |  | 1 |  |  | 0.992 |  | Outdoor | near utility meter
Solar Registration Program | NJSRRE1542423332 | WEST ORANGE | 7052 | 9 | 7.56 | Residential | No | Behind the Meter | Vivint Solar Developer, LLC | PSE&G | Accepted | 2019-09-20 | 2019-09-24 | 2020-09-24 | HANWHA SOLAR | Q.PEAK BLK-G5 315 | Solar Panels |  | 0.315 | 8 | 207 | 30 |  | Fixed | Roof
Solar Registration Program | NJSRRE1542423332 | WEST ORANGE | 7052 | 9 | 7.56 | Residential | No | Behind the Meter | Vivint Solar Developer, LLC | PSE&G | Accepted | 2019-09-20 | 2019-09-24 | 2020-09-24 | HANWHA SOLAR | Q.PEAK BLK-G5 315 | Solar Panels |  | 0.315 | 16 | 27 | 30 |  | Fixed | Roof
Solar Registration Program | NJSRRE1542423332 | WEST ORANGE | 7052 | 9 | 7.56 | Residential | No | Behind the Meter | Vivint Solar Developer, LLC | PSE&G | Accepted | 2019-09-20 | 2019-09-24 | 2020-09-24 | SOLAREDGE | SE7600H-US000BNC4 | Inverters | 7600 |  | 1 |  |  | 0.992 |  | Outdoor | Near The Utility Meter
Solar Registration Program | NJSRRE1542425531 | CAPE MAY | 8204 | 21 | 7.56 | Residential | Yes | Behind the Meter | Vivint Solar Developer, LLC | AC Electric | Accepted | 2019-09-20 | 2019-09-24 | 2020-09-24 | Hanwha | Q.PEAK BLK-G5 315 | Solar Panels |  | 0.315 | 9 | 201 | 31 |  | Fixed | Roof
Solar Registration Program | NJSRRE1542425531 | CAPE MAY | 8204 | 21 | 7.56 | Residential | Yes | Behind the Meter | Vivint Solar Developer, LLC | AC Electric | Accepted | 2019-09-20 | 2019-09-24 | 2020-09-24 | Hanwha | Q.PEAK BLK-G5 315 | Solar Panels |  | 0.315 | 3 | 291 | 31 |  | Fixed | Roof
Solar Registration Program | NJSRRE1542425531 | CAPE MAY | 8204 | 21 | 7.56 | Residential | Yes | Behind the Meter | Vivint Solar Developer, LLC | AC Electric | Accepted | 2019-09-20 | 2019-09-24 | 2020-09-24 | Hanwha | Q.PEAK BLK-G5 315 | Solar Panels |  | 0.315 | 6 | 111 | 31 |  | Fixed | Roof
Solar Registration Program | NJSRRE1542425531 | CAPE MAY | 8204 | 21 | 7.56 | Residential | Yes | Behind the Meter | Vivint Solar Developer, LLC | AC Electric | Accepted | 2019-09-20 | 2019-09-24 | 2020-09-24 | Hanwha | Q.PEAK BLK-G5 315 | Solar Panels |  | 0.315 | 6 | 291 | 31 |  | Fixed | Roof
Solar Registration Program | NJSRRE1542425531 | CAPE MAY | 8204 | 21 | 7.56 | Residential | Yes | Behind the Meter | Vivint Solar Developer, LLC | AC Electric | Accepted | 2019-09-20 | 2019-09-24 | 2020-09-24 | SolarEdge | SE7600H-US | Inverters | 7600 |  | 1 |  |  | 0.992 |  | Outdoor | Near the Utility Meter
Solar Registration Program | NJSRRE1542430930 | UPPER DEERFIELD | 8302 | 20 | 7.56 | Residential | Yes | Behind the Meter | Tesla Energy Operations Inc | AC Electric | Accepted | 2019-09-24 | 2019-09-25 | 2020-09-25 | Solivia 7.6 TL | Q.Peak DUO BLK-G5/SC315 | Solar Panels |  | 0.315 | 9 | 85 | 23 |  | Fixed | Roof
Solar Registration Program | NJSRRE1542430930 | UPPER DEERFIELD | 8302 | 20 | 7.56 | Residential | Yes | Behind the Meter | Tesla Energy Operations Inc | AC Electric | Accepted | 2019-09-24 | 2019-09-25 | 2020-09-25 | Hanwha Q-Cells | Q.Peak DUO BLK-G5/SC315 | Solar Panels |  | 0.315 | 6 | 265 | 23 |  | Fixed | Roof
Solar Registration Program | NJSRRE1542430930 | UPPER DEERFIELD | 8302 | 20 | 7.56 | Residential | Yes | Behind the Meter | Tesla Energy Operations Inc | AC Electric | Accepted | 2019-09-24 | 2019-09-25 | 2020-09-25 | Hanwha Q-Cells | Q.Peak DUO BLK-G5/SC315 | Solar Panels |  | 0.315 | 9 | 175 | 27 |  | Fixed | Roof
Solar Registration Program | NJSRRE1542430930 | UPPER DEERFIELD | 8302 | 20 | 7.56 | Residential | Yes | Behind the Meter | Tesla Energy Operations Inc | AC Electric | Accepted | 2019-09-24 | 2019-09-25 | 2020-09-25 | Delta | Solivia 7.6 TL | Inverters | 7600 |  | 1 |  |  | 0.975 |  | Outside | Outside
Solar Registration Program | NJSRRE1542430948 | South Orange | 7079 | 9 | 7.56 | Residential | Yes | Behind the Meter | Trinity Solar | PSE&G | Accepted | 2019-09-24 | 2019-09-26 | 2020-09-26 | Hanwha 315 | Q.PEAK DUO BLK-G5 315 | Solar Panels |  | 0.315 | 24 | 128 | 23 |  | Fixed | Roof
Solar Registration Program | NJSRRE1542430948 | South Orange | 7079 | 9 | 7.56 | Residential | Yes | Behind the Meter | Trinity Solar | PSE&G | Accepted | 2019-09-24 | 2019-09-26 | 2020-09-26 | Solar Edge | SE6000H-US | Inverters | 6000 |  | 1 |  |  | 0.97 |  | Outside | side of home
Solar Registration Program | NJSRRE1542460902 | Galloway | 8205 | 19 | 7.56 | Residential | Yes | Behind the Meter | Suntuity Solar LLC | AC Electric | Accepted | 2019-09-30 | 2019-10-02 | 2020-10-02 | Yingli Green Energy | YL315D-30b | Solar Panels |  | 0.315 | 24 | 222 | 25 |  | Fixed | Roof
Solar Registration Program | NJSRRE1542460902 | Galloway | 8205 | 19 | 7.56 | Residential | Yes | Behind the Meter | Suntuity Solar LLC | AC Electric | Accepted | 2019-09-30 | 2019-10-02 | 2020-10-02 | Enphase Energy | IQ7-60-2-US | Inverters | 240 |  | 24 |  |  | 0.97 |  | Outdoor | Behind the PV Modules
Solar Registration Program | NJSRRE1542461618 | FREEHOLD | 7728 | 17 | 7.56 | Residential | No | Behind the Meter | Tesla Energy Operations | JCP&L | Accepted | 2019-09-30 | 2019-10-11 | 2020-10-11 | Hanwha Q-Cells | # Q.Peak DUO BLK-G5/SC315 | Solar Panels |  | 0.315 | 1 | 253 | 37 |  | Fixed | Roof | outside
Solar Registration Program | NJSRRE1542461618 | FREEHOLD | 7728 | 17 | 7.56 | Residential | No | Behind the Meter | Tesla Energy Operations | JCP&L | Accepted | 2019-09-30 | 2019-10-11 | 2020-10-11 | Hanwha Q-Cells | # Q.Peak DUO BLK-G5/SC315 | Solar Panels |  | 0.315 | 14 | 163 | 37 |  | Fixed | Roof | outside
Solar Registration Program | NJSRRE1542461618 | FREEHOLD | 7728 | 17 | 7.56 | Residential | No | Behind the Meter | Tesla Energy Operations | JCP&L | Accepted | 2019-09-30 | 2019-10-11 | 2020-10-11 | Hanwha Q-Cells | # Q.Peak DUO BLK-G5/SC315 | Solar Panels |  | 0.315 | 5 | 163 | 37 |  | Fixed | Roof | outside
Solar Registration Program | NJSRRE1542461618 | FREEHOLD | 7728 | 17 | 7.56 | Residential | No | Behind the Meter | Tesla Energy Operations | JCP&L | Accepted | 2019-09-30 | 2019-10-11 | 2020-10-11 | Hanwha Q-Cells | # Q.Peak DUO BLK-G5/SC315 | Solar Panels |  | 0.315 | 4 | 73 | 37 |  | Fixed | Roof | outside
Solar Registration Program | NJSRRE1542461618 | FREEHOLD | 7728 | 17 | 7.56 | Residential | No | Behind the Meter | Tesla Energy Operations | JCP&L | Accepted | 2019-09-30 | 2019-10-11 | 2020-10-11 | SOLAREDGE | SE7600H-US000SNC2 | Inverters | 7600 |  | 1 |  |  | 0.99 |  | Outside | OUTSIDE
Solar Registration Program | NJSRRE1542478519 | Keyport | 7735 | 17 | 7.56 | Residential | Yes | Behind the Meter | Vivint Solar Developer, LLC | JCP&L | Accepted | 2019-10-01 | 2019-10-03 | 2020-10-03 | SOLAREDGE | SE7600H-US000BNC4 | Inverters | 7600 |  | 1 |  |  | 0.992 |  | Outdoor | Near The Utility Meter
Solar Registration Program | NJSRRE1542478519 | Keyport | 7735 | 17 | 7.56 | Residential | Yes | Behind the Meter | Vivint Solar Developer, LLC | JCP&L | Accepted | 2019-10-01 | 2019-10-03 | 2020-10-03 | Hanwha Solar | Q.PEAK BLK-G5 315 | Solar Panels |  | 0.315 | 8 | 327 | 18 |  | Fixed | Roof
Solar Registration Program | NJSRRE1542478519 | Keyport | 7735 | 17 | 7.56 | Residential | Yes | Behind the Meter | Vivint Solar Developer, LLC | JCP&L | Accepted | 2019-10-01 | 2019-10-03 | 2020-10-03 | HANWHA SOLAR | Q.PEAK BLK-G5 315 | Solar Panels |  | 0.315 | 16 | 147 | 18 |  | Fixed | Roof
Solar Registration Program | NJSRRE1542497208 | Manahawkin | 8050 | 18 | 7.56 | Residential | Yes | Behind the Meter | Trinity Solar | AC Electric | Accepted | 2019-10-02 | 2019-10-04 | 2020-10-04 | HANWHA | Q.PEAK DUO BLK-G5 315 | Solar Panels |  | 0.315 | 24 | 156 | 27 |  | Fixed | Roof
Solar Registration Program | NJSRRE1542497208 | Manahawkin | 8050 | 18 | 7.56 | Residential | Yes | Behind the Meter | Trinity Solar | AC Electric | Accepted | 2019-10-02 | 2019-10-04 | 2020-10-04 | Solar Edge | SE6000H-US000BNC4 | Inverters | 6000 |  | 1 |  |  | 0.97 |  | Outdoor | side of home
Solar Registration Program | NJSRRE1542497254 | Clifton | 7012 | 6 | 7.56 | Residential | Yes | Behind the Meter | Vivint Solar Developer, LLC | PSE&G | Accepted | 2019-10-02 | 2019-10-04 | 2020-10-04 | HANWHA SOLAR | Q.PEAK BLK-G5 315 | Solar Panels |  | 0.315 | 24 | 223 | 39 |  | Fixed | Roof
Solar Registration Program | NJSRRE1542497254 | Clifton | 7012 | 6 | 7.56 | Residential | Yes | Behind the Meter | Vivint Solar Developer, LLC | PSE&G | Accepted | 2019-10-02 | 2019-10-04 | 2020-10-04 | solar edge | SE7600H-US | Inverters | 7600 |  | 1 |  |  | 0.992 |  | Outdoor | near utility meter
Solar Registration Program | NJSRRE1542497274 | Union | 7083 | 10 | 7.56 | Residential | No | Behind the Meter | Trinity Solar | PSE&G | Accepted | 2019-10-02 | 2019-10-04 | 2020-10-04 | Hanwha | Q.PEAK DUO BLK-G5 315 | Solar Panels |  | 0.315 | 24 | 215 | 23 |  | Fixed | Roof
Solar Registration Program | NJSRRE1542497274 | Union | 7083 | 10 | 7.56 | Residential | No | Behind the Meter | Trinity Solar | PSE&G | Accepted | 2019-10-02 | 2019-10-04 | 2020-10-04 | Solar Edge | SE6000 | Inverters | 6000 |  | 1 |  |  | 0.97 |  | Outside | side of home
Solar Registration Program | NJSRRE1542500834 | North Arlington | 7031 | 7 | 7.56 | Residential | No | Behind the Meter | Trinity Solar | PSE&G | Accepted | 2019-10-03 | 2019-10-08 | 2020-10-08 | HANWHA | Q.PEAK DUO BLK-G5 315 | Solar Panels |  | 0.315 | 2 | 127 | 37 |  | Fixed | Roof
Solar Registration Program | NJSRRE1542500834 | North Arlington | 7031 | 7 | 7.56 | Residential | No | Behind the Meter | Trinity Solar | PSE&G | Accepted | 2019-10-03 | 2019-10-08 | 2020-10-08 | HANWHA | Q.PEAK DUO BLK-G5 315 | Solar Panels |  | 0.315 | 22 | 217 | 37 |  | Fixed | Roof
Solar Registration Program | NJSRRE1542500834 | North Arlington | 7031 | 7 | 7.56 | Residential | No | Behind the Meter | Trinity Solar | PSE&G | Accepted | 2019-10-03 | 2019-10-08 | 2020-10-08 | Solar Edge | SE6000H-US | Inverters | 6000 |  | 1 |  |  | 0.97 |  | Outdoor | side of home
Solar Registration Program | NJSRRE1542511034 | Bergenfield | 7621 | 7 | 7.56 | Residential | Yes | Behind the Meter | Trinity Solar | PSE&G | Accepted | 2019-10-07 | 2019-10-09 | 2020-10-09 | Hanwha | Q.PEAK DUO BLK-G5 315 | Solar Panels |  | 0.315 | 24 | 267 | 27 |  | Fixed | Roof
Solar Registration Program | NJSRRE1542511034 | Bergenfield | 7621 | 7 | 7.56 | Residential | Yes | Behind the Meter | Trinity Solar | PSE&G | Accepted | 2019-10-07 | 2019-10-09 | 2020-10-09 | Solar Edge | SE6000 | Inverters | 6000 |  | 1 |  |  | 0.97 |  | Outside | side of home
Solar Registration Program | NJSRRE1542521402 | Bloomfield | 7003 | 9 | 7.56 | Residential | No | Behind the Meter | Trinity Solar | PSE&G | Accepted | 2019-10-09 | 2019-10-11 | 2020-10-11 | Hanwha | Q.PEAK DUO BLK-G5 315 | Solar Panels |  | 0.315 | 12 | 189 | 45 |  | Fixed | Roof
Solar Registration Program | NJSRRE1542521402 | Bloomfield | 7003 | 9 | 7.56 | Residential | No | Behind the Meter | Trinity Solar | PSE&G | Accepted | 2019-10-09 | 2019-10-11 | 2020-10-11 | Hanwha | Q.PEAK DUO BLK-G5 315 | Solar Panels |  | 0.315 | 3 | 279 | 52 |  | Fixed | Roof
Solar Registration Program | NJSRRE1542521402 | Bloomfield | 7003 | 9 | 7.56 | Residential | No | Behind the Meter | Trinity Solar | PSE&G | Accepted | 2019-10-09 | 2019-10-11 | 2020-10-11 | Hanwha | Q.PEAK DUO BLK-G5 315 | Solar Panels |  | 0.315 | 3 | 99 | 52 |  | Fixed | Roof
Solar Registration Program | NJSRRE1542521402 | Bloomfield | 7003 | 9 | 7.56 | Residential | No | Behind the Meter | Trinity Solar | PSE&G | Accepted | 2019-10-09 | 2019-10-11 | 2020-10-11 | Hanwha | Q.PEAK DUO BLK-G5 315 | Solar Panels |  | 0.315 | 3 | 99 | 45 |  | Fixed | Roof
Solar Registration Program | NJSRRE1542521402 | Bloomfield | 7003 | 9 | 7.56 | Residential | No | Behind the Meter | Trinity Solar | PSE&G | Accepted | 2019-10-09 | 2019-10-11 | 2020-10-11 | Hanwha | Q.PEAK DUO BLK-G5 315 | Solar Panels |  | 0.315 | 3 | 279 | 45 |  | Fixed | Roof
Solar Registration Program | NJSRRE1542521402 | Bloomfield | 7003 | 9 | 7.56 | Residential | No | Behind the Meter | Trinity Solar | PSE&G | Accepted | 2019-10-09 | 2019-10-11 | 2020-10-11 | Solar Edge | SE6000 | Inverters | 6000 |  | 1 |  |  | 0.97 |  | Outside | side of home
Solar Registration Program | NJSRRE1542521918 | BURLINGTON | 8016 | 13 | 7.56 | Residential | No | Behind the Meter | Vivint Solar Developer, LLC | PSE&G | Accepted | 2019-10-09 | 2019-12-05 | 2020-12-05 | Hanwha Solar | Q.PEAK BLK-G5 315 | Solar Panels |  | 0.315 | 24 | 126 | 26 |  | Fixed | Roof
Solar Registration Program | NJSRRE1542521918 | BURLINGTON | 8016 | 13 | 7.56 | Residential | No | Behind the Meter | Vivint Solar Developer, LLC | PSE&G | Accepted | 2019-10-09 | 2019-12-05 | 2020-12-05 | SolarEdge | SE7600H-US000BNC4 | Inverters | 7600 |  | 1 |  |  | 0.992 |  | Outdoor | near the utility meter
Solar Registration Program | NJSRRE1542523897 | Keyport | 7735 | 17 | 7.56 | Residential | Yes | Behind the Meter | Vivint Solar Developer, LLC | JCP&L | Accepted | 2019-10-18 | 2019-10-18 | 2020-10-18 | HANWHA SOLAR | Q.PEAK BLK-G5 315 | Solar Panels |  | 0.315 | 10 | 74 | 23 |  | Fixed | Roof
Solar Registration Program | NJSRRE1542523897 | Keyport | 7735 | 17 | 7.56 | Residential | Yes | Behind the Meter | Vivint Solar Developer, LLC | JCP&L | Accepted | 2019-10-18 | 2019-10-18 | 2020-10-18 | HANWHA SOLAR | Q.PEAK BLK-G5 315 | Solar Panels |  | 0.315 | 14 | 254 | 23 |  | Fixed | Roof
Solar Registration Program | NJSRRE1542523897 | Keyport | 7735 | 17 | 7.56 | Residential | Yes | Behind the Meter | Vivint Solar Developer, LLC | JCP&L | Accepted | 2019-10-18 | 2019-10-18 | 2020-10-18 | SOLAREDGE | SE7600H-US000BNC4 | Inverters | 7600 |  | 1 |  |  | 0.992 |  | Outdoor | Near the Utility Meter
Solar Registration Program | NJSRRE1542538845 | WEST WINDSOR TWP | 8550 | 12 | 7.56 | Residential | Yes | Behind the Meter | Tesla Energy Operations | PSE&G | Accepted | 2019-10-12 | 2019-10-16 | 2020-10-16 | Hanwha Q-Cells | Q.Peak DUO BLK-G5/SC315 | Solar Panels |  | 0.315 | 24 | 128 | 23 |  | Fixed | Roof | OUTDOORS
Solar Registration Program | NJSRRE1542538845 | WEST WINDSOR TWP | 8550 | 12 | 7.56 | Residential | Yes | Behind the Meter | Tesla Energy Operations | PSE&G | Accepted | 2019-10-12 | 2019-10-16 | 2020-10-16 | Delta | Solivia 7.6 TL | Inverters | 7600 |  | 1 |  |  | 0.975 |  | Indoor | INSIDE
Solar Registration Program | NJSRRE1542538845 | WEST WINDSOR TWP | 8550 | 12 | 7.56 | Residential | Yes | Behind the Meter | Tesla Energy Operations | PSE&G | Accepted | 2019-10-12 | 2019-10-16 | 2020-10-16 | TESLA | AC POWERWALL 2.0 | Electric Storage Battery |  |  | 1 |  |  |  | Lithium Ion |  | INSIDE
Solar Registration Program | NJSRRE1542546619 | Monroe Township | 8831 | 11 | 7.56 | Residential | Yes | Behind the Meter | Suntuity Solar LLC | JCP&L | Accepted | 2019-10-16 | 2019-10-18 | 2020-10-18 | Yingli Green Energy | YL315D-30b | Solar Panels |  | 0.315 | 18 | 160 | 40 |  | Fixed | Roof
Solar Registration Program | NJSRRE1542546619 | Monroe Township | 8831 | 11 | 7.56 | Residential | Yes | Behind the Meter | Suntuity Solar LLC | JCP&L | Accepted | 2019-10-16 | 2019-10-18 | 2020-10-18 | Yingli Green Energy | YL315D-30b | Solar Panels |  | 0.315 | 6 | 160 | 40 |  | Fixed | Roof
Solar Registration Program | NJSRRE1542546619 | Monroe Township | 8831 | 11 | 7.56 | Residential | Yes | Behind the Meter | Suntuity Solar LLC | JCP&L | Accepted | 2019-10-16 | 2019-10-18 | 2020-10-18 | Enphase Energy | IQ7-60-2-US | Inverters | 240 |  | 24 |  |  | 0.97 |  | Outdoor | Behind the PV Modules
Solar Registration Program | NJSRRE1542546730 | Monroe Township | 8831 | 11 | 7.56 | Residential | No | Behind the Meter | Suntuity Solar LLC | JCP&L | Accepted | 2019-10-16 | 2019-10-18 | 2020-10-18 | Yingli Green Energy | YL315D-30b | Solar Panels |  | 0.315 | 16 | 137 | 44 |  | Fixed | Roof
Solar Registration Program | NJSRRE1542546730 | Monroe Township | 8831 | 11 | 7.56 | Residential | No | Behind the Meter | Suntuity Solar LLC | JCP&L | Accepted | 2019-10-16 | 2019-10-18 | 2020-10-18 | Yingli Green Energy | YL315D-30b | Solar Panels |  | 0.315 | 8 | 137 | 44 |  | Fixed | Roof
Solar Registration Program | NJSRRE1542546730 | Monroe Township | 8831 | 11 | 7.56 | Residential | No | Behind the Meter | Suntuity Solar LLC | JCP&L | Accepted | 2019-10-16 | 2019-10-18 | 2020-10-18 | Enphase Energy | IQ7-60-2-US | Inverters | 240 |  | 24 |  |  | 0.97 |  | Outdoor | Behind the PV Modules
Solar Registration Program | NJSRRE1542548498 | Newark | 7106 | 9 | 7.56 | Residential | Yes | Behind the Meter | Vivint Solar Developer, LLC | PSE&G | Accepted | 2019-10-16 | 2019-10-18 | 2020-10-18 | Hanwha | Q.PEAK BLK-G5 315 | Solar Panels |  | 0.315 | 17 | 101 | 24 |  | Fixed | Roof
Solar Registration Program | NJSRRE1542548498 | Newark | 7106 | 9 | 7.56 | Residential | Yes | Behind the Meter | Vivint Solar Developer, LLC | PSE&G | Accepted | 2019-10-16 | 2019-10-18 | 2020-10-18 | Hanwha | Q.PEAK BLK-G5 315 | Solar Panels |  | 0.315 | 7 | 281 | 24 |  | Fixed | Roof
Solar Registration Program | NJSRRE1542548498 | Newark | 7106 | 9 | 7.56 | Residential | Yes | Behind the Meter | Vivint Solar Developer, LLC | PSE&G | Accepted | 2019-10-16 | 2019-10-18 | 2020-10-18 | Solar Edge | SE7600H-US000BNC4 | Inverters | 7600 |  | 1 |  |  | 0.992 |  | Outdoor | Near the Utility Meter
Solar Registration Program | NJSRRE1542553584 | Burlington Township | 8016 | 13 | 7.56 | Residential | No | Behind the Meter | Trinity Solar | PSE&G | Accepted | 2019-10-17 | 2019-10-21 | 2020-10-21 | Hanwha | Q.PEAK DUO BLK-G5 315 | Solar Panels |  | 0.315 | 8 | 181 | 27 |  | Fixed | Roof
Solar Registration Program | NJSRRE1542553584 | Burlington Township | 8016 | 13 | 7.56 | Residential | No | Behind the Meter | Trinity Solar | PSE&G | Accepted | 2019-10-17 | 2019-10-21 | 2020-10-21 | Hanwha | Q.PEAK DUO BLK-G5 315 | Solar Panels |  | 0.315 | 10 | 181 | 30 |  | Fixed | Roof
Solar Registration Program | NJSRRE1542553584 | Burlington Township | 8016 | 13 | 7.56 | Residential | No | Behind the Meter | Trinity Solar | PSE&G | Accepted | 2019-10-17 | 2019-10-21 | 2020-10-21 | Hanwha | Q.PEAK DUO BLK-G5 315 | Solar Panels |  | 0.315 | 6 | 181 | 9 |  | Fixed | Roof
Solar Registration Program | NJSRRE1542553584 | Burlington Township | 8016 | 13 | 7.56 | Residential | No | Behind the Meter | Trinity Solar | PSE&G | Accepted | 2019-10-17 | 2019-10-21 | 2020-10-21 | Solar Edge | SE6000 | Inverters | 6000 |  | 1 |  |  | 0.97 |  | Outside | side of home
Solar Registration Program | NJSRRE1542553673 | Carteret | 7008 | 11 | 7.56 | Residential | No | Behind the Meter | Trinity Solar | PSE&G | Accepted | 2019-10-17 | 2019-10-21 | 2020-10-21 | Hanwha | Q.PEAK DUO BLK-G5 315 | Solar Panels |  | 0.315 | 10 | 353 | 18 |  | Fixed | Roof
Solar Registration Program | NJSRRE1542553673 | Carteret | 7008 | 11 | 7.56 | Residential | No | Behind the Meter | Trinity Solar | PSE&G | Accepted | 2019-10-17 | 2019-10-21 | 2020-10-21 | Hanwha | Q.PEAK DUO BLK-G5 315 | Solar Panels |  | 0.315 | 8 | 173 | 18 |  | Fixed | Roof
Solar Registration Program | NJSRRE1542553673 | Carteret | 7008 | 11 | 7.56 | Residential | No | Behind the Meter | Trinity Solar | PSE&G | Accepted | 2019-10-17 | 2019-10-21 | 2020-10-21 | Hanwha | Q.PEAK DUO BLK-G5 315 | Solar Panels |  | 0.315 | 6 | 173 | 18 |  | Fixed | Roof
Solar Registration Program | NJSRRE1542553673 | Carteret | 7008 | 11 | 7.56 | Residential | No | Behind the Meter | Trinity Solar | PSE&G | Accepted | 2019-10-17 | 2019-10-21 | 2020-10-21 | Solar Edge | SE6000 | Inverters | 6000 |  | 1 |  |  | 0.97 |  | Outside | side of home
Solar Registration Program | NJSRRE1542553945 | Landing | 7850 | 3 | 7.56 | Residential | Yes | Behind the Meter | Pro Custom Solar dba Momentum Solar | JCP&L | Accepted | 2019-10-17 | 2019-10-21 | 2020-10-21 | Hanwha | Q.Peak DUO BLK-G5 315 | Solar Panels |  | 0.315 | 16 | 105 | 34 |  | Fixed | Roof
Solar Registration Program | NJSRRE1542553945 | Landing | 7850 | 3 | 7.56 | Residential | Yes | Behind the Meter | Pro Custom Solar dba Momentum Solar | JCP&L | Accepted | 2019-10-17 | 2019-10-21 | 2020-10-21 | Hanwha | Q.Peak DUO BLK-G5 315 | Solar Panels |  | 0.315 | 8 | 285 | 17 |  | Fixed | Roof
Solar Registration Program | NJSRRE1542553945 | Landing | 7850 | 3 | 7.56 | Residential | Yes | Behind the Meter | Pro Custom Solar dba Momentum Solar | JCP&L | Accepted | 2019-10-17 | 2019-10-21 | 2020-10-21 | Enphase Energy | IQ6-60-2-US | Inverters | 240 |  | 24 |  |  | 0.97 |  | Outdoor | Roof
Solar Registration Program | NJSRRE1542556913 | Brick | 8723 | 18 | 7.56 | Residential | Yes | Behind the Meter | Trinity Solar | JCP&L | Accepted | 2019-10-18 | 2019-10-22 | 2020-10-22 | HANWHA | Q.PEAK DUO BLK-G5 315 | Solar Panels |  | 0.315 | 18 | 225 | 23 |  | Fixed | Roof
Solar Registration Program | NJSRRE1542556913 | Brick | 8723 | 18 | 7.56 | Residential | Yes | Behind the Meter | Trinity Solar | JCP&L | Accepted | 2019-10-18 | 2019-10-22 | 2020-10-22 | HANWHA | Q.PEAK DUO BLK-G5 315 | Solar Panels |  | 0.315 | 6 | 225 | 23 |  | Fixed | Roof
Solar Registration Program | NJSRRE1542556913 | Brick | 8723 | 18 | 7.56 | Residential | Yes | Behind the Meter | Trinity Solar | JCP&L | Accepted | 2019-10-18 | 2019-10-22 | 2020-10-22 | Solar Edge | SE6000H-US000BNC4 | Inverters | 6000 |  | 1 |  |  | 0.97 |  | Outdoor | side of home
Solar Registration Program | NJSRRE1542561781 | Deptford Township | 8096 | 15 | 7.56 | Residential | No | Behind the Meter | Suntuity Solar LLC | PSE&G | Accepted | 2019-10-21 | 2019-10-22 | 2020-10-22 | Yingli Green Energy | YL315D-30b | Solar Panels |  | 0.315 | 19 | 99 | 30 |  | Fixed | Roof
Solar Registration Program | NJSRRE1542561781 | Deptford Township | 8096 | 15 | 7.56 | Residential | No | Behind the Meter | Suntuity Solar LLC | PSE&G | Accepted | 2019-10-21 | 2019-10-22 | 2020-10-22 | Yingli Green Energy | YL315D-30b | Solar Panels |  | 0.315 | 5 | 99 | 30 |  | Fixed | Roof
Solar Registration Program | NJSRRE1542561781 | Deptford Township | 8096 | 15 | 7.56 | Residential | No | Behind the Meter | Suntuity Solar LLC | PSE&G | Accepted | 2019-10-21 | 2019-10-22 | 2020-10-22 | Enphase Energy | IQ7-60-2-US | Inverters | 240 |  | 24 |  |  | 0.97 |  | Outdoor | Behind the PV Modules
Solar Registration Program | NJSRRE1542561826 | Washington | 7882 | 2 | 7.56 | Residential | Yes | Behind the Meter | Pro Custom Solar dba Momentum Solar | JCP&L | Accepted | 2019-10-21 | 2019-10-31 | 2020-10-31 | Hanwha | Q.Peak DUO BLK-G5 315 | Solar Panels |  | 0.315 | 17 | 155 | 32 |  | Fixed | Roof
Solar Registration Program | NJSRRE1542561826 | Washington | 7882 | 2 | 7.56 | Residential | Yes | Behind the Meter | Pro Custom Solar dba Momentum Solar | JCP&L | Accepted | 2019-10-21 | 2019-10-31 | 2020-10-31 | Hanwha | Q.Peak DUO BLK-G5 315 | Solar Panels |  | 0.315 | 7 | 335 | 32 |  | Fixed | Roof
Solar Registration Program | NJSRRE1542561826 | Washington | 7882 | 2 | 7.56 | Residential | Yes | Behind the Meter | Pro Custom Solar dba Momentum Solar | JCP&L | Accepted | 2019-10-21 | 2019-10-31 | 2020-10-31 | Enphase Energy | IQ7-60-2-US | Inverters | 250 |  | 24 |  |  | 0.97 |  | Outdoor | Roof
Solar Registration Program | NJSRRE1542574993 | South Plainfield | 7080 | 11 | 7.56 | Residential | Yes | Behind the Meter | Trinity Solar | PSE&G | Accepted | 2019-10-22 | 2019-10-24 | 2020-10-24 | HANWHA | Q.PEAK DUO BLK-G5 315 | Solar Panels |  | 0.315 | 24 | 167 | 23 |  | Fixed | Roof
Solar Registration Program | NJSRRE1542574993 | South Plainfield | 7080 | 11 | 7.56 | Residential | Yes | Behind the Meter | Trinity Solar | PSE&G | Accepted | 2019-10-22 | 2019-10-24 | 2020-10-24 | Solar Edge | SE6000H-US000BNC4 | Inverters | 6000 |  | 1 |  |  | 0.97 |  | Outdoor | side of home
Solar Registration Program | NJSRRE1542579210 | Glassboro | 8028 | 15 | 7.56 | Residential | Yes | Behind the Meter | Trinity Solar | AC Electric | Accepted | 2019-10-23 | 2019-10-25 | 2020-10-25 | HANWHA | Q.PEAK DUO BLK-G5 315 | Solar Panels |  | 0.315 | 24 | 27 | 75 |  | Fixed | Roof
Solar Registration Program | NJSRRE1542579210 | Glassboro | 8028 | 15 | 7.56 | Residential | Yes | Behind the Meter | Trinity Solar | AC Electric | Accepted | 2019-10-23 | 2019-10-25 | 2020-10-25 | SOLAR EDGE | SE6000H-US | Inverters | 6000 |  | 1 |  |  | 0.97 |  | Outdoor | SIDE OF HOME
Solar Registration Program | NJSRRE1542579832 | PHILLIPSBURG | 8865 | 2 | 7.56 | Residential | Yes | Behind the Meter | Vivint Solar Developer, LLC | JCP&L | Accepted | 2019-10-23 | 2019-10-25 | 2020-10-25 | Hanwha | Q.PEAK BLK-G5 315 | Solar Panels |  | 0.315 | 9 | 53 | 39 |  | Fixed | Roof
Solar Registration Program | NJSRRE1542579832 | PHILLIPSBURG | 8865 | 2 | 7.56 | Residential | Yes | Behind the Meter | Vivint Solar Developer, LLC | JCP&L | Accepted | 2019-10-23 | 2019-10-25 | 2020-10-25 | Hanwha | Q.PEAK BLK-G5 315 | Solar Panels |  | 0.315 | 5 | 53 | 36 |  | Fixed | Roof
Solar Registration Program | NJSRRE1542579832 | PHILLIPSBURG | 8865 | 2 | 7.56 | Residential | Yes | Behind the Meter | Vivint Solar Developer, LLC | JCP&L | Accepted | 2019-10-23 | 2019-10-25 | 2020-10-25 | Hanwha | Q.PEAK BLK-G5 315 | Solar Panels |  | 0.315 | 6 | 233 | 36 |  | Fixed | Roof
Solar Registration Program | NJSRRE1542579832 | PHILLIPSBURG | 8865 | 2 | 7.56 | Residential | Yes | Behind the Meter | Vivint Solar Developer, LLC | JCP&L | Accepted | 2019-10-23 | 2019-10-25 | 2020-10-25 | Hanwha | Q.PEAK BLK-G5 315 | Solar Panels |  | 0.315 | 4 | 233 | 39 |  | Fixed | Roof
Solar Registration Program | NJSRRE1542579832 | PHILLIPSBURG | 8865 | 2 | 7.56 | Residential | Yes | Behind the Meter | Vivint Solar Developer, LLC | JCP&L | Accepted | 2019-10-23 | 2019-10-25 | 2020-10-25 | Solar Edge | SE7600H-US | Inverters | 7600 |  | 1 |  |  | 0.992 |  | Outdoor | Near the Utility Meter
Solar Registration Program | NJSRRE1542581806 | Bayville | 8721 | 18 | 7.56 | Residential | Yes | Behind the Meter | Trinity Solar | JCP&L | Accepted | 2019-10-24 | 2019-10-28 | 2020-10-28 | Hanwha | Q.PEAK DUO BLK-G5 315 | Solar Panels |  | 0.315 | 24 | 184 | 18 |  | Fixed | Roof
Solar Registration Program | NJSRRE1542581806 | Bayville | 8721 | 18 | 7.56 | Residential | Yes | Behind the Meter | Trinity Solar | JCP&L | Accepted | 2019-10-24 | 2019-10-28 | 2020-10-28 | Solar Edge | SE6000 | Inverters | 6000 |  | 1 |  |  | 0.97 |  | Outside | side of home
Solar Registration Program | NJSRRE1542589583 | Clifton | 7013 | 6 | 7.56 | Residential | No | Behind the Meter | Trinity Solar | PSE&G | Accepted | 2019-10-25 | 2019-10-29 | 2020-10-29 | Hanwha 315 | Q.PEAK DUO BLK-G5 315 | Solar Panels |  | 0.315 | 17 | 215 | 40 |  | Fixed | Roof
Solar Registration Program | NJSRRE1542589583 | Clifton | 7013 | 6 | 7.56 | Residential | No | Behind the Meter | Trinity Solar | PSE&G | Accepted | 2019-10-25 | 2019-10-29 | 2020-10-29 | Hanwha 315 | Q.PEAK DUO BLK-G5 315 | Solar Panels |  | 0.315 | 7 | 125 | 40 |  | Fixed | Roof
Solar Registration Program | NJSRRE1542589583 | Clifton | 7013 | 6 | 7.56 | Residential | No | Behind the Meter | Trinity Solar | PSE&G | Accepted | 2019-10-25 | 2019-10-29 | 2020-10-29 | Solar Edge | SE6000H-US | Inverters | 6000 |  | 1 |  |  | 0.97 |  | Outside | side of home
Solar Registration Program | NJSRRE1542589708 | Bound Brook | 8805 | 5 | 7.56 | Residential | Yes | Behind the Meter | Trinity Solar | PSE&G | Accepted | 2019-10-25 | 2019-10-29 | 2020-10-29 | Hanwha | Q.PEAK DUO BLK-G5 315 | Solar Panels |  | 0.315 | 14 | 78 | 40 |  | Fixed | Roof
Solar Registration Program | NJSRRE1542589708 | Bound Brook | 8805 | 5 | 7.56 | Residential | Yes | Behind the Meter | Trinity Solar | PSE&G | Accepted | 2019-10-25 | 2019-10-29 | 2020-10-29 | Hanwha | Q.PEAK DUO BLK-G5 315 | Solar Panels |  | 0.315 | 10 | 258 | 40 |  | Fixed | Roof
Solar Registration Program | NJSRRE1542589708 | Bound Brook | 8805 | 5 | 7.56 | Residential | Yes | Behind the Meter | Trinity Solar | PSE&G | Accepted | 2019-10-25 | 2019-10-29 | 2020-10-29 | Solar Edge | SE6000 | Inverters | 6000 |  | 1 |  |  | 0.97 |  | Outside | side of home
Solar Registration Program | NJSRRE1542684317 | JAMESBURG | 8831 | 11 | 7.56 | Residential | Yes | Behind the Meter | Vivint Solar Developer, LLC | JCP&L | Accepted | 2019-10-28 | 2019-10-30 | 2020-10-30 | Hanwha | Q.PEAK BLK-G5 315 | Solar Panels |  | 0.315 | 8 | 300 | 22 |  | Fixed | Roof
Solar Registration Program | NJSRRE1542684317 | JAMESBURG | 8831 | 11 | 7.56 | Residential | Yes | Behind the Meter | Vivint Solar Developer, LLC | JCP&L | Accepted | 2019-10-28 | 2019-10-30 | 2020-10-30 | Hanwha | Q.PEAK BLK-G5 315 | Solar Panels |  | 0.315 | 12 | 210 | 12 |  | Fixed | Roof
Solar Registration Program | NJSRRE1542684317 | JAMESBURG | 8831 | 11 | 7.56 | Residential | Yes | Behind the Meter | Vivint Solar Developer, LLC | JCP&L | Accepted | 2019-10-28 | 2019-10-30 | 2020-10-30 | Hanwha | Q.PEAK BLK-G5 315 | Solar Panels |  | 0.315 | 4 | 30 | 12 |  | Fixed | Roof
Solar Registration Program | NJSRRE1542684317 | JAMESBURG | 8831 | 11 | 7.56 | Residential | Yes | Behind the Meter | Vivint Solar Developer, LLC | JCP&L | Accepted | 2019-10-28 | 2019-10-30 | 2020-10-30 | Solar Edge | SE7600H-US000BNC4 | Inverters | 7600 |  | 1 |  |  | 0.992 |  | Outdoor | Near the utility meter
Solar Registration Program | NJSRRE1542792024 | Eastampton | 8060 | 13 | 7.56 | Residential | No | Behind the Meter | Trinity Solar | PSE&G | Accepted | 2019-10-30 | 2019-11-01 | 2020-11-01 | Hanwha 315 | Q.PEAK DUO BLK-G5 315 | Solar Panels |  | 0.315 | 14 | 160 | 27 |  | Fixed | Roof
Solar Registration Program | NJSRRE1542792024 | Eastampton | 8060 | 13 | 7.56 | Residential | No | Behind the Meter | Trinity Solar | PSE&G | Accepted | 2019-10-30 | 2019-11-01 | 2020-11-01 | Hanwha 315 | Q.PEAK DUO BLK-G5 315 | Solar Panels |  | 0.315 | 10 | 160 | 27 |  | Fixed | Roof
Solar Registration Program | NJSRRE1542792024 | Eastampton | 8060 | 13 | 7.56 | Residential | No | Behind the Meter | Trinity Solar | PSE&G | Accepted | 2019-10-30 | 2019-11-01 | 2020-11-01 | Solar Edge | SE6000H-US | Inverters | 6000 |  | 1 |  |  | 0.97 |  | Outside | side of home
Solar Registration Program | NJSRRE1542818554 | Bound Brook | 8805 | 5 | 7.56 | Residential | Yes | Behind the Meter | Trinity Solar | PSE&G | Accepted | 2019-10-30 | 2019-11-01 | 2020-11-01 | YINGLI 315 | YL315D-30b | Solar Panels |  | 0.315 | 4 | 177 | 12 |  | Fixed | Roof
Solar Registration Program | NJSRRE1542818554 | Bound Brook | 8805 | 5 | 7.56 | Residential | Yes | Behind the Meter | Trinity Solar | PSE&G | Accepted | 2019-10-30 | 2019-11-01 | 2020-11-01 | YINGLI 315 | YL315D-30b | Solar Panels |  | 0.315 | 20 | 177 | 37 |  | Fixed | Roof
Solar Registration Program | NJSRRE1542818554 | Bound Brook | 8805 | 5 | 7.56 | Residential | Yes | Behind the Meter | Trinity Solar | PSE&G | Accepted | 2019-10-30 | 2019-11-01 | 2020-11-01 | Solar Edge | SE6000H-US000BNC4 | Inverters | 6000 |  | 1 |  |  | 0.97 |  | Outdoor | side of home
Solar Registration Program | NJSRRE1542832711 | PORT NORRIS | 8349 | 20 | 7.56 | Residential | Yes | Behind the Meter | Pro Custom Solar dba Momentum Solar | AC Electric | Accepted | 2019-10-30 | 2019-11-01 | 2020-11-01 | HANWHA | Q.PEAK DUO BLK-G5 315 | Solar Panels |  | 0.315 | 24 | 260 | 17 |  | Fixed | Roof
Solar Registration Program | NJSRRE1542832711 | PORT NORRIS | 8349 | 20 | 7.56 | Residential | Yes | Behind the Meter | Pro Custom Solar dba Momentum Solar | AC Electric | Accepted | 2019-10-30 | 2019-11-01 | 2020-11-01 | Enphase Energy | IQ6-60-2-US | Inverters | 240 |  | 24 |  |  | 0.97 |  | Outdoor | Roof
Solar Registration Program | NJSRRE1542846713 | Bound Brook | 8805 | 5 | 7.56 | Residential | Yes | Behind the Meter | Vivint Solar Developer, LLC | PSE&G | Accepted | 2019-10-31 | 2019-11-04 | 2020-11-04 | HANWHA SOLAR | Q.PEAK BLK-G5 315 | Solar Panels |  | 0.315 | 9 | 259 | 15 |  | Fixed | Roof
Solar Registration Program | NJSRRE1542846713 | Bound Brook | 8805 | 5 | 7.56 | Residential | Yes | Behind the Meter | Vivint Solar Developer, LLC | PSE&G | Accepted | 2019-10-31 | 2019-11-04 | 2020-11-04 | HANWHA SOLAR | Q.PEAK BLK-G5 315 | Solar Panels |  | 0.315 | 15 | 169 | 36 |  | Fixed | Roof
Solar Registration Program | NJSRRE1542846713 | Bound Brook | 8805 | 5 | 7.56 | Residential | Yes | Behind the Meter | Vivint Solar Developer, LLC | PSE&G | Accepted | 2019-10-31 | 2019-11-04 | 2020-11-04 | solar edge | SE7600H-US | Inverters | 7600 |  | 1 |  |  | 0.992 |  | Outdoor | near utility meter
Solar Registration Program | NJSRRE1542850402 | Moorestown | 8057 | 13 | 7.56 | Residential | Yes | Behind the Meter | Vivint Solar Developer, LLC | PSE&G | Accepted | 2019-10-31 | 2019-11-04 | 2020-11-04 | HANWHA SOLAR | Q.PEAK BLK-G5 315 | Solar Panels |  | 0.315 | 14 | 82 | 38 |  | Fixed | Roof
Solar Registration Program | NJSRRE1542850402 | Moorestown | 8057 | 13 | 7.56 | Residential | Yes | Behind the Meter | Vivint Solar Developer, LLC | PSE&G | Accepted | 2019-10-31 | 2019-11-04 | 2020-11-04 | HANWHA SOLAR | Q.PEAK BLK-G5 315 | Solar Panels |  | 0.315 | 3 | 262 | 14 |  | Fixed | Roof
Solar Registration Program | NJSRRE1542850402 | Moorestown | 8057 | 13 | 7.56 | Residential | Yes | Behind the Meter | Vivint Solar Developer, LLC | PSE&G | Accepted | 2019-10-31 | 2019-11-04 | 2020-11-04 | HANWHA SOLAR | Q.PEAK BLK-G5 315 | Solar Panels |  | 0.315 | 7 | 262 | 14 |  | Fixed | Roof
Solar Registration Program | NJSRRE1542850402 | Moorestown | 8057 | 13 | 7.56 | Residential | Yes | Behind the Meter | Vivint Solar Developer, LLC | PSE&G | Accepted | 2019-10-31 | 2019-11-04 | 2020-11-04 | SOLAREDGE | SE7600H-US000BNC4 | Inverters | 7600 |  | 1 |  |  | 0.992 |  | Outdoor | Near the Utility Meter
Solar Registration Program | NJSRRE1542907161 | EDISON TWP | 8837 | 11 | 7.56 | Residential | Yes | Behind the Meter | Tesla Energy Operations | PSE&G | Accepted | 2019-11-03 | 2019-11-05 | 2020-11-05 | Hanwha Q-Cells | Q.Peak DUO BLK-G5/SC315 | Solar Panels |  | 0.315 | 8 | 82 | 27 |  | Fixed | Roof
Solar Registration Program | NJSRRE1542907161 | EDISON TWP | 8837 | 11 | 7.56 | Residential | Yes | Behind the Meter | Tesla Energy Operations | PSE&G | Accepted | 2019-11-03 | 2019-11-05 | 2020-11-05 | Hanwha Q-Cells | Q.Peak DUO BLK-G5/SC315 | Solar Panels |  | 0.315 | 16 | 262 | 27 |  | Fixed | Roof
Solar Registration Program | NJSRRE1542907161 | EDISON TWP | 8837 | 11 | 7.56 | Residential | Yes | Behind the Meter | Tesla Energy Operations | PSE&G | Accepted | 2019-11-03 | 2019-11-05 | 2020-11-05 | SOLAREDGE | SE7600H-US000SNC2 | Inverters | 7600 |  | 1 |  |  | 0.99 |  | Outdoor | Outdoor
Solar Registration Program | NJSRRE1542907693 | Gloucester City | 8030 | 14 | 7.56 | Residential | Yes | Behind the Meter | Trinity Solar | PSE&G | Accepted | 2019-11-04 | 2019-11-06 | 2020-11-06 | Hanwha | Q.PEAK DUO BLK-G5 315 | Solar Panels |  | 0.315 | 24 | 219 | 23 |  | Fixed | Roof
Solar Registration Program | NJSRRE1542907693 | Gloucester City | 8030 | 14 | 7.56 | Residential | Yes | Behind the Meter | Trinity Solar | PSE&G | Accepted | 2019-11-04 | 2019-11-06 | 2020-11-06 | Solar Edge | SE6000 | Inverters | 6000 |  | 1 |  |  | 0.97 |  | Outside | side of home
Solar Registration Program | NJSRRE1542909515 | Point Pleasant | 8742 | 18 | 7.56 | Residential | Yes | Behind the Meter | Trinity Solar | JCP&L | Accepted | 2019-11-04 | 2019-11-06 | 2020-11-06 | Hanwha | Q.PEAK DUO BLK-G5 315 | Solar Panels |  | 0.315 | 11 | 133 | 18 |  | Fixed | Roof
Solar Registration Program | NJSRRE1542909515 | Point Pleasant | 8742 | 18 | 7.56 | Residential | Yes | Behind the Meter | Trinity Solar | JCP&L | Accepted | 2019-11-04 | 2019-11-06 | 2020-11-06 | Hanwha | Q.PEAK DUO BLK-G5 315 | Solar Panels |  | 0.315 | 6 | 133 | 18 |  | Fixed | Roof
Solar Registration Program | NJSRRE1542909515 | Point Pleasant | 8742 | 18 | 7.56 | Residential | Yes | Behind the Meter | Trinity Solar | JCP&L | Accepted | 2019-11-04 | 2019-11-06 | 2020-11-06 | Hanwha | Q.PEAK DUO BLK-G5 315 | Solar Panels |  | 0.315 | 7 | 133 | 18 |  | Fixed | Roof
Solar Registration Program | NJSRRE1542909515 | Point Pleasant | 8742 | 18 | 7.56 | Residential | Yes | Behind the Meter | Trinity Solar | JCP&L | Accepted | 2019-11-04 | 2019-11-06 | 2020-11-06 | Solar Edge | SE6000 | Inverters | 6000 |  | 1 |  |  | 0.97 |  | Outside | side of home
Solar Registration Program | NJSRRE1542911457 | Perth Amboy | 8861 | 11 | 7.56 | Residential | Yes | Behind the Meter | Suntuity Solar LLC | PSE&G | Accepted | 2019-11-05 | 2019-11-06 | 2020-11-06 | Yingli Green Energy | YL315D-30b | Solar Panels |  | 0.315 | 24 | 23 | 3 |  | Fixed | Roof
Solar Registration Program | NJSRRE1542911457 | Perth Amboy | 8861 | 11 | 7.56 | Residential | Yes | Behind the Meter | Suntuity Solar LLC | PSE&G | Accepted | 2019-11-05 | 2019-11-06 | 2020-11-06 | Enphase Energy | IQ7-60-2-US | Inverters | 240 |  | 24 |  |  | 0.97 |  | Outdoor | Behind the PV Modules
Solar Registration Program | NJSRRE1542913893 | Columbus | 8022 | 13 | 7.56 | Residential | No | Behind the Meter | Trinity Solar | PSE&G | Accepted | 2019-11-05 | 2019-11-06 | 2020-11-06 | HANWHA | Q.PEAK DUO BLK-G5 315 | Solar Panels |  | 0.315 | 24 | 185 | 34 |  | Fixed | Roof
Solar Registration Program | NJSRRE1542913893 | Columbus | 8022 | 13 | 7.56 | Residential | No | Behind the Meter | Trinity Solar | PSE&G | Accepted | 2019-11-05 | 2019-11-06 | 2020-11-06 | SOLAR EDGE | SE6000H-US | Inverters | 6000 |  | 1 |  |  | 0.97 |  | Outdoor | SIDE
Solar Registration Program | NJSRRE1542920844 | South Bound Brook | 8880 | 5 | 7.56 | Residential | Yes | Behind the Meter | Trinity Solar | PSE&G | Accepted | 2019-11-05 | 2019-11-06 | 2020-11-06 | HANWHA | Q.PEAK DUO BLK-G5 315 | Solar Panels |  | 0.315 | 4 | 105 | 35 |  | Fixed | Roof
Solar Registration Program | NJSRRE1542920844 | South Bound Brook | 8880 | 5 | 7.56 | Residential | Yes | Behind the Meter | Trinity Solar | PSE&G | Accepted | 2019-11-05 | 2019-11-06 | 2020-11-06 | HANWHA | Q.PEAK DUO BLK-G5 315 | Solar Panels |  | 0.315 | 12 | 195 | 35 |  | Fixed | Roof
Solar Registration Program | NJSRRE1542920844 | South Bound Brook | 8880 | 5 | 7.56 | Residential | Yes | Behind the Meter | Trinity Solar | PSE&G | Accepted | 2019-11-05 | 2019-11-06 | 2020-11-06 | HANWHA | Q.PEAK DUO BLK-G5 315 | Solar Panels |  | 0.315 | 4 | 285 | 35 |  | Fixed | Roof
Solar Registration Program | NJSRRE1542920844 | South Bound Brook | 8880 | 5 | 7.56 | Residential | Yes | Behind the Meter | Trinity Solar | PSE&G | Accepted | 2019-11-05 | 2019-11-06 | 2020-11-06 | HANWHA | Q.PEAK DUO BLK-G5 315 | Solar Panels |  | 0.315 | 4 | 105 | 35 |  | Fixed | Roof
Solar Registration Program | NJSRRE1542920844 | South Bound Brook | 8880 | 5 | 7.56 | Residential | Yes | Behind the Meter | Trinity Solar | PSE&G | Accepted | 2019-11-05 | 2019-11-06 | 2020-11-06 | SOLAR EDGE | SE6000H-US | Inverters | 6000 |  | 1 |  |  | 0.97 |  | Outdoor | SIDE
Solar Registration Program | NJSRRE1543040862 | North Bergen | 7047 | 8 | 7.56 | Residential | No | Behind the Meter | SunPower Corporation, Systems | PSE&G | Accepted | 2019-11-06 | 2019-11-15 | 2020-11-15 | SUNPOWER | SPR-X22-360-E-AC | Solar Panels |  | 0.36 | 6 | 301 | 40 |  | Fixed | Roof
Solar Registration Program | NJSRRE1543040862 | North Bergen | 7047 | 8 | 7.56 | Residential | No | Behind the Meter | SunPower Corporation, Systems | PSE&G | Accepted | 2019-11-06 | 2019-11-15 | 2020-11-15 | SUNPOWER | SPR-X22-360-E-AC | Solar Panels |  | 0.36 | 15 | 121 | 40 |  | Fixed | Roof
Solar Registration Program | NJSRRE1543040862 | North Bergen | 7047 | 8 | 7.56 | Residential | No | Behind the Meter | SunPower Corporation, Systems | PSE&G | Accepted | 2019-11-06 | 2019-11-15 | 2020-11-15 | SUNPOWER | SPR-X22-360-E-AC | Inverters | 320 |  | 21 |  |  | 0.96 |  | Other | under each panel
Solar Registration Program | NJSRRE1543041103 | Sicklerville | 8081 | 14 | 7.56 | Residential | Yes | Behind the Meter | Trinity Solar | AC Electric | Accepted | 2019-11-06 | 2019-11-11 | 2020-11-11 | Hanwha 315 | Q.PEAK DUO BLK-G5 315 | Solar Panels |  | 0.315 | 7 | 41 | 23 |  | Fixed | Roof
Solar Registration Program | NJSRRE1543041103 | Sicklerville | 8081 | 14 | 7.56 | Residential | Yes | Behind the Meter | Trinity Solar | AC Electric | Accepted | 2019-11-06 | 2019-11-11 | 2020-11-11 | Hanwha 315 | Q.PEAK DUO BLK-G5 315 | Solar Panels |  | 0.315 | 17 | 41 | 23 |  | Fixed | Roof
Solar Registration Program | NJSRRE1543041103 | Sicklerville | 8081 | 14 | 7.56 | Residential | Yes | Behind the Meter | Trinity Solar | AC Electric | Accepted | 2019-11-06 | 2019-11-11 | 2020-11-11 | Solar Edge | SE6000H-US | Inverters | 6000 |  | 1 |  |  | 0.97 |  | Outside | side of home
Solar Registration Program | NJSRRE1543041752 | Wenonah | 8090 | 15 | 7.56 | Residential | Yes | Behind the Meter | Castle Energy, LLC | AC Electric | Accepted | 2019-11-15 | 2019-11-15 | 2020-11-15 | Hanwha Q-Cells | Q.Peak DUO-G5 315 | Solar Panels |  | 0.315 | 10 | 198 | 20 |  | Fixed | Roof
Solar Registration Program | NJSRRE1543041752 | Wenonah | 8090 | 15 | 7.56 | Residential | Yes | Behind the Meter | Castle Energy, LLC | AC Electric | Accepted | 2019-11-15 | 2019-11-15 | 2020-11-15 | Hanwha Q-Cells | Q.Peak DUO-G5 315 | Solar Panels |  | 0.315 | 14 | 198 | 22 |  | Fixed | Roof
Solar Registration Program | NJSRRE1543041752 | Wenonah | 8090 | 15 | 7.56 | Residential | Yes | Behind the Meter | Castle Energy, LLC | AC Electric | Accepted | 2019-11-15 | 2019-11-15 | 2020-11-15 | Enphase Energy | IQ7-60-2-US | Inverters | 240 |  | 24 |  |  | 0.967 |  | Outside | on the rooftop under each solar panel
Solar Registration Program | NJSRRE1543049957 | National Park Boro | 8063 | 15 | 7.56 | Residential | Yes | Behind the Meter | Tesla Energy Operations Inc | PSE&G | Accepted | 2019-11-07 | 2019-11-12 | 2020-11-12 | Hanwha Q-Cells | Q.Peak DUO BLK-G5/SC315 | Solar Panels |  | 0.315 | 6 | 292 | 40 |  | Fixed | Roof
Solar Registration Program | NJSRRE1543049957 | National Park Boro | 8063 | 15 | 7.56 | Residential | Yes | Behind the Meter | Tesla Energy Operations Inc | PSE&G | Accepted | 2019-11-07 | 2019-11-12 | 2020-11-12 | Hanwha Q-Cells | Q.Peak DUO BLK-G5/SC315 | Solar Panels |  | 0.315 | 18 | 112 | 40 |  | Fixed | Roof
Solar Registration Program | NJSRRE1543049957 | National Park Boro | 8063 | 15 | 7.56 | Residential | Yes | Behind the Meter | Tesla Energy Operations Inc | PSE&G | Accepted | 2019-11-07 | 2019-11-12 | 2020-11-12 | SolarEdge | SE7600H-US000SNC2 | Inverters | 7600 |  | 1 |  |  | 0.99 |  | Outdoor | Outdoor
Solar Registration Program | NJSRRE1543058697 | WEST ORANGE TWP | 7052 | 9 | 7.56 | Residential | Yes | Behind the Meter | Tesla Energy Operations | PSE&G | Accepted | 2019-11-08 | 2019-11-12 | 2020-11-12 | Hanwha Q-Cells | Q.Peak DUO BLK-G5/SC315 | Solar Panels |  | 0.315 | 9 | 185 | 37 |  | Fixed | Roof
Solar Registration Program | NJSRRE1543058697 | WEST ORANGE TWP | 7052 | 9 | 7.56 | Residential | Yes | Behind the Meter | Tesla Energy Operations | PSE&G | Accepted | 2019-11-08 | 2019-11-12 | 2020-11-12 | Hanwha Q-Cells | Q.Peak DUO BLK-G5/SC315 | Solar Panels |  | 0.315 | 15 | 275 | 37 |  | Fixed | Roof
Solar Registration Program | NJSRRE1543058697 | WEST ORANGE TWP | 7052 | 9 | 7.56 | Residential | Yes | Behind the Meter | Tesla Energy Operations | PSE&G | Accepted | 2019-11-08 | 2019-11-12 | 2020-11-12 | Delta | Solivia 7.6 TL | Inverters | 7600 |  | 1 |  |  | 0.975 |  | Outside | Outside
Solar Registration Program | NJSRRE1543058697 | WEST ORANGE TWP | 7052 | 9 | 7.56 | Residential | Yes | Behind the Meter | Tesla Energy Operations | PSE&G | Accepted | 2019-11-08 | 2019-11-12 | 2020-11-12 | Tesla | AC Powerwall 2.0 | Electric Storage Battery |  |  | 2 |  |  |  | Lithium Ion |  | Inside
Solar Registration Program | NJSRRE1543058909 | FAIR LAWN | 7410 | 7 | 7.56 | Residential | Yes | Behind the Meter | Vivint Solar Developer, LLC | PSE&G | Accepted | 2019-11-08 | 2019-11-13 | 2020-11-13 | HANWHA SOLAR | Q.PEAK BLK-G5 315 | Solar Panels |  | 0.315 | 4 | 71 | 26 |  | Fixed | Roof
Solar Registration Program | NJSRRE1543058909 | FAIR LAWN | 7410 | 7 | 7.56 | Residential | Yes | Behind the Meter | Vivint Solar Developer, LLC | PSE&G | Accepted | 2019-11-08 | 2019-11-13 | 2020-11-13 | HANWHA SOLAR | Q.PEAK BLK-G5 315 | Solar Panels |  | 0.315 | 3 | 251 | 26 |  | Fixed | Roof
Solar Registration Program | NJSRRE1543058909 | FAIR LAWN | 7410 | 7 | 7.56 | Residential | Yes | Behind the Meter | Vivint Solar Developer, LLC | PSE&G | Accepted | 2019-11-08 | 2019-11-13 | 2020-11-13 | HANWHA SOLAR | Q.PEAK BLK-G5 315 | Solar Panels |  | 0.315 | 12 | 161 | 26 |  | Fixed | Roof
Solar Registration Program | NJSRRE1543058909 | FAIR LAWN | 7410 | 7 | 7.56 | Residential | Yes | Behind the Meter | Vivint Solar Developer, LLC | PSE&G | Accepted | 2019-11-08 | 2019-11-13 | 2020-11-13 | HANWHA SOLAR | Q.PEAK BLK-G5 315 | Solar Panels |  | 0.315 | 5 | 341 | 26 |  | Fixed | Roof
Solar Registration Program | NJSRRE1543058909 | FAIR LAWN | 7410 | 7 | 7.56 | Residential | Yes | Behind the Meter | Vivint Solar Developer, LLC | PSE&G | Accepted | 2019-11-08 | 2019-11-13 | 2020-11-13 | SOLAREDGE | SE7600H-US000BNC4 | Inverters | 7600 |  | 1 |  |  | 0.992 |  | Outdoor | Near the Utility Meter
Solar Registration Program | NJSRRE1543063615 | Manahawkin | 8050 | 18 | 7.56 | Residential | No | Behind the Meter | Suntuity Solar LLC | AC Electric | Accepted | 2019-11-09 | 2019-11-13 | 2020-11-13 | Yingli Green Energy | YL315D-30b | Solar Panels |  | 0.315 | 18 | 155 | 24 |  | Fixed | Roof
Solar Registration Program | NJSRRE1543063615 | Manahawkin | 8050 | 18 | 7.56 | Residential | No | Behind the Meter | Suntuity Solar LLC | AC Electric | Accepted | 2019-11-09 | 2019-11-13 | 2020-11-13 | Yingli Green Energy | YL315D-30b | Solar Panels |  | 0.315 | 6 | 65 | 18 |  | Fixed | Roof
Solar Registration Program | NJSRRE1543063615 | Manahawkin | 8050 | 18 | 7.56 | Residential | No | Behind the Meter | Suntuity Solar LLC | AC Electric | Accepted | 2019-11-09 | 2019-11-13 | 2020-11-13 | Enphase Energy | IQ7-60-2-US | Inverters | 240 |  | 24 |  |  | 0.97 |  | Outdoor | Behind the PV Modules
Solar Registration Program | NJSRRE1543065265 | Hamilton Township | 8619 | 12 | 7.56 | Residential | No | Behind the Meter | SunnyMac LLC | PSE&G | Accepted | 2019-11-11 | 2019-11-13 | 2020-11-13 | SunPower | SPR-X22-360 | Solar Panels |  | 0.36 | 18 | 174 | 26 |  | Fixed | Roof
Solar Registration Program | NJSRRE1543065265 | Hamilton Township | 8619 | 12 | 7.56 | Residential | No | Behind the Meter | SunnyMac LLC | PSE&G | Accepted | 2019-11-11 | 2019-11-13 | 2020-11-13 | SunPower | SPR-X22-360 | Solar Panels |  | 0.36 | 3 | 264 | 26 |  | Fixed | Roof
Solar Registration Program | NJSRRE1543065265 | Hamilton Township | 8619 | 12 | 7.56 | Residential | No | Behind the Meter | SunnyMac LLC | PSE&G | Accepted | 2019-11-11 | 2019-11-13 | 2020-11-13 | Enphase | IQ7XS-96-ACM-US | Inverters | 0.315 |  | 21 |  |  | 0.99 |  | Outdoor | roof
Solar Registration Program | NJSRRE1543065531 | Willingboro | 8046 | 13 | 7.56 | Residential | Yes | Behind the Meter | Pro Custom Solar dba Momentum Solar | PSE&G | Accepted | 2019-11-11 | 2019-11-13 | 2020-11-13 | Hanwha | Q.Peak DUO BLK-G5 315 | Solar Panels |  | 0.315 | 24 | 197 | 26 |  | Fixed | Roof
Solar Registration Program | NJSRRE1543065531 | Willingboro | 8046 | 13 | 7.56 | Residential | Yes | Behind the Meter | Pro Custom Solar dba Momentum Solar | PSE&G | Accepted | 2019-11-11 | 2019-11-13 | 2020-11-13 | Enphase | IQ7-60-2-US | Inverters | 250 |  | 24 |  |  | 0.97 |  | Outdoor | Roof
Solar Registration Program | NJSRRE1543067351 | WILLINGBORO | 8046 | 13 | 7.56 | Residential | No | Behind the Meter | Vivint Solar Developer, LLC | PSE&G | Accepted | 2019-11-12 | 2019-11-25 | 2020-11-25 | Hanwha | Q.PEAK BLK-G5 315 | Solar Panels |  | 0.315 | 14 | 70 | 20 |  | Fixed | Roof
Solar Registration Program | NJSRRE1543067351 | WILLINGBORO | 8046 | 13 | 7.56 | Residential | No | Behind the Meter | Vivint Solar Developer, LLC | PSE&G | Accepted | 2019-11-12 | 2019-11-25 | 2020-11-25 | Hanwha | Q.PEAK BLK-G5 315 | Solar Panels |  | 0.315 | 10 | 250 | 20 |  | Fixed | Roof
Solar Registration Program | NJSRRE1543067351 | WILLINGBORO | 8046 | 13 | 7.56 | Residential | No | Behind the Meter | Vivint Solar Developer, LLC | PSE&G | Accepted | 2019-11-12 | 2019-11-25 | 2020-11-25 | Solar Edge | SE7600H-US000BNC4 | Inverters | 7600 |  | 1 |  |  | 0.992 |  | Outdoor | Near the utility meter
Solar Registration Program | NJSRRE1543067431 | Bloomfield | 7003 | 9 | 7.56 | Residential | Yes | Behind the Meter | Trinity Solar | PSE&G | Accepted | 2019-11-12 | 2019-11-14 | 2020-11-14 | SOLAR EDGE | SE6000H-US | Inverters | 6000 |  | 1 |  |  | 0.97 |  | Outdoor | SIDE OF HOME
Solar Registration Program | NJSRRE1543067431 | Bloomfield | 7003 | 9 | 7.56 | Residential | Yes | Behind the Meter | Trinity Solar | PSE&G | Accepted | 2019-11-12 | 2019-11-14 | 2020-11-14 | HANWHA | Q.PEAK DUO BLK-G5 315 | Solar Panels |  | 0.315 | 14 | 187 | 9 |  | Fixed | Roof
Solar Registration Program | NJSRRE1543067431 | Bloomfield | 7003 | 9 | 7.56 | Residential | Yes | Behind the Meter | Trinity Solar | PSE&G | Accepted | 2019-11-12 | 2019-11-14 | 2020-11-14 | HANWHA | Q.PEAK DUO BLK-G5 315 | Solar Panels |  | 0.315 | 10 | 187 | 12 |  | Fixed | Roof
Solar Registration Program | NJSRRE1543182135 | Cape May Court House | 8210 | 21 | 7.56 | Residential | Yes | Behind the Meter | Trinity Solar | AC Electric | Accepted | 2019-11-13 | 2019-11-18 | 2020-11-18 | Hanwha 315 | Q.PEAK DUO BLK-G5 315 | Solar Panels |  | 0.315 | 24 | 209 | 30 |  | Fixed | Roof
Solar Registration Program | NJSRRE1543182135 | Cape May Court House | 8210 | 21 | 7.56 | Residential | Yes | Behind the Meter | Trinity Solar | AC Electric | Accepted | 2019-11-13 | 2019-11-18 | 2020-11-18 | Solar Edge | SE6000H-US | Inverters | 6000 |  | 1 |  |  | 0.97 |  | Outside | side of home
Solar Registration Program | NJSRRE1543182795 | Mantua | 8051 | 15 | 7.56 | Residential | Yes | Behind the Meter | Pro Custom Solar dba Momentum Solar | AC Electric | Accepted | 2019-11-13 | 2019-11-18 | 2020-11-18 | Hanwha | Q.Peak DUO BLK-G5 315 | Solar Panels |  | 0.315 | 8 | 129 | 22 |  | Fixed | Roof
Solar Registration Program | NJSRRE1543182795 | Mantua | 8051 | 15 | 7.56 | Residential | Yes | Behind the Meter | Pro Custom Solar dba Momentum Solar | AC Electric | Accepted | 2019-11-13 | 2019-11-18 | 2020-11-18 | Hanwha | Q.Peak DUO BLK-G5 315 | Solar Panels |  | 0.315 | 8 | 219 | 23 |  | Fixed | Roof
Solar Registration Program | NJSRRE1543182795 | Mantua | 8051 | 15 | 7.56 | Residential | Yes | Behind the Meter | Pro Custom Solar dba Momentum Solar | AC Electric | Accepted | 2019-11-13 | 2019-11-18 | 2020-11-18 | Hanwha | Q.Peak DUO BLK-G5 315 | Solar Panels |  | 0.315 | 5 | 39 | 23 |  | Fixed | Roof
Solar Registration Program | NJSRRE1543182795 | Mantua | 8051 | 15 | 7.56 | Residential | Yes | Behind the Meter | Pro Custom Solar dba Momentum Solar | AC Electric | Accepted | 2019-11-13 | 2019-11-18 | 2020-11-18 | Hanwha | Q.Peak DUO BLK-G5 315 | Solar Panels |  | 0.315 | 3 | 129 | 23 |  | Fixed | Roof
Solar Registration Program | NJSRRE1543182795 | Mantua | 8051 | 15 | 7.56 | Residential | Yes | Behind the Meter | Pro Custom Solar dba Momentum Solar | AC Electric | Accepted | 2019-11-13 | 2019-11-18 | 2020-11-18 | Enphase Energy | IQ6-60-2-US | Inverters | 240 |  | 24 |  |  | 0.97 |  | Outdoor | Roof
Solar Registration Program | NJSRRE1543202985 | Edison | 8817 | 11 | 7.56 | Residential | No | Behind the Meter | Maier Solar Engineering dba Solar Me | PSE&G | Accepted | 2019-11-13 | 2019-11-18 | 2020-11-18 | Hanwha | Q.Peak DUO BLK-G5 315W | Solar Panels |  | 0.315 | 4 | 234 | 23 |  | Fixed | Roof
Solar Registration Program | NJSRRE1543202985 | Edison | 8817 | 11 | 7.56 | Residential | No | Behind the Meter | Maier Solar Engineering dba Solar Me | PSE&G | Accepted | 2019-11-13 | 2019-11-18 | 2020-11-18 | Hanwha | Q.Peak DUO BLK-G5 315W | Solar Panels |  | 0.315 | 20 | 234 | 23 |  | Fixed | Roof
Solar Registration Program | NJSRRE1543202985 | Edison | 8817 | 11 | 7.56 | Residential | No | Behind the Meter | Maier Solar Engineering dba Solar Me | PSE&G | Accepted | 2019-11-13 | 2019-11-18 | 2020-11-18 | Enphase | IQ7 | Inverters | 240 |  | 24 |  |  | 0.96 |  | Outdoor | Next to meter
Solar Registration Program | NJSRRE1543248791 | Roselle | 7203 | 10 | 7.56 | Residential | No | Behind the Meter | New Jersey Suntech | PSE&G | Accepted | 2019-11-14 | 2019-11-18 | 2020-11-18 | Jinko | JKM315M-60 | Solar Panels |  | 0.315 | 24 | 200 | 22 |  | Fixed | Roof
Solar Registration Program | NJSRRE1543248791 | Roselle | 7203 | 10 | 7.56 | Residential | No | Behind the Meter | New Jersey Suntech | PSE&G | Accepted | 2019-11-14 | 2019-11-18 | 2020-11-18 | Solaredge | SE6000 | Inverters | 6000 |  | 1 |  |  | 0.97 |  | Outdoor | Side of house next to meter
Solar Registration Program | NJSRRE1543248796 | Somerdale | 8083 | 14 | 7.56 | Residential | No | Behind the Meter | Trinity Solar | PSE&G | Accepted | 2019-11-14 | 2019-11-18 | 2020-11-18 | HANWHA | Q.PEAK DUO BLK-G5 315 | Solar Panels |  | 0.315 | 4 | 256 | 37 |  | Fixed | Roof
Solar Registration Program | NJSRRE1543248796 | Somerdale | 8083 | 14 | 7.56 | Residential | No | Behind the Meter | Trinity Solar | PSE&G | Accepted | 2019-11-14 | 2019-11-18 | 2020-11-18 | HANWHA | Q.PEAK DUO BLK-G5 315 | Solar Panels |  | 0.315 | 20 | 166 | 34 |  | Fixed | Roof
Solar Registration Program | NJSRRE1543248796 | Somerdale | 8083 | 14 | 7.56 | Residential | No | Behind the Meter | Trinity Solar | PSE&G | Accepted | 2019-11-14 | 2019-11-18 | 2020-11-18 | Solar Edge | SE6000H-US000BNC4 | Inverters | 6000 |  | 1 |  |  | 0.97 |  | Outdoor | side of home
Solar Registration Program | NJSRRE1543254437 | Egg Harbor Township | 8234 | 19 | 7.56 | Residential | No | Behind the Meter | Trinity Solar | AC Electric | Accepted | 2019-11-14 | 2019-11-19 | 2020-11-19 | HANWHA | Q.PEAK DUO BLK-G5 315 | Solar Panels |  | 0.315 | 24 | 201 | 30 |  | Fixed | Roof
Solar Registration Program | NJSRRE1543254437 | Egg Harbor Township | 8234 | 19 | 7.56 | Residential | No | Behind the Meter | Trinity Solar | AC Electric | Accepted | 2019-11-14 | 2019-11-19 | 2020-11-19 | Solar Edge | SE6000H-US000BNC4 | Inverters | 6000 |  | 1 |  |  | 0.97 |  | Outdoor | side of home
Solar Registration Program | NJSRRE1543384041 | Bordentown | 8505 | 13 | 7.56 | Residential | Yes | Behind the Meter | Trinity Solar | PSE&G | Accepted | 2019-11-15 | 2019-11-19 | 2020-11-19 | HANWHA | Q.PEAK DUO BLK-G5 315 | Solar Panels |  | 0.315 | 24 | 183 | 34 |  | Fixed | Roof
Solar Registration Program | NJSRRE1543384041 | Bordentown | 8505 | 13 | 7.56 | Residential | Yes | Behind the Meter | Trinity Solar | PSE&G | Accepted | 2019-11-15 | 2019-11-19 | 2020-11-19 | Solar Edge | SE6000H-US000BNC4 | Inverters | 6000 |  | 1 |  |  | 0.97 |  | Outdoor | side of home
Solar Registration Program | NJSRRE1543416851 | Elizabeth | 7202 | 10 | 7.56 | Residential | No | Behind the Meter | New Jersey Suntech | PSE&G | Accepted | 2019-11-17 | 2019-11-20 | 2020-11-20 | Jinko | JKM315M-60 | Solar Panels |  | 0.315 | 24 | 135 | 25 |  | Fixed | Roof
Solar Registration Program | NJSRRE1543416851 | Elizabeth | 7202 | 10 | 7.56 | Residential | No | Behind the Meter | New Jersey Suntech | PSE&G | Accepted | 2019-11-17 | 2019-11-20 | 2020-11-20 | Solaredge | SE6000-US | Inverters | 6000 |  | 1 |  |  | 0.97 |  | Outdoor | Side of house next to meter
Solar Registration Program | NJSRRE1543417479 | Toms River | 8757 | 18 | 7.56 | Residential | Yes | Behind the Meter | Trinity Solar | JCP&L | Accepted | 2019-11-18 | 2019-11-20 | 2020-11-20 | HANWHA | Q.PEAK DUO BLK-G5 315 | Solar Panels |  | 0.315 | 24 | 167 | 14 |  | Fixed | Roof
Solar Registration Program | NJSRRE1543417479 | Toms River | 8757 | 18 | 7.56 | Residential | Yes | Behind the Meter | Trinity Solar | JCP&L | Accepted | 2019-11-18 | 2019-11-20 | 2020-11-20 | Solar Edge | SE6000H-US000BNC4 | Inverters | 6000 |  | 1 |  |  | 0.97 |  | Outdoor | side of home
Solar Registration Program | NJSRRE1543421761 | Hillside | 7205 | 10 | 7.56 | Residential | Yes | Behind the Meter | Vivint Solar Developer, LLC | PSE&G | Accepted | 2019-11-25 | 2019-11-25 | 2020-11-25 | HANWHA SOLAR | Q.PEAK BLK-G5 315 | Solar Panels |  | 0.315 | 13 | 126 | 25 |  | Fixed | Roof
Solar Registration Program | NJSRRE1543421761 | Hillside | 7205 | 10 | 7.56 | Residential | Yes | Behind the Meter | Vivint Solar Developer, LLC | PSE&G | Accepted | 2019-11-25 | 2019-11-25 | 2020-11-25 | HANWHA SOLAR | Q.PEAK BLK-G5 315 | Solar Panels |  | 0.315 | 7 | 126 | 27 |  | Fixed | Roof
Solar Registration Program | NJSRRE1543421761 | Hillside | 7205 | 10 | 7.56 | Residential | Yes | Behind the Meter | Vivint Solar Developer, LLC | PSE&G | Accepted | 2019-11-25 | 2019-11-25 | 2020-11-25 | HANWHA SOLAR | Q.PEAK BLK-G5 315 | Solar Panels |  | 0.315 | 4 | 306 | 27 |  | Fixed | Roof
Solar Registration Program | NJSRRE1543421761 | Hillside | 7205 | 10 | 7.56 | Residential | Yes | Behind the Meter | Vivint Solar Developer, LLC | PSE&G | Accepted | 2019-11-25 | 2019-11-25 | 2020-11-25 | solar edge | SE7600H-US | Inverters | 7600 |  | 1 |  |  | 0.992 |  | Outdoor | near utility meter
Solar Registration Program | NJSRRE1543426141 | Perth Amboy | 8861 | 11 | 7.56 | Residential | Yes | Behind the Meter | Pro Custom Solar dba Momentum Solar | PSE&G | Accepted | 2019-11-20 | 2019-11-25 | 2020-11-25 | Hanwha | Q.Peak DUO BLK-G5 315 | Solar Panels |  | 0.315 | 12 | 291 | 8 |  | Fixed | Roof
Solar Registration Program | NJSRRE1543426141 | Perth Amboy | 8861 | 11 | 7.56 | Residential | Yes | Behind the Meter | Pro Custom Solar dba Momentum Solar | PSE&G | Accepted | 2019-11-20 | 2019-11-25 | 2020-11-25 | Hanwha | Q.Peak DUO BLK-G5 315 | Solar Panels |  | 0.315 | 12 | 111 | 10 |  | Fixed | Roof
Solar Registration Program | NJSRRE1543426141 | Perth Amboy | 8861 | 11 | 7.56 | Residential | Yes | Behind the Meter | Pro Custom Solar dba Momentum Solar | PSE&G | Accepted | 2019-11-20 | 2019-11-25 | 2020-11-25 | Enphase Energy | IQ6-60-2-US | Inverters | 240 |  | 24 |  |  | 0.97 |  | Outdoor | Roof
Solar Registration Program | NJSRRE1543426219 | SOUTH BRUNSWICK TWP | 8852 | 11 | 7.56 | Residential | No | Behind the Meter | Tesla Energy Operations Inc | PSE&G | Accepted | 2019-11-20 | 2019-11-25 | 2020-11-25 | Hanwha Q-Cells | Q.Peak DUO BLK-G5/SC315 | Solar Panels |  | 0.315 | 24 | 245 | 34 |  | Fixed | Roof
Solar Registration Program | NJSRRE1543426219 | SOUTH BRUNSWICK TWP | 8852 | 11 | 7.56 | Residential | No | Behind the Meter | Tesla Energy Operations Inc | PSE&G | Accepted | 2019-11-20 | 2019-11-25 | 2020-11-25 | SOLAREDGE | SE7600H-US000SNC2 | Inverters | 7600 |  | 1 |  |  | 0.99 |  | Outdoor | North side of house on outside wall
Solar Registration Program | NJSRRE1543433752 | Bayonne | 7002 | 8 | 7.56 | Residential | Yes | Behind the Meter | Pro Custom Solar dba Momentum Solar | PSE&G | Accepted | 2019-11-21 | 2019-12-18 | 2020-12-18 | Hanwha | Q.Peak DUO BLK-G5 315 | Solar Panels |  | 0.315 | 12 | 213 | 8 |  | Fixed | Roof
Solar Registration Program | NJSRRE1543433752 | Bayonne | 7002 | 8 | 7.56 | Residential | Yes | Behind the Meter | Pro Custom Solar dba Momentum Solar | PSE&G | Accepted | 2019-11-21 | 2019-12-18 | 2020-12-18 | Hanwha | Q.Peak DUO BLK-G5 315 | Solar Panels |  | 0.315 | 12 | 123 | 40 |  | Fixed | Roof
Solar Registration Program | NJSRRE1543433752 | Bayonne | 7002 | 8 | 7.56 | Residential | Yes | Behind the Meter | Pro Custom Solar dba Momentum Solar | PSE&G | Accepted | 2019-11-21 | 2019-12-18 | 2020-12-18 | Enphase Energy | IQ6-60-2-US | Inverters | 240 |  | 24 |  |  | 0.97 |  | Outdoor | Roof
Solar Registration Program | NJSRRE1543434162 | MANTUA | 8051 | 15 | 7.56 | Residential | Yes | Behind the Meter | Vivint Solar Developer, LLC | AC Electric | Accepted | 2019-11-25 | 2019-11-25 | 2020-11-25 | HANWHA SOLAR | Q.PEAK BLK-G5 315 | Solar Panels |  | 0.315 | 16 | 82 | 24 |  | Fixed | Roof
Solar Registration Program | NJSRRE1543434162 | MANTUA | 8051 | 15 | 7.56 | Residential | Yes | Behind the Meter | Vivint Solar Developer, LLC | AC Electric | Accepted | 2019-11-25 | 2019-11-25 | 2020-11-25 | HANWHA SOLAR | Q.PEAK BLK-G5 315 | Solar Panels |  | 0.315 | 6 | 262 | 24 |  | Fixed | Roof
Solar Registration Program | NJSRRE1543434162 | MANTUA | 8051 | 15 | 7.56 | Residential | Yes | Behind the Meter | Vivint Solar Developer, LLC | AC Electric | Accepted | 2019-11-25 | 2019-11-25 | 2020-11-25 | HANWHA SOLAR | Q.PEAK BLK-G5 315 | Solar Panels |  | 0.315 | 2 | 82 | 24 |  | Fixed | Roof
Solar Registration Program | NJSRRE1543434162 | MANTUA | 8051 | 15 | 7.56 | Residential | Yes | Behind the Meter | Vivint Solar Developer, LLC | AC Electric | Accepted | 2019-11-25 | 2019-11-25 | 2020-11-25 | solar edge | SE7600H-US000BNC4 | Inverters | 7600 |  | 1 |  |  | 0.992 |  | Outdoor | near utility meter
Solar Registration Program | NJSRRE1543434360 | Lawrence TWP | 8648 | 12 | 7.56 | Residential | Yes | Behind the Meter | Vivint Solar Developer, LLC | PSE&G | Accepted | 2019-11-25 | 2019-11-26 | 2020-11-26 | Hanwha | Q.PEAK BLK-G5 315 | Solar Panels |  | 0.315 | 24 | 237 | 37 |  | Fixed | Roof
Solar Registration Program | NJSRRE1543434360 | Lawrence TWP | 8648 | 12 | 7.56 | Residential | Yes | Behind the Meter | Vivint Solar Developer, LLC | PSE&G | Accepted | 2019-11-25 | 2019-11-26 | 2020-11-26 | Solar Edge | SE7600H-US000BNC4 | Inverters | 7600 |  | 1 |  |  | 0.992 |  | Outdoor | Near the utility meter
Solar Registration Program | NJSRRE1543434919 | Wayne | 7470 | 6 | 7.56 | Residential | Yes | Behind the Meter | Vivint Solar Developer, LLC | PSE&G | Accepted | 2019-11-27 | 2019-12-02 | 2020-12-02 | Hanwha | Q.PEAK BLK-G5 315 | Solar Panels |  | 0.315 | 12 | 250 | 23 |  | Fixed | Roof
Solar Registration Program | NJSRRE1543434919 | Wayne | 7470 | 6 | 7.56 | Residential | Yes | Behind the Meter | Vivint Solar Developer, LLC | PSE&G | Accepted | 2019-11-27 | 2019-12-02 | 2020-12-02 | Hanwha | Q.PEAK BLK-G5 315 | Solar Panels |  | 0.315 | 12 | 250 | 23 |  | Fixed | Roof
Solar Registration Program | NJSRRE1543434919 | Wayne | 7470 | 6 | 7.56 | Residential | Yes | Behind the Meter | Vivint Solar Developer, LLC | PSE&G | Accepted | 2019-11-27 | 2019-12-02 | 2020-12-02 | Solar Edge | SE7600H-US000BNC4 | Inverters | 7600 |  | 1 |  |  | 0.992 |  | Outdoor | Near the utility meter
Solar Registration Program | NJSRRE1543435275 | Robbinsville | 8691 | 12 | 7.56 | Residential | No | Behind the Meter | Tesla Energy Operations, Inc. | JCP&L | Accepted | 2019-11-21 | 2019-11-26 | 2020-11-26 | Hanwha Q-Cells | Q.Peak DUO BLK-G5/SC315 | Solar Panels |  | 0.315 | 24 | 137 | 34 |  | Fixed | Roof
Solar Registration Program | NJSRRE1543435275 | Robbinsville | 8691 | 12 | 7.56 | Residential | No | Behind the Meter | Tesla Energy Operations, Inc. | JCP&L | Accepted | 2019-11-21 | 2019-11-26 | 2020-11-26 | SolarEdge Technologies | SE10000H-US000SNC2 | Inverters | 10000 |  | 1 |  |  | 0.99 |  | Indoor | Indoor
Solar Registration Program | NJSRRE1543438715 | Sicklerville | 8081 | 14 | 7.56 | Residential | Yes | Behind the Meter | Pro Custom Solar dba Momentum Solar | AC Electric | Accepted | 2019-11-23 | 2019-11-27 | 2020-11-27 | Hanwha | Q.Peak DUO BLK-G5 315 | Solar Panels |  | 0.315 | 14 | 240 | 29 |  | Fixed | Roof
Solar Registration Program | NJSRRE1543438715 | Sicklerville | 8081 | 14 | 7.56 | Residential | Yes | Behind the Meter | Pro Custom Solar dba Momentum Solar | AC Electric | Accepted | 2019-11-23 | 2019-11-27 | 2020-11-27 | Hanwha | Q.Peak DUO BLK-G5 315 | Solar Panels |  | 0.315 | 4 | 242 | 30 |  | Fixed | Roof
Solar Registration Program | NJSRRE1543438715 | Sicklerville | 8081 | 14 | 7.56 | Residential | Yes | Behind the Meter | Pro Custom Solar dba Momentum Solar | AC Electric | Accepted | 2019-11-23 | 2019-11-27 | 2020-11-27 | Hanwha | Q.Peak DUO BLK-G5 315 | Solar Panels |  | 0.315 | 6 | 150 | 29 |  | Fixed | Roof
Solar Registration Program | NJSRRE1543438715 | Sicklerville | 8081 | 14 | 7.56 | Residential | Yes | Behind the Meter | Pro Custom Solar dba Momentum Solar | AC Electric | Accepted | 2019-11-23 | 2019-11-27 | 2020-11-27 | Enphase Energy | IQ6-60-2-US | Inverters | 240 |  | 24 |  |  | 0.97 |  | Outdoor | Roof
Solar Registration Program | NJSRRE1543443551 | Edison | 8820 | 11 | 7.56 | Residential | Yes | Behind the Meter | Pro Custom Solar dba Momentum Solar | PSE&G | Accepted | 2019-11-25 | 2019-12-02 | 2020-12-02 | Hanwha | Q.Peak DUO BLK-G5 315 | Solar Panels |  | 0.315 | 8 | 175 | 12 |  | Fixed | Roof
Solar Registration Program | NJSRRE1543443551 | Edison | 8820 | 11 | 7.56 | Residential | Yes | Behind the Meter | Pro Custom Solar dba Momentum Solar | PSE&G | Accepted | 2019-11-25 | 2019-12-02 | 2020-12-02 | Hanwha | Q.Peak DUO BLK-G5 315 | Solar Panels |  | 0.315 | 8 | 265 | 16 |  | Fixed | Roof
Solar Registration Program | NJSRRE1543443551 | Edison | 8820 | 11 | 7.56 | Residential | Yes | Behind the Meter | Pro Custom Solar dba Momentum Solar | PSE&G | Accepted | 2019-11-25 | 2019-12-02 | 2020-12-02 | Hanwha | Q.Peak DUO BLK-G5 315 | Solar Panels |  | 0.315 | 8 | 85 | 16 |  | Fixed | Roof
Solar Registration Program | NJSRRE1543443551 | Edison | 8820 | 11 | 7.56 | Residential | Yes | Behind the Meter | Pro Custom Solar dba Momentum Solar | PSE&G | Accepted | 2019-11-25 | 2019-12-02 | 2020-12-02 | Enphase Energy | IQ6-60-2-US | Inverters | 240 |  | 24 |  |  | 0.97 |  | Outdoor | Roof
Solar Registration Program | NJSRRE1543443637 | Union Twp Uni | 7083 | 10 | 7.56 | Residential | Yes | Behind the Meter | Tesla Energy Operations Inc | PSE&G | Accepted | 2019-11-25 | 2019-12-02 | 2020-12-02 | Hanwha Q CELLS | Q.Peak DUO BLK-G5/SC315 | Solar Panels |  | 0.315 | 4 | 171 | 18 |  | Fixed | Roof
Solar Registration Program | NJSRRE1543443637 | Union Twp Uni | 7083 | 10 | 7.56 | Residential | Yes | Behind the Meter | Tesla Energy Operations Inc | PSE&G | Accepted | 2019-11-25 | 2019-12-02 | 2020-12-02 | Hanwha Q CELLS | Q.Peak DUO BLK-G5/SC315 | Solar Panels |  | 0.315 | 2 | 261 | 23 |  | Fixed | Roof
Solar Registration Program | NJSRRE1543443637 | Union Twp Uni | 7083 | 10 | 7.56 | Residential | Yes | Behind the Meter | Tesla Energy Operations Inc | PSE&G | Accepted | 2019-11-25 | 2019-12-02 | 2020-12-02 | Hanwha Q CELLS | Q.Peak DUO BLK-G5/SC315 | Solar Panels |  | 0.315 | 2 | 81 | 23 |  | Fixed | Roof
Solar Registration Program | NJSRRE1543443637 | Union Twp Uni | 7083 | 10 | 7.56 | Residential | Yes | Behind the Meter | Tesla Energy Operations Inc | PSE&G | Accepted | 2019-11-25 | 2019-12-02 | 2020-12-02 | Hanwha Q CELLS | Q.Peak DUO BLK-G5/SC315 | Solar Panels |  | 0.315 | 16 | 171 | 34 |  | Fixed | Roof
Solar Registration Program | NJSRRE1543443637 | Union Twp Uni | 7083 | 10 | 7.56 | Residential | Yes | Behind the Meter | Tesla Energy Operations Inc | PSE&G | Accepted | 2019-11-25 | 2019-12-02 | 2020-12-02 | SolarEdge | SE7600H-US000SNC2 | Inverters | 7600 |  | 1 |  |  | 0.99 |  | Indoor | Indoor
Solar Registration Program | NJSRRE1543443637 | Union Twp Uni | 7083 | 10 | 7.56 | Residential | Yes | Behind the Meter | Tesla Energy Operations Inc | PSE&G | Accepted | 2019-11-25 | 2019-12-02 | 2020-12-02 | Tesla | AC Powerwall 2.0 | Electric Storage Battery |  |  | 1 |  |  |  | Lithium Ion |  | Inside
Solar Registration Program | NJSRRE1543446673 | East Windsor | 8520 | 12 | 7.56 | Residential | Yes | Behind the Meter | Trinity Solar | JCP&L | Accepted | 2019-11-26 | 2019-12-02 | 2020-12-02 | HANWHA | Q.PEAK DUO BLK-G5 315 | Solar Panels |  | 0.315 | 14 | 233 | 9 |  | Fixed | Roof
Solar Registration Program | NJSRRE1543446673 | East Windsor | 8520 | 12 | 7.56 | Residential | Yes | Behind the Meter | Trinity Solar | JCP&L | Accepted | 2019-11-26 | 2019-12-02 | 2020-12-02 | HANWHA | Q.PEAK DUO BLK-G5 315 | Solar Panels |  | 0.315 | 10 | 233 | 23 |  | Fixed | Roof
Solar Registration Program | NJSRRE1543446673 | East Windsor | 8520 | 12 | 7.56 | Residential | Yes | Behind the Meter | Trinity Solar | JCP&L | Accepted | 2019-11-26 | 2019-12-02 | 2020-12-02 | Solar Edge | SE6000H-US000BNC4 | Inverters | 6000 |  | 1 |  |  | 0.97 |  | Outdoor | side of home
Solar Registration Program | NJSRRE1543451503 | North Arlington | 7031 | 7 | 7.56 | Residential | No | Behind the Meter | Trinity Solar | PSE&G | Accepted | 2019-11-27 | 2019-12-03 | 2020-12-03 | Hanwha 315 | Q.PEAK DUO BLK-G5 315 | Solar Panels |  | 0.315 | 12 | 109 | 40 |  | Fixed | Roof
Solar Registration Program | NJSRRE1543451503 | North Arlington | 7031 | 7 | 7.56 | Residential | No | Behind the Meter | Trinity Solar | PSE&G | Accepted | 2019-11-27 | 2019-12-03 | 2020-12-03 | Hanwha 315 | Q.PEAK DUO BLK-G5 315 | Solar Panels |  | 0.315 | 12 | 109 | 13 |  | Fixed | Roof
Solar Registration Program | NJSRRE1543451503 | North Arlington | 7031 | 7 | 7.56 | Residential | No | Behind the Meter | Trinity Solar | PSE&G | Accepted | 2019-11-27 | 2019-12-03 | 2020-12-03 | Solar Edge | SE6000H-US | Inverters | 6000 |  | 1 |  |  | 0.97 |  | Outside | side of home
Solar Registration Program | NJSRRE1543451610 | WAYNE TWP | 7470 | 6 | 7.56 | Residential | Yes | Behind the Meter | Tesla Energy Operations Inc | PSE&G | Accepted | 2019-11-27 | 2019-12-03 | 2020-12-03 | Hanwha Q-Cells | Q.Peak DUO BLK-G5/SC315 | Solar Panels |  | 0.315 | 13 | 140 | 45 |  | Fixed | Roof
Solar Registration Program | NJSRRE1543451610 | WAYNE TWP | 7470 | 6 | 7.56 | Residential | Yes | Behind the Meter | Tesla Energy Operations Inc | PSE&G | Accepted | 2019-11-27 | 2019-12-03 | 2020-12-03 | Hanwha Q-Cells | Q.Peak DUO BLK-G5/SC315 | Solar Panels |  | 0.315 | 11 | 230 | 34 |  | Fixed | Roof
Solar Registration Program | NJSRRE1543451610 | WAYNE TWP | 7470 | 6 | 7.56 | Residential | Yes | Behind the Meter | Tesla Energy Operations Inc | PSE&G | Accepted | 2019-11-27 | 2019-12-03 | 2020-12-03 | SOLAREDGE | SE7600H-US000SNC2 | Inverters | 7600 |  | 1 |  |  | 0.99 |  | Outdoor | Outdoor
Solar Registration Program | NJSRRE1543463385 | Millville | 8332 | 20 | 7.56 | Residential | Yes | Behind the Meter | Trinity Solar | AC Electric | Accepted | 2019-12-02 | 2019-12-04 | 2020-12-04 | Hanwha 315 | Q.PEAK DUO BLK-G5 315 | Solar Panels |  | 0.315 | 24 | 277 | 27 |  | Fixed | Roof
Solar Registration Program | NJSRRE1543463385 | Millville | 8332 | 20 | 7.56 | Residential | Yes | Behind the Meter | Trinity Solar | AC Electric | Accepted | 2019-12-02 | 2019-12-04 | 2020-12-04 | Solar Edge | SE6000H-US | Inverters | 6000 |  | 1 |  |  | 0.97 |  | Outside | side of home
Solar Registration Program | NJSRRE1543465455 | Englishtown | 7726 | 17 | 7.56 | Residential | Yes | Behind the Meter | Tesla Energy Operations Inc. | JCP&L | Accepted | 2019-12-02 | 2019-12-05 | 2020-12-05 | Hanwha Q-Cells | Q.Peak DUO BLK-G5/SC315 | Solar Panels |  | 0.315 | 24 | 224 | 18 |  | Fixed | Roof
Solar Registration Program | NJSRRE1543465455 | Englishtown | 7726 | 17 | 7.56 | Residential | Yes | Behind the Meter | Tesla Energy Operations Inc. | JCP&L | Accepted | 2019-12-02 | 2019-12-05 | 2020-12-05 | Delta | Solivia 7.6 TL | Inverters | 7600 |  | 1 |  |  | 0.975 |  | Outdoor | outdoor
Solar Registration Program | NJSRRE1543473770 | Brigantine | 8203 | 19 | 7.56 | Residential | No | Behind the Meter | Trinity Solar | AC Electric | Accepted | 2019-12-03 | 2019-12-05 | 2020-12-05 | HANWHA | Q.PEAK DUO BLK-G5 315 | Solar Panels |  | 0.315 | 10 | 254 | 5 |  | Fixed | Roof
Solar Registration Program | NJSRRE1543473770 | Brigantine | 8203 | 19 | 7.56 | Residential | No | Behind the Meter | Trinity Solar | AC Electric | Accepted | 2019-12-03 | 2019-12-05 | 2020-12-05 | HANWHA | Q.PEAK DUO BLK-G5 315 | Solar Panels |  | 0.315 | 14 | 254 | 23 |  | Fixed | Roof
Solar Registration Program | NJSRRE1543473770 | Brigantine | 8203 | 19 | 7.56 | Residential | No | Behind the Meter | Trinity Solar | AC Electric | Accepted | 2019-12-03 | 2019-12-05 | 2020-12-05 | SOLAR EDGE | SE6000H-US | Inverters | 6000 |  | 1 |  |  | 0.97 |  | Outside | SIDE OF HOME
Solar Registration Program | NJSRRE1543474093 | National Park | 8063 | 15 | 7.56 | Residential | Yes | Behind the Meter | Trinity Solar | PSE&G | Accepted | 2019-12-03 | 2019-12-05 | 2020-12-05 | Hanwha | Q.PEAK DUO BLK-G5 315 | Solar Panels |  | 0.315 | 14 | 203 | 27 |  | Fixed | Roof
Solar Registration Program | NJSRRE1543474093 | National Park | 8063 | 15 | 7.56 | Residential | Yes | Behind the Meter | Trinity Solar | PSE&G | Accepted | 2019-12-03 | 2019-12-05 | 2020-12-05 | Hanwha | Q.PEAK DUO BLK-G5 315 | Solar Panels |  | 0.315 | 4 | 203 | 27 |  | Fixed | Roof
Solar Registration Program | NJSRRE1543474093 | National Park | 8063 | 15 | 7.56 | Residential | Yes | Behind the Meter | Trinity Solar | PSE&G | Accepted | 2019-12-03 | 2019-12-05 | 2020-12-05 | Hanwha | Q.PEAK DUO BLK-G5 315 | Solar Panels |  | 0.315 | 6 | 203 | 27 |  | Fixed | Roof
Solar Registration Program | NJSRRE1543474093 | National Park | 8063 | 15 | 7.56 | Residential | Yes | Behind the Meter | Trinity Solar | PSE&G | Accepted | 2019-12-03 | 2019-12-05 | 2020-12-05 | Solar Edge | SE6000 | Inverters | 6000 |  | 1 |  |  | 0.97 |  | Outside | side of home
Solar Registration Program | NJSRRE1543474277 | Bellmawr | 8031 | 14 | 7.56 | Residential | Yes | Behind the Meter | Trinity Solar | PSE&G | Accepted | 2019-12-03 | 2019-12-05 | 2020-12-05 | HANWHA | Q.PEAK DUO BLK-G5 315 | Solar Panels |  | 0.315 | 24 | 158 | 24 |  | Fixed | Roof
Solar Registration Program | NJSRRE1543474277 | Bellmawr | 8031 | 14 | 7.56 | Residential | Yes | Behind the Meter | Trinity Solar | PSE&G | Accepted | 2019-12-03 | 2019-12-05 | 2020-12-05 | Solar Edge | SE6000H-US000BNC4 | Inverters | 6000 |  | 1 |  |  | 0.97 |  | Outdoor | side of home
Solar Registration Program | NJSRRE1543474778 | EAST BRUNSWICK TWP | 8816 | 11 | 7.56 | Residential | No | Behind the Meter | Tesla Energy Operations Inc | PSE&G | Accepted | 2019-12-03 | 2019-12-06 | 2020-12-06 | Hanwha Q-Cells | Q.Peak DUO BLK-G5/SC315 | Solar Panels |  | 0.315 | 24 | 174 | 32 |  | Fixed | Roof
Solar Registration Program | NJSRRE1543474778 | EAST BRUNSWICK TWP | 8816 | 11 | 7.56 | Residential | No | Behind the Meter | Tesla Energy Operations Inc | PSE&G | Accepted | 2019-12-03 | 2019-12-06 | 2020-12-06 | SOLAREDGE | SE7600H-US000SNC2 | Inverters | 7600 |  | 1 |  |  | 0.99 |  | Indoor | Indoor
Solar Registration Program | NJSRRE1543477406 | Clementon | 8021 | 14 | 7.56 | Residential | Yes | Behind the Meter | Trinity Solar | PSE&G | Accepted | 2019-12-04 | 2019-12-06 | 2020-12-06 | Hanwha | Q.PEAK DUO BLK-G5 315 | Solar Panels |  | 0.315 | 24 | 148 | 23 |  | Fixed | Roof
Solar Registration Program | NJSRRE1543477406 | Clementon | 8021 | 14 | 7.56 | Residential | Yes | Behind the Meter | Trinity Solar | PSE&G | Accepted | 2019-12-04 | 2019-12-06 | 2020-12-06 | Solar Edge | SE6000 | Inverters | 6000 |  | 1 |  |  | 0.97 |  | Outside | side of home
Solar Registration Program | NJSRRE1543477418 | Kenilworth | 7033 | 10 | 7.56 | Residential | Yes | Behind the Meter | Pro Custom Solar dba Momentum Solar | PSE&G | Accepted | 2019-12-04 | 2019-12-06 | 2020-12-06 | Hanwha | Q.Peak DUO BLK-G5 315 | Solar Panels |  | 0.315 | 24 | 262 | 6 |  | Fixed | Roof
Solar Registration Program | NJSRRE1543477418 | Kenilworth | 7033 | 10 | 7.56 | Residential | Yes | Behind the Meter | Pro Custom Solar dba Momentum Solar | PSE&G | Accepted | 2019-12-04 | 2019-12-06 | 2020-12-06 | Enphase Energy | IQ6-60-2-US | Inverters | 240 |  | 24 |  |  | 0.97 |  | Outdoor | Roof
Solar Registration Program | NJSRRE1543477601 | MANAHAWKIN | 8050 | 18 | 7.56 | Residential | Yes | Behind the Meter | Vivint Solar Developer, LLC | AC Electric | Accepted | 2019-12-04 | 2019-12-06 | 2020-12-06 | HANWHA SOLAR | Q.PEAK BLK-G5 315 | Solar Panels |  | 0.315 | 24 | 155 | 23 |  | Fixed | Roof
Solar Registration Program | NJSRRE1543477601 | MANAHAWKIN | 8050 | 18 | 7.56 | Residential | Yes | Behind the Meter | Vivint Solar Developer, LLC | AC Electric | Accepted | 2019-12-04 | 2019-12-06 | 2020-12-06 | SOLAREDGE | SE7600H-US | Inverters | 7600 |  | 1 |  |  | 0.992 |  | Outdoor | Near the Utility Meter
Solar Registration Program | NJSRRE1543478519 | MATAWAN | 7747 | 17 | 7.56 | Residential | Yes | Behind the Meter | Tesla Energy Operations Inc | JCP&L | Accepted | 2019-12-04 | 2019-12-09 | 2020-12-09 | Hanwha Q-Cells | Q.Peak DUO BLK-G5/SC315 | Solar Panels |  | 0.315 | 6 | 249 | 30 |  | Fixed | Roof
Solar Registration Program | NJSRRE1543478519 | MATAWAN | 7747 | 17 | 7.56 | Residential | Yes | Behind the Meter | Tesla Energy Operations Inc | JCP&L | Accepted | 2019-12-04 | 2019-12-09 | 2020-12-09 | Hanwha Q-Cells | Q.Peak DUO BLK-G5/SC315 | Solar Panels |  | 0.315 | 12 | 249 | 18 |  | Fixed | Roof
Solar Registration Program | NJSRRE1543478519 | MATAWAN | 7747 | 17 | 7.56 | Residential | Yes | Behind the Meter | Tesla Energy Operations Inc | JCP&L | Accepted | 2019-12-04 | 2019-12-09 | 2020-12-09 | Hanwha Q-Cells | Q.Peak DUO BLK-G5/SC315 | Solar Panels |  | 0.315 | 6 | 159 | 18 |  | Fixed | Roof
Solar Registration Program | NJSRRE1543478519 | MATAWAN | 7747 | 17 | 7.56 | Residential | Yes | Behind the Meter | Tesla Energy Operations Inc | JCP&L | Accepted | 2019-12-04 | 2019-12-09 | 2020-12-09 | SOLAREDGE | SE7600H-US000SNC2 | Inverters | 7600 |  | 1 |  |  | 0.99 |  | Outdoor | Outdoor
Solar Registration Program | NJSRRE1543481428 | NORTH BRUNSWICK | 8902 | 11 | 7.56 | Residential | Yes | Behind the Meter | Vivint Solar Developer, LLC | PSE&G | Accepted | 2019-12-07 | 2019-12-09 | 2020-12-09 | HANWHA SOLAR | Q.PEAK BLK-G5 315 | Solar Panels |  | 0.315 | 14 | 227 | 20 |  | Fixed | Roof
Solar Registration Program | NJSRRE1543481428 | NORTH BRUNSWICK | 8902 | 11 | 7.56 | Residential | Yes | Behind the Meter | Vivint Solar Developer, LLC | PSE&G | Accepted | 2019-12-07 | 2019-12-09 | 2020-12-09 | HANWHA SOLAR | Q.PEAK BLK-G5 315 | Solar Panels |  | 0.315 | 7 | 137 | 20 |  | Fixed | Roof
Solar Registration Program | NJSRRE1543481428 | NORTH BRUNSWICK | 8902 | 11 | 7.56 | Residential | Yes | Behind the Meter | Vivint Solar Developer, LLC | PSE&G | Accepted | 2019-12-07 | 2019-12-09 | 2020-12-09 | HANWHA SOLAR | Q.PEAK BLK-G5 315 | Solar Panels |  | 0.315 | 3 | 47 | 20 |  | Fixed | Roof
Solar Registration Program | NJSRRE1543481428 | NORTH BRUNSWICK | 8902 | 11 | 7.56 | Residential | Yes | Behind the Meter | Vivint Solar Developer, LLC | PSE&G | Accepted | 2019-12-07 | 2019-12-09 | 2020-12-09 | SOLAREDGE | SE7600H-US | Inverters | 7600 |  | 1 |  |  | 0.992 |  | Outdoor | Near the Utility Meter
Solar Registration Program | NJSRRE1543481645 | Clifton | 7013 | 6 | 7.56 | Residential | Yes | Behind the Meter | Trinity Solar | PSE&G | Accepted | 2019-12-05 | 2019-12-09 | 2020-12-09 | HANWHA | Q.PEAK DUO BLK-G5 315 | Solar Panels |  | 0.315 | 14 | 128 | 23 |  | Fixed | Roof
Solar Registration Program | NJSRRE1543481645 | Clifton | 7013 | 6 | 7.56 | Residential | Yes | Behind the Meter | Trinity Solar | PSE&G | Accepted | 2019-12-05 | 2019-12-09 | 2020-12-09 | HANWHA | Q.PEAK DUO BLK-G5 315 | Solar Panels |  | 0.315 | 10 | 128 | 23 |  | Fixed | Roof
Solar Registration Program | NJSRRE1543481645 | Clifton | 7013 | 6 | 7.56 | Residential | Yes | Behind the Meter | Trinity Solar | PSE&G | Accepted | 2019-12-05 | 2019-12-09 | 2020-12-09 | SOLAR EDGE | SE6000H-US | Inverters | 6000 |  | 1 |  |  | 0.97 |  | Outside | SIDE OF HOME
Solar Registration Program | NJSRRE1543482498 | Wayne TWP | 7470 | 6 | 7.56 | Residential | Yes | Behind the Meter | Tesla Energy Operations Inc | PSE&G | Accepted | 2019-12-05 | 2019-12-09 | 2020-12-09 | Hanwha Q-Cells | Q.Peak DUO BLK-G5/SC315 | Solar Panels |  | 0.315 | 18 | 89 | 10 |  | Fixed | Roof
Solar Registration Program | NJSRRE1543482498 | Wayne TWP | 7470 | 6 | 7.56 | Residential | Yes | Behind the Meter | Tesla Energy Operations Inc | PSE&G | Accepted | 2019-12-05 | 2019-12-09 | 2020-12-09 | Hanwha Q-Cells | Q.Peak DUO BLK-G5/SC315 | Solar Panels |  | 0.315 | 6 | 269 | 10 |  | Fixed | Roof
Solar Registration Program | NJSRRE1543482498 | Wayne TWP | 7470 | 6 | 7.56 | Residential | Yes | Behind the Meter | Tesla Energy Operations Inc | PSE&G | Accepted | 2019-12-05 | 2019-12-09 | 2020-12-09 | SolarEdge | SE7600H-US000SNC2 | Inverters | 7600 |  | 1 |  |  | 0.99 |  | Outdoor | Outdoor
Solar Registration Program | NJSRRE1543493393 | PORT MONMOUTH | 7758 | 17 | 7.56 | Residential | Yes | Behind the Meter | Vivint Solar Developer, LLC | JCP&L | Accepted | 2019-12-07 | 2019-12-10 | 2020-12-10 | Hanwha Solar | Q.PEAK BLK-G5 315 | Solar Panels |  | 0.315 | 10 | 208 | 24 |  | Fixed | Roof
Solar Registration Program | NJSRRE1543493393 | PORT MONMOUTH | 7758 | 17 | 7.56 | Residential | Yes | Behind the Meter | Vivint Solar Developer, LLC | JCP&L | Accepted | 2019-12-07 | 2019-12-10 | 2020-12-10 | Hanwha Solar | Q.PEAK BLK-G5 315 | Solar Panels |  | 0.315 | 14 | 208 | 19 |  | Fixed | Roof
Solar Registration Program | NJSRRE1543493393 | PORT MONMOUTH | 7758 | 17 | 7.56 | Residential | Yes | Behind the Meter | Vivint Solar Developer, LLC | JCP&L | Accepted | 2019-12-07 | 2019-12-10 | 2020-12-10 | Solar Edge | SE7600H-US | Inverters | 7600 |  | 1 |  |  | 0.992 |  | Outdoor | near the utility meter
Solar Registration Program | NJSRRE1543497778 | WILLIAMSTOWN | 8094 | 15 | 7.56 | Residential | No | Behind the Meter | Vivint Solar Developer, LLC | AC Electric | Accepted | 2019-12-06 | 2019-12-10 | 2020-12-10 | HANWHA SOLAR | Q.PEAK BLK-G5 315 | Solar Panels |  | 0.315 | 7 | 113 | 25 |  | Fixed | Roof
Solar Registration Program | NJSRRE1543497778 | WILLIAMSTOWN | 8094 | 15 | 7.56 | Residential | No | Behind the Meter | Vivint Solar Developer, LLC | AC Electric | Accepted | 2019-12-06 | 2019-12-10 | 2020-12-10 | HANWHA SOLAR | Q.PEAK BLK-G5 315 | Solar Panels |  | 0.315 | 17 | 113 | 25 |  | Fixed | Roof
Solar Registration Program | NJSRRE1543497778 | WILLIAMSTOWN | 8094 | 15 | 7.56 | Residential | No | Behind the Meter | Vivint Solar Developer, LLC | AC Electric | Accepted | 2019-12-06 | 2019-12-10 | 2020-12-10 | SOLAREDGE | SE7600H-US | Inverters | 7600 |  | 1 |  |  | 0.992 |  | Outdoor | Near the Utility Meter
Solar Registration Program | NJSRRE1543497859 | Browns Mills | 8015 | 13 | 7.56 | Residential | Yes | Behind the Meter | Trinity Solar | JCP&L | Accepted | 2019-12-06 | 2019-12-10 | 2020-12-10 | Hanwha 315 | Q.PEAK DUO BLK-G5 315 | Solar Panels |  | 0.315 | 24 | 198 | 19 |  | Fixed | Roof
Solar Registration Program | NJSRRE1543497859 | Browns Mills | 8015 | 13 | 7.56 | Residential | Yes | Behind the Meter | Trinity Solar | JCP&L | Accepted | 2019-12-06 | 2019-12-10 | 2020-12-10 | Solar Edge | SE6000H-US | Inverters | 6000 |  | 1 |  |  | 0.97 |  | Outside | side of home
Solar Registration Program | NJSRRE1543498253 | Morganville | 7751 | 17 | 7.56 | Residential | Yes | Behind the Meter | Tesla Energy Operations Inc | JCP&L | Accepted | 2019-12-06 | 2019-12-10 | 2020-12-10 | Hanwha Q-Cells | Q.Peak DUO BLK-G5/SC315 | Solar Panels |  | 0.315 | 18 | 214 | 30 |  | Fixed | Roof
Solar Registration Program | NJSRRE1543498253 | Morganville | 7751 | 17 | 7.56 | Residential | Yes | Behind the Meter | Tesla Energy Operations Inc | JCP&L | Accepted | 2019-12-06 | 2019-12-10 | 2020-12-10 | Hanwha Q-Cells | Q.Peak DUO BLK-G5/SC315 | Solar Panels |  | 0.315 | 3 | 273 | 30 |  | Fixed | Roof
Solar Registration Program | NJSRRE1543498253 | Morganville | 7751 | 17 | 7.56 | Residential | Yes | Behind the Meter | Tesla Energy Operations Inc | JCP&L | Accepted | 2019-12-06 | 2019-12-10 | 2020-12-10 | Hanwha Q-Cells | Q.Peak DUO BLK-G5/SC315 | Solar Panels |  | 0.315 | 3 | 124 | 45 |  | Fixed | Roof
Solar Registration Program | NJSRRE1543498253 | Morganville | 7751 | 17 | 7.56 | Residential | Yes | Behind the Meter | Tesla Energy Operations Inc | JCP&L | Accepted | 2019-12-06 | 2019-12-10 | 2020-12-10 | SolarEdge | SE7600H-US000SNC2 | Inverters | 7600 |  | 1 |  |  | 0.99 |  | Outdoor | Outdoor
Solar Registration Program | NJSRRE1543498274 | ROBBINSVILLE | 8691 | 12 | 7.56 | Residential | No | Behind the Meter | Tesla Energy Operations Inc | JCP&L | Accepted | 2019-12-06 | 2019-12-10 | 2020-12-10 | Hanwha Q-Cells | Q.Peak DUO BLK-G5/SC315 | Solar Panels |  | 0.315 | 24 | 258 | 35 |  | Fixed | Roof
Solar Registration Program | NJSRRE1543498274 | ROBBINSVILLE | 8691 | 12 | 7.56 | Residential | No | Behind the Meter | Tesla Energy Operations Inc | JCP&L | Accepted | 2019-12-06 | 2019-12-10 | 2020-12-10 | SOLAREDGE | SE7600H-US000SNC2 | Inverters | 7600 |  | 1 |  |  | 0.99 |  | Outdoor | Outdoor
Solar Registration Program | NJSRRE1543498563 | SOUTH BRUNSWICK TWP | 8824 | 11 | 7.56 | Residential | Yes | Behind the Meter | Tesla Energy Operations Inc | PSE&G | Accepted | 2019-12-06 | 2019-12-10 | 2020-12-10 | Hanwha Q-Cells | Q.Peak DUO BLK-G5/SC315 | Solar Panels |  | 0.315 | 18 | 243 | 23 |  | Fixed | Roof
Solar Registration Program | NJSRRE1543498563 | SOUTH BRUNSWICK TWP | 8824 | 11 | 7.56 | Residential | Yes | Behind the Meter | Tesla Energy Operations Inc | PSE&G | Accepted | 2019-12-06 | 2019-12-10 | 2020-12-10 | Hanwha Q-Cells | Q.Peak DUO BLK-G5/SC315 | Solar Panels |  | 0.315 | 6 | 243 | 23 |  | Fixed | Roof
Solar Registration Program | NJSRRE1543498563 | SOUTH BRUNSWICK TWP | 8824 | 11 | 7.56 | Residential | Yes | Behind the Meter | Tesla Energy Operations Inc | PSE&G | Accepted | 2019-12-06 | 2019-12-10 | 2020-12-10 | SOLAREDGE | SE7600H-US000SNC2 | Inverters | 7600 |  | 1 |  |  | 0.99 |  | Outdoor | Outdoor
Solar Registration Program | NJSRRE1543501567 | North Brunswick Township | 8902 | 11 | 7.56 | Residential | Yes | Behind the Meter | Trinity Solar | PSE&G | Accepted | 2019-12-09 | 2019-12-11 | 2020-12-11 | Hanwha | Q.PEAK DUO BLK-G5 315 | Solar Panels |  | 0.315 | 17 | 140 | 18 |  | Fixed | Roof
Solar Registration Program | NJSRRE1543501567 | North Brunswick Township | 8902 | 11 | 7.56 | Residential | Yes | Behind the Meter | Trinity Solar | PSE&G | Accepted | 2019-12-09 | 2019-12-11 | 2020-12-11 | Hanwha | Q.PEAK DUO BLK-G5 315 | Solar Panels |  | 0.315 | 7 | 140 | 18 |  | Fixed | Roof
Solar Registration Program | NJSRRE1543501567 | North Brunswick Township | 8902 | 11 | 7.56 | Residential | Yes | Behind the Meter | Trinity Solar | PSE&G | Accepted | 2019-12-09 | 2019-12-11 | 2020-12-11 | Solar Edge | SE6000 | Inverters | 6000 |  | 1 |  |  | 0.97 |  | Outside | side of home
Solar Registration Program | NJSRRE1543502178 | Rahway | 7065 | 10 | 7.56 | Residential | Yes | Behind the Meter | Pro Custom Solar dba Momentum Solar | PSE&G | Accepted | 2019-12-09 | 2019-12-12 | 2020-12-12 | HANWHA | Q.PEAK DUO BLK-G5 315 | Solar Panels |  | 0.315 | 16 | 193 | 17 |  | Fixed | Roof
Solar Registration Program | NJSRRE1543502178 | Rahway | 7065 | 10 | 7.56 | Residential | Yes | Behind the Meter | Pro Custom Solar dba Momentum Solar | PSE&G | Accepted | 2019-12-09 | 2019-12-12 | 2020-12-12 | HANWHA | Q.PEAK DUO BLK-G5 315 | Solar Panels |  | 0.315 | 8 | 190 | 17 |  | Fixed | Roof
Solar Registration Program | NJSRRE1543502178 | Rahway | 7065 | 10 | 7.56 | Residential | Yes | Behind the Meter | Pro Custom Solar dba Momentum Solar | PSE&G | Accepted | 2019-12-09 | 2019-12-12 | 2020-12-12 | Enphase Energy | IQ6-60-2-US | Inverters | 240 |  | 24 |  |  | 0.97 |  | Outdoor | Roof
Solar Registration Program | NJSRRE1543502275 | Mckee City | 8234 | 19 | 7.56 | Residential | No | Behind the Meter | Tesla Energy Operations Inc | AC Electric | Accepted | 2019-12-09 | 2019-12-16 | 2020-12-16 | Hanwha Q-Cells | Q.Peak DUO BLK-G5/SC315 | Solar Panels |  | 0.315 | 9 | 200 | 45 |  | Fixed | Roof
Solar Registration Program | NJSRRE1543502275 | Mckee City | 8234 | 19 | 7.56 | Residential | No | Behind the Meter | Tesla Energy Operations Inc | AC Electric | Accepted | 2019-12-09 | 2019-12-16 | 2020-12-16 | Hanwha Q-Cells | Q.Peak DUO BLK-G5/SC315 | Solar Panels |  | 0.315 | 15 | 110 | 45 |  | Fixed | Roof
Solar Registration Program | NJSRRE1543502275 | Mckee City | 8234 | 19 | 7.56 | Residential | No | Behind the Meter | Tesla Energy Operations Inc | AC Electric | Accepted | 2019-12-09 | 2019-12-16 | 2020-12-16 | Delta | Solivia 7.6 TL | Inverters | 7600 |  | 1 |  |  | 0.975 |  | Outdoor | Outdoor
Solar Registration Program | NJSRRE1543505817 | HILLSBOROUGH TWP | 8844 | 5 | 7.56 | Residential | Yes | Behind the Meter | Tesla Energy Operations Inc. | PSE&G | Accepted | 2019-12-10 | 2019-12-12 | 2020-12-12 | Hanwha Q-Cells | Q.Peak DUO BLK-G5/SC315 | Solar Panels |  | 0.315 | 9 | 32 | 34 |  | Fixed | Roof
Solar Registration Program | NJSRRE1543505817 | HILLSBOROUGH TWP | 8844 | 5 | 7.56 | Residential | Yes | Behind the Meter | Tesla Energy Operations Inc. | PSE&G | Accepted | 2019-12-10 | 2019-12-12 | 2020-12-12 | Hanwha Q-Cells | Q.Peak DUO BLK-G5/SC315 | Solar Panels |  | 0.315 | 15 | 212 | 34 |  | Fixed | Roof
Solar Registration Program | NJSRRE1543505817 | HILLSBOROUGH TWP | 8844 | 5 | 7.56 | Residential | Yes | Behind the Meter | Tesla Energy Operations Inc. | PSE&G | Accepted | 2019-12-10 | 2019-12-12 | 2020-12-12 | SOLAREDGE | SE7600H-US000SNC2 | Inverters | 7600 |  | 1 |  |  | 0.99 |  | Outdoor | Outdoor
Solar Registration Program | NJSRRE1543509254 | Monroe Township | 8831 | 11 | 7.56 | Residential | Yes | Behind the Meter | Suntuity Solar LLC | JCP&L | Accepted | 2019-12-11 | 2019-12-13 | 2020-12-13 | Yingli Green Energy | YL315D-30b | Solar Panels |  | 0.315 | 24 | 161 | 22 |  | Fixed | Roof
Solar Registration Program | NJSRRE1543509254 | Monroe Township | 8831 | 11 | 7.56 | Residential | Yes | Behind the Meter | Suntuity Solar LLC | JCP&L | Accepted | 2019-12-11 | 2019-12-13 | 2020-12-13 | Enphase Energy | IQ7-60-2-US | Inverters | 240 |  | 24 |  |  | 0.97 |  | Outdoor | Behind the PV Modules
Solar Registration Program | NJSRRE1543514651 | Tenafly | 7670 | 7 | 7.56 | Residential | No | Behind the Meter | Tesla Energy Operations Inc | PSE&G | Accepted | 2019-12-11 | 2019-12-20 | 2020-12-20 | Hanwha Q-Cells | Q.Peak DUO BLK-G5/SC315 | Solar Panels |  | 0.315 | 12 | 274 | 30 |  | Fixed | Roof
Solar Registration Program | NJSRRE1543514651 | Tenafly | 7670 | 7 | 7.56 | Residential | No | Behind the Meter | Tesla Energy Operations Inc | PSE&G | Accepted | 2019-12-11 | 2019-12-20 | 2020-12-20 | Hanwha Q-Cells | Q.Peak DUO BLK-G5/SC315 | Solar Panels |  | 0.315 | 12 | 94 | 30 |  | Fixed | Roof
Solar Registration Program | NJSRRE1543514651 | Tenafly | 7670 | 7 | 7.56 | Residential | No | Behind the Meter | Tesla Energy Operations Inc | PSE&G | Accepted | 2019-12-11 | 2019-12-20 | 2020-12-20 | SOLAREDGE | SE7600H-US000SNC2 | Inverters | 7600 |  | 1 |  |  | 0.99 |  | Outdoor | Outdoor
Solar Registration Program | NJSRRE1543533471 | Paterson City | 07514-1856 |  | 7.56 | Residential | Yes | Behind the Meter | Tesla Energy Operations Inc | AC Electric | Accepted | 2019-12-12 | 2019-12-17 | 2020-12-17 | Hanwha Q-Cells | Q.Peak DUO BLK-G5/SC315 | Solar Panels |  | 0.315 | 8 | 104 | 20 |  | Fixed | Roof
Solar Registration Program | NJSRRE1543533471 | Paterson City | 07514-1856 |  | 7.56 | Residential | Yes | Behind the Meter | Tesla Energy Operations Inc | AC Electric | Accepted | 2019-12-12 | 2019-12-17 | 2020-12-17 | Hanwha | Q.Peak DUO BLK-G5/SC315 | Solar Panels |  | 0.315 | 16 | 284 | 20 |  | Fixed | Roof
Solar Registration Program | NJSRRE1543533471 | Paterson City | 07514-1856 |  | 7.56 | Residential | Yes | Behind the Meter | Tesla Energy Operations Inc | AC Electric | Accepted | 2019-12-12 | 2019-12-17 | 2020-12-17 | Delta | Solivia 7.6 TL | Inverters | 7600 |  | 1 |  |  | 0.975 |  | Outdoor | North side of house outer wall
Solar Registration Program | NJSRRE1543547311 | Galloway | 8205 | 19 | 7.56 | Residential | Yes | Behind the Meter | Trinity Solar | AC Electric | Accepted | 2019-12-13 | 2019-12-17 | 2020-12-17 | Hanwha | Q.PEAK DUO BLK-G5 315 | Solar Panels |  | 0.315 | 17 | 101 | 23 |  | Fixed | Roof
Solar Registration Program | NJSRRE1543547311 | Galloway | 8205 | 19 | 7.56 | Residential | Yes | Behind the Meter | Trinity Solar | AC Electric | Accepted | 2019-12-13 | 2019-12-17 | 2020-12-17 | Hanwha | Q.PEAK DUO BLK-G5 315 | Solar Panels |  | 0.315 | 4 | 191 | 27 |  | Fixed | Roof
Solar Registration Program | NJSRRE1543547311 | Galloway | 8205 | 19 | 7.56 | Residential | Yes | Behind the Meter | Trinity Solar | AC Electric | Accepted | 2019-12-13 | 2019-12-17 | 2020-12-17 | Hanwha | Q.PEAK DUO BLK-G5 315 | Solar Panels |  | 0.315 | 3 | 281 | 23 |  | Fixed | Roof
Solar Registration Program | NJSRRE1543547311 | Galloway | 8205 | 19 | 7.56 | Residential | Yes | Behind the Meter | Trinity Solar | AC Electric | Accepted | 2019-12-13 | 2019-12-17 | 2020-12-17 | Solar Edge | SE6000 | Inverters | 6000 |  | 1 |  |  | 0.97 |  | Outside | side of home
Solar Registration Program | NJSRRE1543547863 | EDISON TWP | 8820 | 11 | 7.56 | Residential | No | Behind the Meter | Tesla Energy Operations Inc | PSE&G | Accepted | 2019-12-13 | 2019-12-18 | 2020-12-18 | Hanwha Q-Cells | Q.Peak DUO BLK-G5/SC315 | Solar Panels |  | 0.315 | 15 | 357 | 23 |  | Fixed | Roof
Solar Registration Program | NJSRRE1543547863 | EDISON TWP | 8820 | 11 | 7.56 | Residential | No | Behind the Meter | Tesla Energy Operations Inc | PSE&G | Accepted | 2019-12-13 | 2019-12-18 | 2020-12-18 | Hanwha Q-Cells | Q.Peak DUO BLK-G5/SC315 | Solar Panels |  | 0.315 | 9 | 177 | 23 |  | Fixed | Roof
Solar Registration Program | NJSRRE1543547863 | EDISON TWP | 8820 | 11 | 7.56 | Residential | No | Behind the Meter | Tesla Energy Operations Inc | PSE&G | Accepted | 2019-12-13 | 2019-12-18 | 2020-12-18 | SOLAREDGE | SE7600H-US000SNC2 | Inverters | 7600 |  | 1 |  |  | 0.99 |  | Outdoor | Outdoor
Solar Registration Program | NJSRRE1543547895 | Fair Lawn Boro | 7410 | 7 | 7.56 | Residential | No | Behind the Meter | Tesla Energy Operations Inc | PSE&G | Accepted | 2019-12-13 | 2019-12-18 | 2020-12-18 | Hanwha Q-Cells | Q.Peak DUO BLK-G5/SC315 | Solar Panels |  | 0.315 | 3 | 160 | 23 |  | Fixed | Roof
Solar Registration Program | NJSRRE1543547895 | Fair Lawn Boro | 7410 | 7 | 7.56 | Residential | No | Behind the Meter | Tesla Energy Operations Inc | PSE&G | Accepted | 2019-12-13 | 2019-12-18 | 2020-12-18 | Hanwha Q-Cells | Q.Peak DUO BLK-G5/SC315 | Solar Panels |  | 0.315 | 3 | 70 | 23 |  | Fixed | Roof
Solar Registration Program | NJSRRE1543547895 | Fair Lawn Boro | 7410 | 7 | 7.56 | Residential | No | Behind the Meter | Tesla Energy Operations Inc | PSE&G | Accepted | 2019-12-13 | 2019-12-18 | 2020-12-18 | Hanwha Q-Cells | Q.Peak DUO BLK-G5/SC315 | Solar Panels |  | 0.315 | 12 | 250 | 23 |  | Fixed | Roof
Solar Registration Program | NJSRRE1543547895 | Fair Lawn Boro | 7410 | 7 | 7.56 | Residential | No | Behind the Meter | Tesla Energy Operations Inc | PSE&G | Accepted | 2019-12-13 | 2019-12-18 | 2020-12-18 | Hanwha Q-Cells | Q.Peak DUO BLK-G5/SC315 | Solar Panels |  | 0.315 | 6 | 250 | 23 |  | Fixed | Roof
Solar Registration Program | NJSRRE1543547895 | Fair Lawn Boro | 7410 | 7 | 7.56 | Residential | No | Behind the Meter | Tesla Energy Operations Inc | PSE&G | Accepted | 2019-12-13 | 2019-12-18 | 2020-12-18 | SolarEdge | SE7600H-US000SNC2 | Inverters | 7600 |  | 1 |  |  | 0.99 |  | Indoor | Indoor
Solar Registration Program | NJSRRE1543547895 | Fair Lawn Boro | 7410 | 7 | 7.56 | Residential | No | Behind the Meter | Tesla Energy Operations Inc | PSE&G | Accepted | 2019-12-13 | 2019-12-18 | 2020-12-18 | Tesla | AC Powerwall 2.0 | Electric Storage Battery |  |  | 2 |  |  |  | Lithium Ion |  | Inside
Solar Registration Program | NJSRRE1543555616 | Manahawkin | 8050 | 18 | 7.56 | Residential | Yes | Behind the Meter | Suntuity Solar LLC | AC Electric | Accepted | 2019-12-17 | 2019-12-20 | 2020-12-20 | Yingli Green Energy | YL315D-30b | Solar Panels |  | 0.315 | 12 | 156 | 32 |  | Fixed | Roof
Solar Registration Program | NJSRRE1543555616 | Manahawkin | 8050 | 18 | 7.56 | Residential | Yes | Behind the Meter | Suntuity Solar LLC | AC Electric | Accepted | 2019-12-17 | 2019-12-20 | 2020-12-20 | Yingli Green Energy | YL315D-30b | Solar Panels |  | 0.315 | 12 | 156 | 43 |  | Fixed | Roof
Solar Registration Program | NJSRRE1543555616 | Manahawkin | 8050 | 18 | 7.56 | Residential | Yes | Behind the Meter | Suntuity Solar LLC | AC Electric | Accepted | 2019-12-17 | 2019-12-20 | 2020-12-20 | Enphase Energy | IQ7-60-2-US | Inverters | 240 |  | 24 |  |  | 0.97 |  | Outdoor | Behind the PV Modules
Solar Registration Program | NJSRRE1543555652 | South Plainfield | 7080 | 11 | 7.56 | Residential | Yes | Behind the Meter | Trinity Solar | PSE&G | Accepted | 2019-12-17 | 2019-12-26 | 2020-12-26 | HANWHA | Q.PEAK DUO BLK-G5 315 | Solar Panels |  | 0.315 | 6 | 175 | 25 |  | Fixed | Roof
Solar Registration Program | NJSRRE1543555652 | South Plainfield | 7080 | 11 | 7.56 | Residential | Yes | Behind the Meter | Trinity Solar | PSE&G | Accepted | 2019-12-17 | 2019-12-26 | 2020-12-26 | HANWHA | Q.PEAK DUO BLK-G5 315 | Solar Panels |  | 0.315 | 10 | 265 | 34 |  | Fixed | Roof
Solar Registration Program | NJSRRE1543555652 | South Plainfield | 7080 | 11 | 7.56 | Residential | Yes | Behind the Meter | Trinity Solar | PSE&G | Accepted | 2019-12-17 | 2019-12-26 | 2020-12-26 | HANWHA | Q.PEAK DUO BLK-G5 315 | Solar Panels |  | 0.315 | 8 | 85 | 34 |  | Fixed | Roof
Solar Registration Program | NJSRRE1543555652 | South Plainfield | 7080 | 11 | 7.56 | Residential | Yes | Behind the Meter | Trinity Solar | PSE&G | Accepted | 2019-12-17 | 2019-12-26 | 2020-12-26 | SOLAR EDGE | SE6000H-US | Inverters | 6000 |  | 1 |  |  | 0.97 |  | Outside | SIDE OF HOME
Solar Registration Program | NJSRRE1543556128 | Florence | 8518 | 13 | 7.56 | Residential | Yes | Behind the Meter | Pro Custom Solar dba Momentum Solar | PSE&G | Accepted | 2019-12-17 | 2019-12-20 | 2020-12-20 | HANWHA | Q.PEAK DUO BLK-G5 315 | Solar Panels |  | 0.315 | 24 | 239 | 26 |  | Fixed | Roof
Solar Registration Program | NJSRRE1543556128 | Florence | 8518 | 13 | 7.56 | Residential | Yes | Behind the Meter | Pro Custom Solar dba Momentum Solar | PSE&G | Accepted | 2019-12-17 | 2019-12-20 | 2020-12-20 | Enphase Energy | IQ6-60-2-US | Inverters | 230 |  | 24 |  |  | 0.97 |  | Outdoor | Roof
Solar Registration Program | NJSRRE1543565634 | Dover | 7801 | 3 | 7.56 | Residential | Yes | Behind the Meter | Tesla Energy Operations Inc | JCP&L | Accepted | 2019-12-18 | 2019-12-23 | 2020-12-23 | Hanwha Q-Cells | Q.Peak DUO BLK-G5/SC315 | Solar Panels |  | 0.315 | 12 | 232 | 34 |  | Fixed | Roof
Solar Registration Program | NJSRRE1543565634 | Dover | 7801 | 3 | 7.56 | Residential | Yes | Behind the Meter | Tesla Energy Operations Inc | JCP&L | Accepted | 2019-12-18 | 2019-12-23 | 2020-12-23 | Hanwha Q-Cells | Q.Peak DUO BLK-G5/SC315 | Solar Panels |  | 0.315 | 12 | 52 | 34 |  | Fixed | Roof
Solar Registration Program | NJSRRE1543565634 | Dover | 7801 | 3 | 7.56 | Residential | Yes | Behind the Meter | Tesla Energy Operations Inc | JCP&L | Accepted | 2019-12-18 | 2019-12-23 | 2020-12-23 | SolarEdge | SE7600H-US000SNC2 | Inverters | 7600 |  | 1 |  |  | 0.99 |  | Outdoor | Outdoor
Solar Registration Program | NJSRRE1543566353 | Warren Twp | 7059 | 5 | 7.56 | Residential | No | Behind the Meter | Tesla Energy Operations Inc | PSE&G | Accepted | 2019-12-18 | 2019-12-23 | 2020-12-23 | Hanwha Q-Cells | Q.Peak DUO BLK-G5/SC315 | Solar Panels |  | 0.315 | 12 | 168 | 40 |  | Fixed | Roof
Solar Registration Program | NJSRRE1543566353 | Warren Twp | 7059 | 5 | 7.56 | Residential | No | Behind the Meter | Tesla Energy Operations Inc | PSE&G | Accepted | 2019-12-18 | 2019-12-23 | 2020-12-23 | Hanwha Q-Cells | Q.Peak DUO BLK-G5/SC315 | Solar Panels |  | 0.315 | 12 | 258 | 37 |  | Fixed | Roof
Solar Registration Program | NJSRRE1543566353 | Warren Twp | 7059 | 5 | 7.56 | Residential | No | Behind the Meter | Tesla Energy Operations Inc | PSE&G | Accepted | 2019-12-18 | 2019-12-23 | 2020-12-23 | SolarEdge | SE7600H-US000SNC2 | Inverters | 7600 |  | 1 |  |  | 0.99 |  | Indoor | Indoor
Solar Registration Program | NJSRRE1543566353 | Warren Twp | 7059 | 5 | 7.56 | Residential | No | Behind the Meter | Tesla Energy Operations Inc | PSE&G | Accepted | 2019-12-18 | 2019-12-23 | 2020-12-23 | Tesla | AC Powerwall 2.0 | Electric Storage Battery |  |  | 2 |  |  |  | Lithium Ion |  | Inside
Solar Registration Program | NJSRRE1543566469 | East Orange | 7017 | 9 | 7.56 | Residential | Yes | Behind the Meter | Pro Custom Solar dba Momentum Solar | PSE&G | Accepted | 2019-12-18 | 2019-12-23 | 2020-12-23 | HANWHA | Q.PEAK DUO BLK-G5 315 | Solar Panels |  | 0.315 | 24 | 131 | 35 |  | Fixed | Roof
Solar Registration Program | NJSRRE1543566469 | East Orange | 7017 | 9 | 7.56 | Residential | Yes | Behind the Meter | Pro Custom Solar dba Momentum Solar | PSE&G | Accepted | 2019-12-18 | 2019-12-23 | 2020-12-23 | Enphase Energy | IQ6-60-2-US | Inverters | 230 |  | 24 |  |  | 0.97 |  | Outdoor | Roof
Solar Registration Program | NJSRRE1543566491 | Penns Grove | 8069 | 16 | 7.56 | Residential | Yes | Behind the Meter | Pro Custom Solar dba Momentum Solar | AC Electric | Accepted | 2019-12-18 | 2019-12-23 | 2020-12-23 | HANWHA | Q.PEAK DUO BLK-G5 315 | Solar Panels |  | 0.315 | 5 | 129 | 11 |  | Fixed | Roof
Solar Registration Program | NJSRRE1543566491 | Penns Grove | 8069 | 16 | 7.56 | Residential | Yes | Behind the Meter | Pro Custom Solar dba Momentum Solar | AC Electric | Accepted | 2019-12-18 | 2019-12-23 | 2020-12-23 | HANWHA | Q.PEAK DUO BLK-G5 315 | Solar Panels |  | 0.315 | 19 | 38 | 9 |  | Fixed | Roof
Solar Registration Program | NJSRRE1543566491 | Penns Grove | 8069 | 16 | 7.56 | Residential | Yes | Behind the Meter | Pro Custom Solar dba Momentum Solar | AC Electric | Accepted | 2019-12-18 | 2019-12-23 | 2020-12-23 | Enphase Energy | IQ6-60-2-US | Inverters | 230 |  | 24 |  |  | 0.97 |  | Outdoor | Roof
Solar Registration Program | NJSRRE1543570898 | Middletown | 7748 | 17 | 7.56 | Residential | Yes | Behind the Meter | Trinity Solar | JCP&L | Accepted | 2019-12-19 | 2019-12-26 | 2020-12-26 | HANWHA | Q.PEAK DUO BLK-G5 315 | Solar Panels |  | 0.315 | 4 | 176 | 18 |  | Fixed | Roof
Solar Registration Program | NJSRRE1543570898 | Middletown | 7748 | 17 | 7.56 | Residential | Yes | Behind the Meter | Trinity Solar | JCP&L | Accepted | 2019-12-19 | 2019-12-26 | 2020-12-26 | HANWHA | Q.PEAK DUO BLK-G5 315 | Solar Panels |  | 0.315 | 4 | 266 | 18 |  | Fixed | Roof
Solar Registration Program | NJSRRE1543570898 | Middletown | 7748 | 17 | 7.56 | Residential | Yes | Behind the Meter | Trinity Solar | JCP&L | Accepted | 2019-12-19 | 2019-12-26 | 2020-12-26 | HANWHA | Q.PEAK DUO BLK-G5 315 | Solar Panels |  | 0.315 | 4 | 86 | 18 |  | Fixed | Roof
Solar Registration Program | NJSRRE1543570898 | Middletown | 7748 | 17 | 7.56 | Residential | Yes | Behind the Meter | Trinity Solar | JCP&L | Accepted | 2019-12-19 | 2019-12-26 | 2020-12-26 | HANWHA | Q.PEAK DUO BLK-G5 315 | Solar Panels |  | 0.315 | 5 | 266 | 18 |  | Fixed | Roof
Solar Registration Program | NJSRRE1543570898 | Middletown | 7748 | 17 | 7.56 | Residential | Yes | Behind the Meter | Trinity Solar | JCP&L | Accepted | 2019-12-19 | 2019-12-26 | 2020-12-26 | HANWHA | Q.PEAK DUO BLK-G5 315 | Solar Panels |  | 0.315 | 4 | 86 | 18 |  | Fixed | Roof
Solar Registration Program | NJSRRE1543570898 | Middletown | 7748 | 17 | 7.56 | Residential | Yes | Behind the Meter | Trinity Solar | JCP&L | Accepted | 2019-12-19 | 2019-12-26 | 2020-12-26 | HANWHA | Q.PEAK DUO BLK-G5 315 | Solar Panels |  | 0.315 | 3 | 176 | 18 |  | Fixed | Roof
Solar Registration Program | NJSRRE1543570898 | Middletown | 7748 | 17 | 7.56 | Residential | Yes | Behind the Meter | Trinity Solar | JCP&L | Accepted | 2019-12-19 | 2019-12-26 | 2020-12-26 | Solar Edge | SE6000H-US000BNC4 | Inverters | 6000 |  | 1 |  |  | 0.97 |  | Outdoor | side of home
Solar Registration Program | NJSRRE1543570925 | Oak Ridge | 7438 | 6 | 7.56 | Residential | Yes | Behind the Meter | Vision Solar LLC | JCP&L | Accepted | 2019-12-19 | 2019-12-26 | 2020-12-26 | hanwa qcells | q.peak dup-g5 315 | Solar Panels |  | 0.315 | 14 | 136 | 14 |  | Fixed | Roof
Solar Registration Program | NJSRRE1543570925 | Oak Ridge | 7438 | 6 | 7.56 | Residential | Yes | Behind the Meter | Vision Solar LLC | JCP&L | Accepted | 2019-12-19 | 2019-12-26 | 2020-12-26 | hanwa qcells | q.peak duo-g5 315 | Solar Panels |  | 0.315 | 10 | 136 | 23 |  | Fixed | Roof
Solar Registration Program | NJSRRE1543570925 | Oak Ridge | 7438 | 6 | 7.56 | Residential | Yes | Behind the Meter | Vision Solar LLC | JCP&L | Accepted | 2019-12-19 | 2019-12-26 | 2020-12-26 | Enphase | iq7-60-2-us | Inverters | 0.25 |  | 24 |  |  | 0.96 |  | Other | behind panels
Solar Registration Program | NJSRRE1543571157 | Somerville | 8876 | 5 | 7.56 | Residential | Yes | Behind the Meter | Pro Custom Solar dba Momentum Solar | PSE&G | Accepted | 2019-12-19 | 2019-12-26 | 2020-12-26 | Hanwha | Q.Peak DUO BLK-G5 315 | Solar Panels |  | 0.315 | 3 | 101 | 20 |  | Fixed | Roof
Solar Registration Program | NJSRRE1543571157 | Somerville | 8876 | 5 | 7.56 | Residential | Yes | Behind the Meter | Pro Custom Solar dba Momentum Solar | PSE&G | Accepted | 2019-12-19 | 2019-12-26 | 2020-12-26 | Hanwha | Q.Peak DUO BLK-G5 315 | Solar Panels |  | 0.315 | 8 | 11 | 42 |  | Fixed | Roof
Solar Registration Program | NJSRRE1543571157 | Somerville | 8876 | 5 | 7.56 | Residential | Yes | Behind the Meter | Pro Custom Solar dba Momentum Solar | PSE&G | Accepted | 2019-12-19 | 2019-12-26 | 2020-12-26 | Hanwha | Q.Peak DUO BLK-G5 315 | Solar Panels |  | 0.315 | 6 | 191 | 43 |  | Fixed | Roof
Solar Registration Program | NJSRRE1543571157 | Somerville | 8876 | 5 | 7.56 | Residential | Yes | Behind the Meter | Pro Custom Solar dba Momentum Solar | PSE&G | Accepted | 2019-12-19 | 2019-12-26 | 2020-12-26 | Hanwha | Q.Peak DUO BLK-G5 315 | Solar Panels |  | 0.315 | 7 | 192 | 23 |  | Fixed | Roof
Solar Registration Program | NJSRRE1543571157 | Somerville | 8876 | 5 | 7.56 | Residential | Yes | Behind the Meter | Pro Custom Solar dba Momentum Solar | PSE&G | Accepted | 2019-12-19 | 2019-12-26 | 2020-12-26 | Enphase Energy | IQ6-60-2-US | Inverters | 240 |  | 24 |  |  | 0.97 |  | Outdoor | Roof
Solar Registration Program | NJSRRE1543572534 | Maplewood | 7040 | 9 | 7.56 | Residential | Yes | Behind the Meter | Vivint Solar Developer, LLC | PSE&G | Accepted | 2019-12-20 | 2019-12-26 | 2020-12-26 | Hanwha Solar | Q.PEAK BLK-G5 315 | Solar Panels |  | 0.315 | 6 | 116 | 14 |  | Fixed | Roof
Solar Registration Program | NJSRRE1543572534 | Maplewood | 7040 | 9 | 7.56 | Residential | Yes | Behind the Meter | Vivint Solar Developer, LLC | PSE&G | Accepted | 2019-12-20 | 2019-12-26 | 2020-12-26 | Hanwha Solar | Q.PEAK BLK-G5 315 | Solar Panels |  | 0.315 | 10 | 26 | 34 |  | Fixed | Roof
Solar Registration Program | NJSRRE1543572534 | Maplewood | 7040 | 9 | 7.56 | Residential | Yes | Behind the Meter | Vivint Solar Developer, LLC | PSE&G | Accepted | 2019-12-20 | 2019-12-26 | 2020-12-26 | Hanwha Solar | Q.PEAK BLK-G5 315 | Solar Panels |  | 0.315 | 8 | 206 | 31 |  | Fixed | Roof
Solar Registration Program | NJSRRE1543572534 | Maplewood | 7040 | 9 | 7.56 | Residential | Yes | Behind the Meter | Vivint Solar Developer, LLC | PSE&G | Accepted | 2019-12-20 | 2019-12-26 | 2020-12-26 | Solar Edge | SE7600H-US | Inverters | 7600 |  | 1 |  |  | 0.992 |  | Outdoor | Near the utility meter
Solar Registration Program | NJSRRE1543651841 | Bridgewater | 8807 | 5 | 7.56 | Residential | Yes | Behind the Meter | Pro Custom Solar dba Momentum Solar | PSE&G | Accepted | 2019-12-23 | 2019-12-27 | 2020-12-27 | Hanwha | Q.Peak DUO BLK-G5 315 | Solar Panels |  | 0.315 | 24 | 155 | 34 |  | Fixed | Roof
Solar Registration Program | NJSRRE1543651841 | Bridgewater | 8807 | 5 | 7.56 | Residential | Yes | Behind the Meter | Pro Custom Solar dba Momentum Solar | PSE&G | Accepted | 2019-12-23 | 2019-12-27 | 2020-12-27 | Enphase Energy | IQ6-60-2-US | Inverters | 240 |  | 24 |  |  | 0.97 |  | Outdoor | Roof
Solar Registration Program | NJSRRE1543654808 | NORTH PLAINFIELD | 7063 | 10 | 7.56 | Residential | No | Behind the Meter | Vivint Solar Developer, LLC | PSE&G | Accepted | 2019-12-23 | 2019-12-27 | 2020-12-27 | Hanwha Solar | Q.PEAK BLK-G5 315 | Solar Panels |  | 0.315 | 12 | 219 | 23 |  | Fixed | Roof
Solar Registration Program | NJSRRE1543654808 | NORTH PLAINFIELD | 7063 | 10 | 7.56 | Residential | No | Behind the Meter | Vivint Solar Developer, LLC | PSE&G | Accepted | 2019-12-23 | 2019-12-27 | 2020-12-27 | Hanwha Solar | Q.PEAK BLK-G5 315 | Solar Panels |  | 0.315 | 12 | 219 | 25 |  | Fixed | Roof
Solar Registration Program | NJSRRE1543654808 | NORTH PLAINFIELD | 7063 | 10 | 7.56 | Residential | No | Behind the Meter | Vivint Solar Developer, LLC | PSE&G | Accepted | 2019-12-23 | 2019-12-27 | 2020-12-27 | Solar Edge | SE7600H-US | Inverters | 7600 |  | 1 |  |  | 0.992 |  | Outdoor | Near the utility meter
Solar Registration Program | NJSRRE1543674195 | Bloomfield | 7003 | 9 | 7.56 | Residential | Yes | Behind the Meter | Trinity Solar | PSE&G | Accepted | 2019-12-24 | 2019-12-30 | 2020-12-30 | HANWHA | Q.PEAK DUO BLK-G5 315 | Solar Panels |  | 0.315 | 15 | 308 | 23 |  | Fixed | Roof
Solar Registration Program | NJSRRE1543674195 | Bloomfield | 7003 | 9 | 7.56 | Residential | Yes | Behind the Meter | Trinity Solar | PSE&G | Accepted | 2019-12-24 | 2019-12-30 | 2020-12-30 | HANWHA | Q.PEAK DUO BLK-G5 315 | Solar Panels |  | 0.315 | 6 | 128 | 23 |  | Fixed | Roof
Solar Registration Program | NJSRRE1543674195 | Bloomfield | 7003 | 9 | 7.56 | Residential | Yes | Behind the Meter | Trinity Solar | PSE&G | Accepted | 2019-12-24 | 2019-12-30 | 2020-12-30 | HANWHA | Q.PEAK DUO BLK-G5 315 | Solar Panels |  | 0.315 | 3 | 218 | 27 |  | Fixed | Roof
Solar Registration Program | NJSRRE1543674195 | Bloomfield | 7003 | 9 | 7.56 | Residential | Yes | Behind the Meter | Trinity Solar | PSE&G | Accepted | 2019-12-24 | 2019-12-30 | 2020-12-30 | SOLAR EDGE | SE6000H-US | Inverters | 6000 |  | 1 |  |  | 0.97 |  | Outside | SIDE OF HOME
Solar Registration Program | NJSRRE1543675249 | Egg Harbor Township | 8234 | 19 | 7.56 | Residential | Yes | Behind the Meter | Trinity Solar | AC Electric | Accepted | 2019-12-24 | 2019-12-30 | 2020-12-30 | Hanwha | Q.PEAK DUO BLK-G5 315 | Solar Panels |  | 0.315 | 6 | 165 | 30 |  | Fixed | Roof
Solar Registration Program | NJSRRE1543675249 | Egg Harbor Township | 8234 | 19 | 7.56 | Residential | Yes | Behind the Meter | Trinity Solar | AC Electric | Accepted | 2019-12-24 | 2019-12-30 | 2020-12-30 | Hanwha | Q.PEAK DUO BLK-G5 315 | Solar Panels |  | 0.315 | 18 | 165 | 30 |  | Fixed | Roof
Solar Registration Program | NJSRRE1543675249 | Egg Harbor Township | 8234 | 19 | 7.56 | Residential | Yes | Behind the Meter | Trinity Solar | AC Electric | Accepted | 2019-12-24 | 2019-12-30 | 2020-12-30 | Solar Edge | SE6000 | Inverters | 6000 |  | 1 |  |  | 0.97 |  | Outside | side of home
Solar Registration Program | NJSRRE1540271529 | Jersey City | 7307 | 8 | 7.59 | Residential | Yes | Behind the Meter | Sunrun Installation Services, Inc. | PSE&G | Accepted | 2019-01-23 | 2019-01-28 | 2020-01-28 | LG Electronics | LG330N1C-A5 | Solar Panels |  | 0.33 | 23 | 206 | 10 |  | Fixed | Roof
Solar Registration Program | NJSRRE1540271529 | Jersey City | 7307 | 8 | 7.59 | Residential | Yes | Behind the Meter | Sunrun Installation Services, Inc. | PSE&G | Accepted | 2019-01-23 | 2019-01-28 | 2020-01-28 | SMA America | SB7.0-1SP-US-40 | Inverters | 7000 |  | 1 |  |  | 0.96 |  | Outdoor | Next To Meter
Solar Registration Program | NJSRRE1540718917 | Keyport | 7735 | 17 | 7.59 | Residential | No | Behind the Meter | Sunrun Installation Services, Inc. | JCP&L | Accepted | 2019-03-25 | 2019-03-26 | 2020-03-26 | LG Electronics | LG330N1C-A5 | Solar Panels |  | 0.33 | 7 | 84 | 34 |  | Fixed | Roof
Solar Registration Program | NJSRRE1540718917 | Keyport | 7735 | 17 | 7.59 | Residential | No | Behind the Meter | Sunrun Installation Services, Inc. | JCP&L | Accepted | 2019-03-25 | 2019-03-26 | 2020-03-26 | LG Electronics | LG330N1C-A5 | Solar Panels |  | 0.33 | 8 | 264 | 33 |  | Fixed | Roof
Solar Registration Program | NJSRRE1540718917 | Keyport | 7735 | 17 | 7.59 | Residential | No | Behind the Meter | Sunrun Installation Services, Inc. | JCP&L | Accepted | 2019-03-25 | 2019-03-26 | 2020-03-26 | LG Electronics | LG330N1C-A5 | Solar Panels |  | 0.33 | 8 | 174 | 34 |  | Fixed | Roof
Solar Registration Program | NJSRRE1540718917 | Keyport | 7735 | 17 | 7.59 | Residential | No | Behind the Meter | Sunrun Installation Services, Inc. | JCP&L | Accepted | 2019-03-25 | 2019-03-26 | 2020-03-26 | SMA America | SB7.0-1SP-US-40 | Inverters | 7000 |  | 1 |  |  | 0.96 |  | Outdoor | Next To Meter
Solar Registration Program | NJSRRE1541331571 | Hillsborough Township | 8844 | 5 | 7.59 | Residential | No | Behind the Meter | Sunrun Installation Services, Inc. | PSE&G | Accepted | 2019-06-13 | 2019-06-18 | 2020-06-18 | LG Electronics | LG330N1C-A5 | Solar Panels |  | 0.33 | 6 | 170 | 30 |  | Fixed | Roof
Solar Registration Program | NJSRRE1541331571 | Hillsborough Township | 8844 | 5 | 7.59 | Residential | No | Behind the Meter | Sunrun Installation Services, Inc. | PSE&G | Accepted | 2019-06-13 | 2019-06-18 | 2020-06-18 | LG Electronics | LG330N1C-A5 | Solar Panels |  | 0.33 | 6 | 79 | 30 |  | Fixed | Roof
Solar Registration Program | NJSRRE1541331571 | Hillsborough Township | 8844 | 5 | 7.59 | Residential | No | Behind the Meter | Sunrun Installation Services, Inc. | PSE&G | Accepted | 2019-06-13 | 2019-06-18 | 2020-06-18 | LG Electronics | LG330N1C-A5 | Solar Panels |  | 0.33 | 11 | 259 | 34 |  | Fixed | Roof
Solar Registration Program | NJSRRE1541331571 | Hillsborough Township | 8844 | 5 | 7.59 | Residential | No | Behind the Meter | Sunrun Installation Services, Inc. | PSE&G | Accepted | 2019-06-13 | 2019-06-18 | 2020-06-18 | Ningbo Ginlong Technologies | Solis-1P7.6K-4G-US | Inverters | 7600 |  | 1 |  |  | 0.96 |  | Outdoor | Next To Meter
Solar Registration Program | NJSRRE1541454471 | Monroe Twp. | 8831 | 11 | 7.59 | Residential | No | Behind the Meter | Bahamian Solar Management Group LLC. | JCP&L | Accepted | 2019-06-24 | 2019-06-27 | 2020-06-27 | Panasonic | VBHN330KAO3 | Solar Panels |  | 0.33 | 23 | 227 | 41 |  | Fixed | Roof | Rear of home
Solar Registration Program | NJSRRE1541454471 | Monroe Twp. | 8831 | 11 | 7.59 | Residential | No | Behind the Meter | Bahamian Solar Management Group LLC. | JCP&L | Accepted | 2019-06-24 | 2019-06-27 | 2020-06-27 | Hialeah | CL200 | Meters |  |  | 1 |  |  |  |  | Outdoor
Solar Registration Program | NJSRRE1541454471 | Monroe Twp. | 8831 | 11 | 7.59 | Residential | No | Behind the Meter | Bahamian Solar Management Group LLC. | JCP&L | Accepted | 2019-06-24 | 2019-06-27 | 2020-06-27 | SolarEdge | SE7600-H-US | Inverters | 7600 |  | 1 |  |  | 0.992 |  | Outdoor | Garage side next to meter
Solar Registration Program | NJSRRE1541715534 | Bridgewater Township | 8807 | 5 | 7.59 | Residential | No | Behind the Meter | Sunrun Installation Services, Inc. | PSE&G | Accepted | 2019-07-29 | 2019-08-01 | 2020-08-01 | LG Electronics | LG330N1C-A5 | Solar Panels |  | 0.33 | 23 | 265 | 37 |  | Fixed | Roof
Solar Registration Program | NJSRRE1541715534 | Bridgewater Township | 8807 | 5 | 7.59 | Residential | No | Behind the Meter | Sunrun Installation Services, Inc. | PSE&G | Accepted | 2019-07-29 | 2019-08-01 | 2020-08-01 | Ningbo Ginlong Technologies | Solis-1P6K-4G-US | Inverters | 6000 |  | 1 |  |  | 0.96 |  | Outdoor | Next To Meter
Solar Registration Program | NJSRRE1541976105 | Cranbury | 8512 | 11 | 7.59 | Residential | No | Behind the Meter | Sunrun Installation Services, Inc. | PSE&G | Accepted | 2019-08-30 | 2019-09-04 | 2020-09-04 | LG Electronics | LG330N1C-A5 | Solar Panels |  | 0.33 | 23 | 182 | 30 |  | Fixed | Roof
Solar Registration Program | NJSRRE1541976105 | Cranbury | 8512 | 11 | 7.59 | Residential | No | Behind the Meter | Sunrun Installation Services, Inc. | PSE&G | Accepted | 2019-08-30 | 2019-09-04 | 2020-09-04 | Ningbo Ginlong Technologies | Solis-1P6K-4G-US | Inverters | 6000 |  | 1 |  |  | 0.96 |  | Outdoor | Next To Meter
Solar Registration Program | NJSRRE1542248658 | Ringoes | 8551 | 4 | 7.59 | Residential | Yes | Behind the Meter | Tesla Energy Operations Inc | JCP&L | Accepted | 2019-09-12 | 2019-09-12 | 2020-09-12 | SolarCity Standard | SC330 | Solar Panels |  | 0.33 | 6 | 172 | 28 |  | Fixed | Roof
Solar Registration Program | NJSRRE1542248658 | Ringoes | 8551 | 4 | 7.59 | Residential | Yes | Behind the Meter | Tesla Energy Operations Inc | JCP&L | Accepted | 2019-09-12 | 2019-09-12 | 2020-09-12 | SolarCity Standard | SC330 | Solar Panels |  | 0.33 | 17 | 172 | 28 |  | Fixed | Roof
Solar Registration Program | NJSRRE1542248658 | Ringoes | 8551 | 4 | 7.59 | Residential | Yes | Behind the Meter | Tesla Energy Operations Inc | JCP&L | Accepted | 2019-09-12 | 2019-09-12 | 2020-09-12 | SOLAREDGE | SE7600H-US000SNC2 | Inverters | 7600 |  | 1 |  |  | 0.99 |  | Outside | Outside
Solar Registration Program | NJSRRE1542253831 | Mount Laurel Township | 8054 | 13 | 7.59 | Residential | No | Behind the Meter | Exact Solar | PSE&G | Accepted | 2019-09-05 | 2019-09-10 | 2020-09-10 | Panasonic | VBHN330SA17 | Solar Panels |  | 0.33 | 23 | 194 | 26 |  | Fixed | Roof
Solar Registration Program | NJSRRE1542253831 | Mount Laurel Township | 8054 | 13 | 7.59 | Residential | No | Behind the Meter | Exact Solar | PSE&G | Accepted | 2019-09-05 | 2019-09-10 | 2020-09-10 | Enphase | IQ7X | Inverters | 315 |  | 23 |  |  | 0.97 |  | Outdoor | under panels
Solar Registration Program | NJSRRE1542447470 | Lyndhurst | 7071 | 7 | 7.59 | Residential | No | Behind the Meter | Pro Custom Solar dba Momentum Solar | PSE&G | Accepted | 2019-09-27 | 2019-10-01 | 2020-10-01 | LG ELECTRONICS | LG 345N1C-V5 | Solar Panels |  | 0.345 | 8 | 307 | 29 |  | Fixed | Roof
Solar Registration Program | NJSRRE1542447470 | Lyndhurst | 7071 | 7 | 7.59 | Residential | No | Behind the Meter | Pro Custom Solar dba Momentum Solar | PSE&G | Accepted | 2019-09-27 | 2019-10-01 | 2020-10-01 | LG ELECTRONICS | LG 345N1C-V5 | Solar Panels |  | 0.345 | 8 | 127 | 29 |  | Fixed | Roof
Solar Registration Program | NJSRRE1542447470 | Lyndhurst | 7071 | 7 | 7.59 | Residential | No | Behind the Meter | Pro Custom Solar dba Momentum Solar | PSE&G | Accepted | 2019-09-27 | 2019-10-01 | 2020-10-01 | LG ELECTRONICS | LG 345N1C-V5 | Solar Panels |  | 0.345 | 6 | 126 | 39 |  | Fixed | Roof
Solar Registration Program | NJSRRE1542447470 | Lyndhurst | 7071 | 7 | 7.59 | Residential | No | Behind the Meter | Pro Custom Solar dba Momentum Solar | PSE&G | Accepted | 2019-09-27 | 2019-10-01 | 2020-10-01 | Enphase Energy | IQ7-60-2-US | Inverters | 250 |  | 22 |  |  | 0.97 |  | Outdoor | Roof
Solar Registration Program | NJSRRE1542448472 | Old Bridge | 8857 | 11 | 7.59 | Residential | No | Behind the Meter | Green Power Energy | JCP&L | Accepted | 2019-09-27 | 2019-11-15 | 2020-11-15 | Panasonic | VBHN330SA17 | Solar Panels |  | 0.33 | 23 | 220 | 25 |  | Fixed | Roof
Solar Registration Program | NJSRRE1542448472 | Old Bridge | 8857 | 11 | 7.59 | Residential | No | Behind the Meter | Green Power Energy | JCP&L | Accepted | 2019-09-27 | 2019-11-15 | 2020-11-15 | Solar Edge | SE6000H-US | Inverters | 6000 |  | 1 |  |  | 0.97 |  | Outside | next to meter
Solar Registration Program | NJSRRE1542448486 | Matawan | 7747 | 17 | 7.59 | Residential | No | Behind the Meter | NJ Solar Power, LLC | JCP&L | Accepted | 2019-09-27 | 2019-10-01 | 2020-10-01 | Panasonic | VBHN330SA17 | Solar Panels |  | 0.33 | 23 | 196 | 25 |  | Fixed | Roof
Solar Registration Program | NJSRRE1542448486 | Matawan | 7747 | 17 | 7.59 | Residential | No | Behind the Meter | NJ Solar Power, LLC | JCP&L | Accepted | 2019-09-27 | 2019-10-01 | 2020-10-01 | Solaredge | SE7600H-US | Inverters | 7600 |  | 1 |  |  | 0.99 |  | Indoor | garage
Solar Registration Program | NJSRRE1542461197 | Sicklerville | 8081 | 14 | 7.59 | Residential | Yes | Behind the Meter | Pro Custom Solar dba Momentum Solar | AC Electric | Accepted | 2019-09-30 | 2019-10-02 | 2020-10-02 | LG ELECTRONICS | LG 345N1C-V5 | Solar Panels |  | 0.345 | 12 | 248 | 22 |  | Fixed | Roof
Solar Registration Program | NJSRRE1542461197 | Sicklerville | 8081 | 14 | 7.59 | Residential | Yes | Behind the Meter | Pro Custom Solar dba Momentum Solar | AC Electric | Accepted | 2019-09-30 | 2019-10-02 | 2020-10-02 | LG ELECTRONICS | LG 345N1C-V5 | Solar Panels |  | 0.345 | 10 | 157 | 20 |  | Fixed | Roof
Solar Registration Program | NJSRRE1542461197 | Sicklerville | 8081 | 14 | 7.59 | Residential | Yes | Behind the Meter | Pro Custom Solar dba Momentum Solar | AC Electric | Accepted | 2019-09-30 | 2019-10-02 | 2020-10-02 | Enphase Energy | IQ7-60-2-US | Inverters | 250 |  | 22 |  |  | 0.97 |  | Outdoor | Roof
Solar Registration Program | NJSRRE1542461537 | West Orange | 7052 | 9 | 7.59 | Residential | Yes | Behind the Meter | Pro Custom Solar dba Momentum Solar | PSE&G | Accepted | 2019-09-30 | 2019-10-02 | 2020-10-02 | LG ELECTRONCIS | LG 345N1C-V5 | Solar Panels |  | 0.345 | 10 | 116 | 31 |  | Fixed | Roof
Solar Registration Program | NJSRRE1542461537 | West Orange | 7052 | 9 | 7.59 | Residential | Yes | Behind the Meter | Pro Custom Solar dba Momentum Solar | PSE&G | Accepted | 2019-09-30 | 2019-10-02 | 2020-10-02 | LG ELECTRONICS | LG 345N1C-V5 | Solar Panels |  | 0.345 | 12 | 296 | 30 |  | Fixed | Roof
Solar Registration Program | NJSRRE1542461537 | West Orange | 7052 | 9 | 7.59 | Residential | Yes | Behind the Meter | Pro Custom Solar dba Momentum Solar | PSE&G | Accepted | 2019-09-30 | 2019-10-02 | 2020-10-02 | Enphase Energy | IQ7-60-2-US | Inverters | 250 |  | 22 |  |  | 0.97 |  | Outdoor | Roof
Solar Registration Program | NJSRRE1542476215 | Linden | 7036 | 10 | 7.59 | Residential | Yes | Behind the Meter | Pro Custom Solar dba Momentum Solar | PSE&G | Accepted | 2019-10-01 | 2019-10-03 | 2020-10-03 | LG ELECTRONICS | LG 345N1C-V5 | Solar Panels |  | 0.345 | 12 | 218 | 23 |  | Fixed | Roof
Solar Registration Program | NJSRRE1542476215 | Linden | 7036 | 10 | 7.59 | Residential | Yes | Behind the Meter | Pro Custom Solar dba Momentum Solar | PSE&G | Accepted | 2019-10-01 | 2019-10-03 | 2020-10-03 | LG ELECTRONICS | LG 345N1C-V5 | Solar Panels |  | 0.345 | 10 | 38 | 24 |  | Fixed | Roof
Solar Registration Program | NJSRRE1542476215 | Linden | 7036 | 10 | 7.59 | Residential | Yes | Behind the Meter | Pro Custom Solar dba Momentum Solar | PSE&G | Accepted | 2019-10-01 | 2019-10-03 | 2020-10-03 | Enphase Energy | IQ7-60-2-US | Inverters | 250 |  | 22 |  |  | 0.97 |  | Outdoor | Roof
Solar Registration Program | NJSRRE1542501581 | Bayonne | 7002 | 8 | 7.59 | Residential | No | Behind the Meter | Pro Custom Solar dba Momentum Solar | PSE&G | Accepted | 2019-10-03 | 2019-10-08 | 2020-10-08 | LG ELECTRONICS | LG 345N1C-V5 | Solar Panels |  | 0.345 | 13 | 122 | 46 |  | Fixed | Roof
Solar Registration Program | NJSRRE1542501581 | Bayonne | 7002 | 8 | 7.59 | Residential | No | Behind the Meter | Pro Custom Solar dba Momentum Solar | PSE&G | Accepted | 2019-10-03 | 2019-10-08 | 2020-10-08 | LG ELECTRONICS | LG 345N1C-V5 | Solar Panels |  | 0.345 | 9 | 302 | 47 |  | Fixed | Roof
Solar Registration Program | NJSRRE1542501581 | Bayonne | 7002 | 8 | 7.59 | Residential | No | Behind the Meter | Pro Custom Solar dba Momentum Solar | PSE&G | Accepted | 2019-10-03 | 2019-10-08 | 2020-10-08 | Enphase Energy | IQ7-60-2-US | Inverters | 250 |  | 22 |  |  | 0.97 |  | Outdoor | Roof
Solar Registration Program | NJSRRE1542505593 | PATERSON | 7513 | 6 | 7.59 | Residential | Yes | Behind the Meter | Pro Custom Solar dba Momentum Solar | PSE&G | Accepted | 2019-10-04 | 2019-10-08 | 2020-10-08 | LG ELECTRONICS | LG 345N1C-V5 | Solar Panels |  | 0.345 | 22 | 189 | 43 |  | Fixed | Roof
Solar Registration Program | NJSRRE1542505593 | PATERSON | 7513 | 6 | 7.59 | Residential | Yes | Behind the Meter | Pro Custom Solar dba Momentum Solar | PSE&G | Accepted | 2019-10-04 | 2019-10-08 | 2020-10-08 | Enphase Energy | IQ7-60-2-US | Inverters | 250 |  | 22 |  |  | 0.97 |  | Outdoor | Roof
Solar Registration Program | NJSRRE1542544514 | Bergenfield | 7621 | 7 | 7.59 | Residential | Yes | Behind the Meter | Pro Custom Solar dba Momentum Solar | PSE&G | Accepted | 2019-10-15 | 2019-10-18 | 2020-10-18 | LG ELECTRONICS | LG 345N1C-V5 | Solar Panels |  | 0.345 | 8 | 6 | 26 |  | Fixed | Roof
Solar Registration Program | NJSRRE1542544514 | Bergenfield | 7621 | 7 | 7.59 | Residential | Yes | Behind the Meter | Pro Custom Solar dba Momentum Solar | PSE&G | Accepted | 2019-10-15 | 2019-10-18 | 2020-10-18 | LG ELECTRONICS | LG 345N1C-V5 | Solar Panels |  | 0.345 | 3 | 185 | 25 |  | Fixed | Roof
Solar Registration Program | NJSRRE1542544514 | Bergenfield | 7621 | 7 | 7.59 | Residential | Yes | Behind the Meter | Pro Custom Solar dba Momentum Solar | PSE&G | Accepted | 2019-10-15 | 2019-10-18 | 2020-10-18 | LG ELECTRONICS | LG 345N1C-V5 | Solar Panels |  | 0.345 | 4 | 95 | 33 |  | Fixed | Roof
Solar Registration Program | NJSRRE1542544514 | Bergenfield | 7621 | 7 | 7.59 | Residential | Yes | Behind the Meter | Pro Custom Solar dba Momentum Solar | PSE&G | Accepted | 2019-10-15 | 2019-10-18 | 2020-10-18 | LG ELECTRONICS | LG 345N1C-V5 | Solar Panels |  | 0.345 | 7 | 275 | 26 |  | Fixed | Roof
Solar Registration Program | NJSRRE1542544514 | Bergenfield | 7621 | 7 | 7.59 | Residential | Yes | Behind the Meter | Pro Custom Solar dba Momentum Solar | PSE&G | Accepted | 2019-10-15 | 2019-10-18 | 2020-10-18 | Enphase Energy | IQ7-60-2-US | Inverters | 250 |  | 22 |  |  | 0.97 |  | Outdoor | Roof
Solar Registration Program | NJSRRE1542554032 | Trenton | 8610 | 12 | 7.59 | Residential | Yes | Behind the Meter | Pro Custom Solar dba Momentum Solar | PSE&G | Accepted | 2019-10-17 | 2019-10-21 | 2020-10-21 | LG Electronics | LG 345N1C-V5 | Solar Panels |  | 0.345 | 4 | 205 | 25 |  | Fixed | Roof
Solar Registration Program | NJSRRE1542554032 | Trenton | 8610 | 12 | 7.59 | Residential | Yes | Behind the Meter | Pro Custom Solar dba Momentum Solar | PSE&G | Accepted | 2019-10-17 | 2019-10-21 | 2020-10-21 | LG Electronics | LG 345N1C-V5 | Solar Panels |  | 0.345 | 18 | 295 | 24 |  | Fixed | Roof
Solar Registration Program | NJSRRE1542554032 | Trenton | 8610 | 12 | 7.59 | Residential | Yes | Behind the Meter | Pro Custom Solar dba Momentum Solar | PSE&G | Accepted | 2019-10-17 | 2019-10-21 | 2020-10-21 | Enphase Energy | IQ7-60-2-US | Inverters | 250 |  | 22 |  |  | 0.97 |  | Outdoor | Roof
Solar Registration Program | NJSRRE1542576126 | Millstone | 8535 | 17 | 7.59 | Residential | No | Behind the Meter | Pro Custom Solar dba Momentum Solar | JCP&L | Accepted | 2019-10-22 | 2019-10-24 | 2020-10-24 | LG Electronics | LG 345N1C-V5 | Solar Panels |  | 0.345 | 22 | 107 | 30 |  | Fixed | Roof
Solar Registration Program | NJSRRE1542576126 | Millstone | 8535 | 17 | 7.59 | Residential | No | Behind the Meter | Pro Custom Solar dba Momentum Solar | JCP&L | Accepted | 2019-10-22 | 2019-10-24 | 2020-10-24 | Enphase Energy | IQ7-60-2-US | Inverters | 250 |  | 22 |  |  | 0.97 |  | Outdoor | Roof
Solar Registration Program | NJSRRE1542579258 | Saddle Brook | 7663 | 7 | 7.59 | Residential | No | Behind the Meter | Green Power Energy | PSE&G | Accepted | 2019-10-23 | 2019-10-25 | 2020-10-25 | Panasonic | VBHN330SA17 | Solar Panels |  | 0.33 | 14 | 250 | 22 |  | Fixed | Roof
Solar Registration Program | NJSRRE1542579258 | Saddle Brook | 7663 | 7 | 7.59 | Residential | No | Behind the Meter | Green Power Energy | PSE&G | Accepted | 2019-10-23 | 2019-10-25 | 2020-10-25 | Panasonic | VBHN330SA17 | Solar Panels |  | 0.33 | 9 | 160 | 22 |  | Fixed | Roof
Solar Registration Program | NJSRRE1542579258 | Saddle Brook | 7663 | 7 | 7.59 | Residential | No | Behind the Meter | Green Power Energy | PSE&G | Accepted | 2019-10-23 | 2019-10-25 | 2020-10-25 | Solar Edge | SE10000H-US | Inverters | 10000 |  | 1 |  |  | 0.97 |  | Outside | next to meter
Solar Registration Program | NJSRRE1542579720 | West Deptford | 8096 | 15 | 7.59 | Residential | Yes | Behind the Meter | Pro Custom Solar dba Momentum Solar | PSE&G | Accepted | 2019-10-23 | 2019-10-25 | 2020-10-25 | LG ELECTRONICS | LG 345N1C-V5 | Solar Panels |  | 0.345 | 4 | 205 | 34 |  | Fixed | Roof
Solar Registration Program | NJSRRE1542579720 | West Deptford | 8096 | 15 | 7.59 | Residential | Yes | Behind the Meter | Pro Custom Solar dba Momentum Solar | PSE&G | Accepted | 2019-10-23 | 2019-10-25 | 2020-10-25 | LG ELECTRONICS | LG 345N1C-V5 | Solar Panels |  | 0.345 | 18 | 205 | 9 |  | Fixed | Roof
Solar Registration Program | NJSRRE1542579720 | West Deptford | 8096 | 15 | 7.59 | Residential | Yes | Behind the Meter | Pro Custom Solar dba Momentum Solar | PSE&G | Accepted | 2019-10-23 | 2019-10-25 | 2020-10-25 | Enphase Energy | IQ7-60-2-US | Inverters | 250 |  | 22 |  |  | 0.97 |  | Outdoor | Roof
Solar Registration Program | NJSRRE1542685263 | Roselle Park | 7204 | 10 | 7.59 | Residential | Yes | Behind the Meter | Pro Custom Solar dba Momentum Solar | PSE&G | Accepted | 2019-10-28 | 2019-10-30 | 2020-10-30 | LG Electronics | LG 345N1C-V5 | Solar Panels |  | 0.345 | 6 | 65 | 14 |  | Fixed | Roof
Solar Registration Program | NJSRRE1542685263 | Roselle Park | 7204 | 10 | 7.59 | Residential | Yes | Behind the Meter | Pro Custom Solar dba Momentum Solar | PSE&G | Accepted | 2019-10-28 | 2019-10-30 | 2020-10-30 | LG Electronics | LG 345N1C-V5 | Solar Panels |  | 0.345 | 8 | 245 | 17 |  | Fixed | Roof
Solar Registration Program | NJSRRE1542685263 | Roselle Park | 7204 | 10 | 7.59 | Residential | Yes | Behind the Meter | Pro Custom Solar dba Momentum Solar | PSE&G | Accepted | 2019-10-28 | 2019-10-30 | 2020-10-30 | LG Electronics | LG 345N1C-V5 | Solar Panels |  | 0.345 | 8 | 153 | 29 |  | Fixed | Roof
Solar Registration Program | NJSRRE1542685263 | Roselle Park | 7204 | 10 | 7.59 | Residential | Yes | Behind the Meter | Pro Custom Solar dba Momentum Solar | PSE&G | Accepted | 2019-10-28 | 2019-10-30 | 2020-10-30 | Enphase Energy | IQ7PLUS-72-2-US | Inverters | 295 |  | 22 |  |  | 0.97 |  | Outdoor | Roof
Solar Registration Program | NJSRRE1542826795 | Union | 7083 | 10 | 7.59 | Residential | Yes | Behind the Meter | Pro Custom Solar dba Momentum Solar | PSE&G | Accepted | 2019-10-30 | 2019-11-18 | 2020-11-18 | LG Electronics | LG 345N1C-V5 | Solar Panels |  | 0.345 | 16 | 311 | 20 |  | Fixed | Roof
Solar Registration Program | NJSRRE1542826795 | Union | 7083 | 10 | 7.59 | Residential | Yes | Behind the Meter | Pro Custom Solar dba Momentum Solar | PSE&G | Accepted | 2019-10-30 | 2019-11-18 | 2020-11-18 | LG Elctronics | LG 345N1C-V5 | Solar Panels |  | 0.345 | 6 | 41 | 21 |  | Fixed | Roof
Solar Registration Program | NJSRRE1542826795 | Union | 7083 | 10 | 7.59 | Residential | Yes | Behind the Meter | Pro Custom Solar dba Momentum Solar | PSE&G | Accepted | 2019-10-30 | 2019-11-18 | 2020-11-18 | Enphase Energy | IQ7-60-2-US | Inverters | 250 |  | 22 |  |  | 0.97 |  | Outdoor | Roof
Solar Registration Program | NJSRRE1542839893 | Florence | 8518 | 13 | 7.59 | Residential | No | Behind the Meter | MOMENTUM CAPITAL NJ I LLC | PSE&G | Accepted | 2019-10-31 | 2019-11-04 | 2020-11-04 | LG ELECTRONICS | LG 345N1C-V5 | Solar Panels |  | 0.345 | 22 | 236 | 31 |  | Fixed | Roof
Solar Registration Program | NJSRRE1542839893 | Florence | 8518 | 13 | 7.59 | Residential | No | Behind the Meter | MOMENTUM CAPITAL NJ I LLC | PSE&G | Accepted | 2019-10-31 | 2019-11-04 | 2020-11-04 | Enphase Energy | IQ7Plus-72-2-US | Inverters | 295 |  | 22 |  |  | 0.97 |  | Outdoor | Roof
Solar Registration Program | NJSRRE1542840050 | Trenton | 8618 | 12 | 7.59 | Residential | Yes | Behind the Meter | Pro Custom Solar dba Momentum Solar | PSE&G | Accepted | 2019-10-31 | 2019-11-04 | 2020-11-04 | LG ELECTRONICS | LG 345N1C-V5 | Solar Panels |  | 0.345 | 4 | 196 | 24 |  | Fixed | Roof
Solar Registration Program | NJSRRE1542840050 | Trenton | 8618 | 12 | 7.59 | Residential | Yes | Behind the Meter | Pro Custom Solar dba Momentum Solar | PSE&G | Accepted | 2019-10-31 | 2019-11-04 | 2020-11-04 | LG ELECTRONICS | LG 345N1C-V5 | Solar Panels |  | 0.345 | 10 | 106 | 27 |  | Fixed | Roof
Solar Registration Program | NJSRRE1542840050 | Trenton | 8618 | 12 | 7.59 | Residential | Yes | Behind the Meter | Pro Custom Solar dba Momentum Solar | PSE&G | Accepted | 2019-10-31 | 2019-11-04 | 2020-11-04 | LG ELECTRONICS | LG 345N1C-V5 | Solar Panels |  | 0.345 | 8 | 286 | 27 |  | Fixed | Roof
Solar Registration Program | NJSRRE1542840050 | Trenton | 8618 | 12 | 7.59 | Residential | Yes | Behind the Meter | Pro Custom Solar dba Momentum Solar | PSE&G | Accepted | 2019-10-31 | 2019-11-04 | 2020-11-04 | Enphase Energy | IQ7Plus-72-2-US | Inverters | 295 |  | 22 |  |  | 0.97 |  | Outdoor | Roof
Solar Registration Program | NJSRRE1543040872 | Lake Hopatcong | 7849 | 3 | 7.59 | Residential | Yes | Behind the Meter | Pro Custom Solar dba Momentum Solar | JCP&L | Accepted | 2019-11-06 | 2019-11-08 | 2020-11-08 | LG Electronics | LG 345N1C-V5 | Solar Panels |  | 0.345 | 13 | 132 | 20 |  | Fixed | Roof
Solar Registration Program | NJSRRE1543040872 | Lake Hopatcong | 7849 | 3 | 7.59 | Residential | Yes | Behind the Meter | Pro Custom Solar dba Momentum Solar | JCP&L | Accepted | 2019-11-06 | 2019-11-08 | 2020-11-08 | LG Electronics | LG 345N1C-V5 | Solar Panels |  | 0.345 | 9 | 222 | 25 |  | Fixed | Roof
Solar Registration Program | NJSRRE1543040872 | Lake Hopatcong | 7849 | 3 | 7.59 | Residential | Yes | Behind the Meter | Pro Custom Solar dba Momentum Solar | JCP&L | Accepted | 2019-11-06 | 2019-11-08 | 2020-11-08 | Enphase Energy | IQ7PLUS-72-2-US | Inverters | 295 |  | 22 |  |  | 0.97 |  | Outdoor | Roof
Solar Registration Program | NJSRRE1543041748 | Elizabeth | 7206 | 10 | 7.59 | Residential | Yes | Behind the Meter | Pro Custom Solar dba Momentum Solar | PSE&G | Accepted | 2019-11-06 | 2019-11-11 | 2020-11-11 | LG Electronics | LG 345N1C-V5 | Solar Panels |  | 0.345 | 13 | 326 | 18 |  | Fixed | Roof
Solar Registration Program | NJSRRE1543041748 | Elizabeth | 7206 | 10 | 7.59 | Residential | Yes | Behind the Meter | Pro Custom Solar dba Momentum Solar | PSE&G | Accepted | 2019-11-06 | 2019-11-11 | 2020-11-11 | LG Electronics | LG 345N1C-V5 | Solar Panels |  | 0.345 | 9 | 146 | 18 |  | Fixed | Roof
Solar Registration Program | NJSRRE1543041748 | Elizabeth | 7206 | 10 | 7.59 | Residential | Yes | Behind the Meter | Pro Custom Solar dba Momentum Solar | PSE&G | Accepted | 2019-11-06 | 2019-11-11 | 2020-11-11 | Enphase Energy | IQ7PLUS-72-2-US | Inverters | 295 |  | 22 |  |  | 0.97 |  | Outdoor | Roof
Solar Registration Program | NJSRRE1543046158 | Mount Laurel Township | 8054 | 13 | 7.59 | Residential | No | Behind the Meter | SunPower Corporation, Systems | PSE&G | Accepted | 2019-11-07 | 2019-11-11 | 2020-11-11 | SUNPOWER | SPR-X21-345-D-AC | Solar Panels |  | 0.345 | 22 | 143 | 30 |  | Fixed | Roof
Solar Registration Program | NJSRRE1543046158 | Mount Laurel Township | 8054 | 13 | 7.59 | Residential | No | Behind the Meter | SunPower Corporation, Systems | PSE&G | Accepted | 2019-11-07 | 2019-11-11 | 2020-11-11 | SUNPOWER | SPR-X21-345-D-AC | Inverters | 320 |  | 22 |  |  | 0.96 |  | Other | under each panel
Solar Registration Program | NJSRRE1543065366 | Manasquan | 8736 | 17 | 7.59 | Residential | No | Behind the Meter | Pro Custom Solar dba Momentum Solar | JCP&L | Accepted | 2019-11-11 | 2019-11-13 | 2020-11-13 | LG ELECTRONICS | LG 345N1C-V5 | Solar Panels |  | 0.345 | 8 | 38 | 26 |  | Fixed | Roof
Solar Registration Program | NJSRRE1543065366 | Manasquan | 8736 | 17 | 7.59 | Residential | No | Behind the Meter | Pro Custom Solar dba Momentum Solar | JCP&L | Accepted | 2019-11-11 | 2019-11-13 | 2020-11-13 | LG ELECTRONICS | LG 345N1C-V5 | Solar Panels |  | 0.345 | 14 | 218 | 28 |  | Fixed | Roof
Solar Registration Program | NJSRRE1543065366 | Manasquan | 8736 | 17 | 7.59 | Residential | No | Behind the Meter | Pro Custom Solar dba Momentum Solar | JCP&L | Accepted | 2019-11-11 | 2019-11-13 | 2020-11-13 | Enphase Energy | IQ7Plus-72-2-US | Inverters | 250 |  | 22 |  |  | 0.97 |  | Outdoor | Roof
Solar Registration Program | NJSRRE1543421211 | Monroe Township | 8831 | 11 | 7.59 | Residential | No | Behind the Meter | Pro Custom Solar dba Momentum Solar | JCP&L | Accepted | 2019-11-19 | 2019-11-21 | 2020-11-21 | LG Electronics | LG 345N1C-V5 | Solar Panels |  | 0.345 | 22 | 178 | 34 |  | Fixed | Roof
Solar Registration Program | NJSRRE1543421211 | Monroe Township | 8831 | 11 | 7.59 | Residential | No | Behind the Meter | Pro Custom Solar dba Momentum Solar | JCP&L | Accepted | 2019-11-19 | 2019-11-21 | 2020-11-21 | Enphase Energy | IQ7PLUS-72-2-US | Inverters | 295 |  | 22 |  |  | 0.97 |  | Outdoor | Roof
Solar Registration Program | NJSRRE1543446895 | Monroe Township | 8831 | 11 | 7.59 | Residential | No | Behind the Meter | Pro Custom Solar dba Momentum Solar | JCP&L | Accepted | 2019-11-26 | 2019-12-02 | 2020-12-02 | LG Electronics | LG 345N1C-V5 | Solar Panels |  | 0.345 | 22 | 174 | 35 |  | Fixed | Roof
Solar Registration Program | NJSRRE1543446895 | Monroe Township | 8831 | 11 | 7.59 | Residential | No | Behind the Meter | Pro Custom Solar dba Momentum Solar | JCP&L | Accepted | 2019-11-26 | 2019-12-02 | 2020-12-02 | Enphase Energy | IQ7PLUS-72-2-US | Inverters | 295 |  | 22 |  |  | 0.97 |  | Outdoor | Roof
Solar Registration Program | NJSRRE1543497713 | North Brunswick | 8902 | 11 | 7.59 | Residential | Yes | Behind the Meter | Pro Custom Solar dba Momentum Solar | PSE&G | Accepted | 2019-12-06 | 2019-12-10 | 2020-12-10 | LG ELECTRONICS | LG 345N1C-V5 | Solar Panels |  | 0.345 | 5 | 90 | 13 |  | Fixed | Roof
Solar Registration Program | NJSRRE1543497713 | North Brunswick | 8902 | 11 | 7.59 | Residential | Yes | Behind the Meter | Pro Custom Solar dba Momentum Solar | PSE&G | Accepted | 2019-12-06 | 2019-12-10 | 2020-12-10 | LG ELECTRONICS | LG 345N1C-V5 | Solar Panels |  | 0.345 | 3 | 270 | 38 |  | Fixed | Roof
Solar Registration Program | NJSRRE1543497713 | North Brunswick | 8902 | 11 | 7.59 | Residential | Yes | Behind the Meter | Pro Custom Solar dba Momentum Solar | PSE&G | Accepted | 2019-12-06 | 2019-12-10 | 2020-12-10 | LG ELECTRONICS | LG 345N1C-V5 | Solar Panels |  | 0.345 | 6 | 90 | 4 |  | Fixed | Roof
Solar Registration Program | NJSRRE1543497713 | North Brunswick | 8902 | 11 | 7.59 | Residential | Yes | Behind the Meter | Pro Custom Solar dba Momentum Solar | PSE&G | Accepted | 2019-12-06 | 2019-12-10 | 2020-12-10 | LG ELECTRONICS | LG 345N1C-V5 | Solar Panels |  | 0.345 | 8 | 90 | 38 |  | Fixed | Roof
Solar Registration Program | NJSRRE1543497713 | North Brunswick | 8902 | 11 | 7.59 | Residential | Yes | Behind the Meter | Pro Custom Solar dba Momentum Solar | PSE&G | Accepted | 2019-12-06 | 2019-12-10 | 2020-12-10 | Enphase Energy | IQ7Plus-72-2-US | Inverters | 295 |  | 22 |  |  | 0.97 |  | Outdoor | Roof
Solar Registration Program | NJSRRE1541880255 | Tenafly Boro | 7670 | 7 | 7.6 | Residential | Yes | Behind the Meter | SunPower Corporation, Systems | PSE&G | Accepted | 2019-08-23 | 2019-08-27 | 2020-08-27 | SunPower | SPR-A400-G-AC | Solar Panels |  | 0.4 | 15 | 21 | 126 |  | Fixed | Roof
Solar Registration Program | NJSRRE1541880255 | Tenafly Boro | 7670 | 7 | 7.6 | Residential | Yes | Behind the Meter | SunPower Corporation, Systems | PSE&G | Accepted | 2019-08-23 | 2019-08-27 | 2020-08-27 | SunPower | SPR-A400-G-AC | Solar Panels |  | 0.4 | 4 | 21 | 126 |  | Fixed | Roof
Solar Registration Program | NJSRRE1541880255 | Tenafly Boro | 7670 | 7 | 7.6 | Residential | Yes | Behind the Meter | SunPower Corporation, Systems | PSE&G | Accepted | 2019-08-23 | 2019-08-27 | 2020-08-27 | SunPower | SPR-A400-G-AC | Inverters | 349 |  | 19 |  |  | 0.97 |  | Other | under each panel
Solar Registration Program | NJSRRE1540911149 | Elizabeth | 7201 | 10 | 7.63 | Residential | No | Behind the Meter | Whitman Construction, LLC | PSE&G | Accepted | 2019-05-01 | 2019-05-03 | 2020-05-03 | Trina Solar | TSM-305DD05A | Solar Panels |  | 0.305 | 25 | 114 | 23 |  | Fixed | Roof
Solar Registration Program | NJSRRE1540911149 | Elizabeth | 7201 | 10 | 7.63 | Residential | No | Behind the Meter | Whitman Construction, LLC | PSE&G | Accepted | 2019-05-01 | 2019-05-03 | 2020-05-03 | Solar Edge | SE6000H-US | Inverters | 0.24 |  | 1 |  |  | 0.992 |  | Outside | roof
Solar Registration Program | NJSRRE1541110962 | Clifton | 7011 | 6 | 7.63 | Residential | No | Behind the Meter | Whitman Construction, LLC | PSE&G | Accepted | 2019-06-05 | 2019-06-07 | 2020-06-07 | Trina Solar | TSM-305DD05A | Solar Panels |  | 0.305 | 3 | 162 | 3 |  | Fixed | Roof
Solar Registration Program | NJSRRE1541110962 | Clifton | 7011 | 6 | 7.63 | Residential | No | Behind the Meter | Whitman Construction, LLC | PSE&G | Accepted | 2019-06-05 | 2019-06-07 | 2020-06-07 | Trina Solar | TSM-305DD05A | Solar Panels |  | 0.305 | 22 | 252 | 42 |  | Fixed | Roof
Solar Registration Program | NJSRRE1541110962 | Clifton | 7011 | 6 | 7.63 | Residential | No | Behind the Meter | Whitman Construction, LLC | PSE&G | Accepted | 2019-06-05 | 2019-06-07 | 2020-06-07 | Enphase Energy | IQ7-60-2-US | Inverters | 0.24 |  | 25 |  |  | 0.976 |  | Outside | roof
Solar Registration Program | NJSRRE1541644508 | RIVER VALE | 7675 | 7 | 7.63 | Residential | No | Behind the Meter | Infinity Solar Systems | PSE&G | Accepted | 2019-07-15 | 2019-07-17 | 2020-07-17 | TRINA | TSM-305DD05A.05 | Solar Panels |  | 0.305 | 21 | 264 | 15 |  | Fixed | Roof
Solar Registration Program | NJSRRE1541644508 | RIVER VALE | 7675 | 7 | 7.63 | Residential | No | Behind the Meter | Infinity Solar Systems | PSE&G | Accepted | 2019-07-15 | 2019-07-17 | 2020-07-17 | TRINA | TSM-305DD05A.05 | Solar Panels |  | 0.305 | 4 | 84 | 15 |  | Fixed | Roof
Solar Registration Program | NJSRRE1541644508 | RIVER VALE | 7675 | 7 | 7.63 | Residential | No | Behind the Meter | Infinity Solar Systems | PSE&G | Accepted | 2019-07-15 | 2019-07-17 | 2020-07-17 | ENPHASE | IQ7-60-X-US | Inverters | 240 |  | 25 |  |  | 0.97 |  | Other | MICROINVERTERS
Solar Registration Program | NJSRRE1541698966 | Matawan | 7747 | 17 | 7.63 | Residential | Yes | Behind the Meter | Solar Spectrum LLC | JCP&L | Final As-Built Received | 2019-07-24 | 2019-07-29 | 2020-07-29 | Q Cells | Q.PEAK-G4.1-305 | Solar Panels |  | 0.305 | 25 | 273 | 23 |  | Fixed | Roof
Solar Registration Program | NJSRRE1541698966 | Matawan | 7747 | 17 | 7.63 | Residential | Yes | Behind the Meter | Solar Spectrum LLC | JCP&L | Final As-Built Received | 2019-07-24 | 2019-07-29 | 2020-07-29 | SolarEdge Technologies | SE7600H-US | Inverters | 32 |  | 1 |  |  | 0.99 |  | Outdoor | near meter
Solar Registration Program | NJSRRE1541719105 | Burlington | 8016 | 13 | 7.63 | Residential | Yes | Behind the Meter | Complete Solar | PSE&G | Accepted | 2019-08-05 | 2019-08-05 | 2020-08-05 | LONGI | LR-6-60PB-305M | Solar Panels |  | 0.305 | 25 | 183.63 | 18 |  | Fixed | Roof
Solar Registration Program | NJSRRE1541719105 | Burlington | 8016 | 13 | 7.63 | Residential | Yes | Behind the Meter | Complete Solar | PSE&G | Accepted | 2019-08-05 | 2019-08-05 | 2020-08-05 | SolarEdge Technologies SE7600H-US RGM | SE7600H-US RGM | Inverters | 7600 |  | 1 |  |  | 0.97 |  | Outdoor | by MSP
Solar Registration Program | NJSRRE1542393577 | Swedesboro | 8085 | 15 | 7.63 | Residential | Yes | Behind the Meter | All Season Solar | AC Electric | Accepted | 2019-09-12 | 2019-09-16 | 2020-09-16 | Trina | TSMDD05A.05II 305w | Solar Panels |  | 0.305 | 15 | 115 | 26 |  | Fixed | Roof
Solar Registration Program | NJSRRE1542393577 | Swedesboro | 8085 | 15 | 7.63 | Residential | Yes | Behind the Meter | All Season Solar | AC Electric | Accepted | 2019-09-12 | 2019-09-16 | 2020-09-16 | Trina | TSMDD05A.05II 305w | Solar Panels |  | 0.305 | 10 | 295 | 20 |  | Fixed | Roof
Solar Registration Program | NJSRRE1542393577 | Swedesboro | 8085 | 15 | 7.63 | Residential | Yes | Behind the Meter | All Season Solar | AC Electric | Accepted | 2019-09-12 | 2019-09-16 | 2020-09-16 | Enphase | IQ7 | Inverters | 240 |  | 25 |  |  | 0.97 |  | Outside | under module
Solar Registration Program | NJSRRE1542408756 | Cherry Hill | 8002 | 14 | 7.63 | Residential | Yes | Behind the Meter | All Season Solar | PSE&G | Accepted | 2019-09-16 | 2019-09-18 | 2020-09-18 | Trina | TSMDD05A.05ii 305W | Solar Panels |  | 0.305 | 5 | 205 | 26 |  | Fixed | Roof
Solar Registration Program | NJSRRE1542408756 | Cherry Hill | 8002 | 14 | 7.63 | Residential | Yes | Behind the Meter | All Season Solar | PSE&G | Accepted | 2019-09-16 | 2019-09-18 | 2020-09-18 | Trina | TSMDD05A.05ii 305W | Solar Panels |  | 0.305 | 20 | 205 | 24 |  | Fixed | Roof
Solar Registration Program | NJSRRE1542408756 | Cherry Hill | 8002 | 14 | 7.63 | Residential | Yes | Behind the Meter | All Season Solar | PSE&G | Accepted | 2019-09-16 | 2019-09-18 | 2020-09-18 | Enphase | IQ7 | Inverters | 240 |  | 25 |  |  | 0.97 |  | Outdoor | under module
Solar Registration Program | NJSRRE1542430839 | Edgewater Park | 8010 | 13 | 7.63 | Residential | No | Behind the Meter | Eznergy | JCP&L | Accepted | 2019-09-24 | 2019-09-25 | 2020-09-25 | Trina | TSM305 | Solar Panels |  | 0.305 | 9 | 180 | 30 |  | Fixed | Roof
Solar Registration Program | NJSRRE1542430839 | Edgewater Park | 8010 | 13 | 7.63 | Residential | No | Behind the Meter | Eznergy | JCP&L | Accepted | 2019-09-24 | 2019-09-25 | 2020-09-25 | Trina | TSM305 | Solar Panels |  | 0.305 | 5 | 270 | 35 |  | Fixed | Roof
Solar Registration Program | NJSRRE1542430839 | Edgewater Park | 8010 | 13 | 7.63 | Residential | No | Behind the Meter | Eznergy | JCP&L | Accepted | 2019-09-24 | 2019-09-25 | 2020-09-25 | Trina | TSM305 | Solar Panels |  | 0.305 | 11 | 90 | 35 |  | Fixed | Roof
Solar Registration Program | NJSRRE1542430839 | Edgewater Park | 8010 | 13 | 7.63 | Residential | No | Behind the Meter | Eznergy | JCP&L | Accepted | 2019-09-24 | 2019-09-25 | 2020-09-25 | Enphase | IQ7 | Inverters | 230 |  | 25 |  |  | 0.97 |  | Outdoor | Under panels on rails
Solar Registration Program | NJSRRE1542544207 | HILLSIDE | 7205 | 10 | 7.63 | Residential | No | Behind the Meter | Infinity Solar Systems | PSE&G | Accepted | 2019-10-15 | 2019-10-17 | 2020-10-17 | TRINA | TSM-305DD05A.05 | Solar Panels |  | 0.305 | 22 | 177 | 35 |  | Fixed | Roof
Solar Registration Program | NJSRRE1542544207 | HILLSIDE | 7205 | 10 | 7.63 | Residential | No | Behind the Meter | Infinity Solar Systems | PSE&G | Accepted | 2019-10-15 | 2019-10-17 | 2020-10-17 | TRINA | TSM-305DD05A.05 | Solar Panels |  | 0.305 | 3 | 177 | 15 |  | Fixed | Roof
Solar Registration Program | NJSRRE1542544207 | HILLSIDE | 7205 | 10 | 7.63 | Residential | No | Behind the Meter | Infinity Solar Systems | PSE&G | Accepted | 2019-10-15 | 2019-10-17 | 2020-10-17 | ENPHASE | IQ7-60-X-US | Inverters | 240 |  | 25 |  |  | 0.97 |  | Other | MICROINVERTERS
Solar Registration Program | NJSRRE1543058042 | CLOSTER | 7624 | 7 | 7.63 | Residential | No | Behind the Meter | Infinity Solar Systems | Orange Rockland Electric | Accepted | 2019-11-08 | 2019-11-12 | 2020-11-12 | TRINA | TSM-305DD05A.05 | Solar Panels |  | 0.305 | 11 | 134 | 40 |  | Fixed | Roof
Solar Registration Program | NJSRRE1543058042 | CLOSTER | 7624 | 7 | 7.63 | Residential | No | Behind the Meter | Infinity Solar Systems | Orange Rockland Electric | Accepted | 2019-11-08 | 2019-11-12 | 2020-11-12 | TRINA | TSM-305DD05A.05 | Solar Panels |  | 0.305 | 14 | 134 | 35 |  | Fixed | Roof
Solar Registration Program | NJSRRE1543058042 | CLOSTER | 7624 | 7 | 7.63 | Residential | No | Behind the Meter | Infinity Solar Systems | Orange Rockland Electric | Accepted | 2019-11-08 | 2019-11-12 | 2020-11-12 | ENPHASE | IQ7-60-X-US | Inverters | 240 |  | 25 |  |  | 0.97 |  | Other | MICROINVERTERS
Solar Registration Program | NJSRRE1540232834 | Elizabeth | 7202 | 10 | 7.67 | Residential | Yes | Behind the Meter | Pro Custom Solar dba Momentum Solar | PSE&G | Accepted | 2019-01-10 | 2019-01-15 | 2020-01-15 | HANWHA | Q-CELLS Q.PEAK BLK-G4.1 295 | Solar Panels |  | 0.295 | 10 | 132 | 51 |  | Fixed | Roof
Solar Registration Program | NJSRRE1540232834 | Elizabeth | 7202 | 10 | 7.67 | Residential | Yes | Behind the Meter | Pro Custom Solar dba Momentum Solar | PSE&G | Accepted | 2019-01-10 | 2019-01-15 | 2020-01-15 | HANWHA | Q-CELLS Q.PEAK BLK-G4.1 295 | Solar Panels |  | 0.295 | 5 | 312 | 8 |  | Fixed | Roof
Solar Registration Program | NJSRRE1540232834 | Elizabeth | 7202 | 10 | 7.67 | Residential | Yes | Behind the Meter | Pro Custom Solar dba Momentum Solar | PSE&G | Accepted | 2019-01-10 | 2019-01-15 | 2020-01-15 | HANWHA | Q-CELLS Q.PEAK BLK-G4.1 295 | Solar Panels |  | 0.295 | 11 | 312 | 27 |  | Fixed | Roof
Solar Registration Program | NJSRRE1540232834 | Elizabeth | 7202 | 10 | 7.67 | Residential | Yes | Behind the Meter | Pro Custom Solar dba Momentum Solar | PSE&G | Accepted | 2019-01-10 | 2019-01-15 | 2020-01-15 | ENPHASE | IQ7-60-2-US | Inverters | 250 |  | 26 |  |  | 0.97 |  | Outdoor | ROOF
Solar Registration Program | NJSRRE1540820507 | Kerany | 7032 | 8 | 7.67 | Residential | Yes | Behind the Meter | Pro Custom Solar dba Momentum Solar | PSE&G | Accepted | 2019-04-04 | 2019-04-05 | 2020-04-05 | HANWHA | Q-CELLS Q.PEAK BLK-G4.1 295 | Solar Panels |  | 0.295 | 12 | 211 | 25 |  | Fixed | Roof
Solar Registration Program | NJSRRE1540820507 | Kerany | 7032 | 8 | 7.67 | Residential | Yes | Behind the Meter | Pro Custom Solar dba Momentum Solar | PSE&G | Accepted | 2019-04-04 | 2019-04-05 | 2020-04-05 | HANWHA | Q-CELLS Q.PEAK BLK-G4.1 295 | Solar Panels |  | 0.295 | 8 | 301 | 25 |  | Fixed | Roof
Solar Registration Program | NJSRRE1540820507 | Kerany | 7032 | 8 | 7.67 | Residential | Yes | Behind the Meter | Pro Custom Solar dba Momentum Solar | PSE&G | Accepted | 2019-04-04 | 2019-04-05 | 2020-04-05 | HANWHA | Q-CELLS Q.PEAK BLK-G4.1 295 | Solar Panels |  | 0.295 | 6 | 31 | 25 |  | Fixed | Roof
Solar Registration Program | NJSRRE1540820507 | Kerany | 7032 | 8 | 7.67 | Residential | Yes | Behind the Meter | Pro Custom Solar dba Momentum Solar | PSE&G | Accepted | 2019-04-04 | 2019-04-05 | 2020-04-05 | ENPHASE | IQ6 | Inverters | 230 |  | 26 |  |  | 0.97 |  | Outside | ROOF
Solar Registration Program | NJSRRE1541076706 | Willingboro Twp | 8046 | 13 | 7.67 | Residential | No | Behind the Meter | Bright Planet Solar | PSE&G | Final As-Built Received | 2019-06-04 | 2019-06-17 | 2020-06-17 | HANWHA Q-CELLS | Q.PEAK BLK-G4.1 295W | Solar Panels |  | 0.295 | 11 | 180 | 17 |  | Fixed | Roof
Solar Registration Program | NJSRRE1541076706 | Willingboro Twp | 8046 | 13 | 7.67 | Residential | No | Behind the Meter | Bright Planet Solar | PSE&G | Final As-Built Received | 2019-06-04 | 2019-06-17 | 2020-06-17 | HANWHA Q-CELLS | Q.PEAK BLK-G4.1 295W | Solar Panels |  | 0.295 | 15 | 270 | 17 |  | Fixed | Roof
Solar Registration Program | NJSRRE1541076706 | Willingboro Twp | 8046 | 13 | 7.67 | Residential | No | Behind the Meter | Bright Planet Solar | PSE&G | Final As-Built Received | 2019-06-04 | 2019-06-17 | 2020-06-17 | SOLAR EDGE | SE6000H-USRGM | Inverters | 6000 |  | 1 |  |  | 0.98 |  | Outside | NEXT TO METER
Solar Registration Program | NJSRRE1541076706 | Willingboro Twp | 8046 | 13 | 7.67 | Residential | No | Behind the Meter | Bright Planet Solar | PSE&G | Final As-Built Received | 2019-06-04 | 2019-06-17 | 2020-06-17 | SolarEdge | SE6000H-USRGM | Meters |  |  | 1 |  |  |  | Yes | Outdoor
Solar Registration Program | NJSRRE1541500492 | South Plainfield | 7080 | 11 | 7.67 | Residential | No | Behind the Meter | Bright Planet Solar | PSE&G | Accepted | 2019-06-27 | 2019-07-15 | 2020-07-15 | HANWHA Q-CELLS | Q.PEAK BLK-G4.1 295W | Solar Panels |  | 0.295 | 26 | 250 | 35 |  | Fixed | Roof
Solar Registration Program | NJSRRE1541500492 | South Plainfield | 7080 | 11 | 7.67 | Residential | No | Behind the Meter | Bright Planet Solar | PSE&G | Accepted | 2019-06-27 | 2019-07-15 | 2020-07-15 | SOLAR EDGE | SE6000H-USRGM | Inverters | 6 |  | 1 |  |  | 0.98 |  | Outdoor | NEXT TO METER
Solar Registration Program | NJSRRE1541722671 | Linwood | 8221 | 19 | 7.68 | Residential | No | Behind the Meter | Castle Energy, LLC | AC Electric | Accepted | 2019-07-31 | 2019-08-05 | 2020-08-05 | LG Electronics | LG320E1K-A5 | Solar Panels |  | 0.32 | 24 | 211 | 35 |  | Fixed | Roof
Solar Registration Program | NJSRRE1541722671 | Linwood | 8221 | 19 | 7.68 | Residential | No | Behind the Meter | Castle Energy, LLC | AC Electric | Accepted | 2019-07-31 | 2019-08-05 | 2020-08-05 | Enphase Energy | IQ7-60-2-US | Inverters | 240 |  | 24 |  |  | 0.967 |  | Outside | on the rooftop under each solar panel
Solar Registration Program | NJSRRE1541802569 | Summit | 7907 |  | 7.68 | Residential | No | Behind the Meter | Posigen NJ LLC | JCP&L | Accepted | 2019-08-07 | 2019-08-12 | 2020-08-12 | Silfab | SLA-M 320Wp | Solar Panels |  | 0.32 | 24 | 140 | 26 |  | Fixed | Roof
Solar Registration Program | NJSRRE1541802569 | Summit | 7907 |  | 7.68 | Residential | No | Behind the Meter | Posigen NJ LLC | JCP&L | Accepted | 2019-08-07 | 2019-08-12 | 2020-08-12 | SolarEdge | SE5000H-US000NNC2 | Inverters | 5000 |  | 1 |  |  | 0.99 |  | Outside | within ten feet of meter
Solar Registration Program | NJSRRE1542539780 | Haddon Heights | 8035 | 14 | 7.68 | Residential | No | Behind the Meter | Castle Energy, LLC | PSE&G | Accepted | 2019-10-13 | 2019-10-16 | 2020-10-16 | Hanwha Q-Cells | Q.Peak DUO-G5 320 | Solar Panels |  | 0.32 | 24 | 184 | 40 |  | Fixed | Roof
Solar Registration Program | NJSRRE1542539780 | Haddon Heights | 8035 | 14 | 7.68 | Residential | No | Behind the Meter | Castle Energy, LLC | PSE&G | Accepted | 2019-10-13 | 2019-10-16 | 2020-10-16 | Enphase Energy | IQ7-60-2-US | Inverters | 240 |  | 24 |  |  | 0.967 |  | Outside | on the rooftop under each solar panel
Solar Registration Program | NJSRRE1542541587 | Williamstown | 8094 | 15 | 7.68 | Residential | No | Behind the Meter | DayStar Solar Systems, LLC | AC Electric | Accepted | 2019-10-14 | 2019-10-17 | 2020-10-17 | Trina | 320W PV Module | Solar Panels |  | 0.32 | 24 | 180 | 10 |  | Fixed | Ground
Solar Registration Program | NJSRRE1542541587 | Williamstown | 8094 | 15 | 7.68 | Residential | No | Behind the Meter | DayStar Solar Systems, LLC | AC Electric | Accepted | 2019-10-14 | 2019-10-17 | 2020-10-17 | SMA | SB 6.0 String Inverter | Inverters | 6000 |  | 1 |  |  | 0.99 |  | Outside | SW face of House
Solar Registration Program | NJSRRE1543077871 | Pennsauken Township | 8109 | 14 | 7.68 | Residential | No | Behind the Meter | Castle Energy, LLC | PSE&G | Accepted | 2019-11-12 | 2019-11-15 | 2020-11-15 | Hanwha Q-Cells | Q.Peak DUO-G5 320 | Solar Panels |  | 0.32 | 24 | 214 | 20 |  | Fixed | Roof
Solar Registration Program | NJSRRE1543077871 | Pennsauken Township | 8109 | 14 | 7.68 | Residential | No | Behind the Meter | Castle Energy, LLC | PSE&G | Accepted | 2019-11-12 | 2019-11-15 | 2020-11-15 | Enphase Energy | IQ7-60-2-US | Inverters | 240 |  | 24 |  |  | 0.967 |  | Outside | on the rooftop under each solar panel
Solar Registration Program | NJSRRE1543436828 | Columbus | 8022 | 13 | 7.68 | Residential | No | Behind the Meter | Green Power Energy | PSE&G | Accepted | 2019-11-22 | 2019-11-26 | 2020-11-26 | Hanwha | Q.PEAK DUO BLK-G5 320 | Solar Panels |  | 0.32 | 18 | 201 | 30 |  | Fixed | Roof
Solar Registration Program | NJSRRE1543436828 | Columbus | 8022 | 13 | 7.68 | Residential | No | Behind the Meter | Green Power Energy | PSE&G | Accepted | 2019-11-22 | 2019-11-26 | 2020-11-26 | Hanwha | Q.PEAK DUO BLK-G5 320 | Solar Panels |  | 0.32 | 6 | 201 | 30 |  | Fixed | Roof
Solar Registration Program | NJSRRE1543436828 | Columbus | 8022 | 13 | 7.68 | Residential | No | Behind the Meter | Green Power Energy | PSE&G | Accepted | 2019-11-22 | 2019-11-26 | 2020-11-26 | SolarEdge | SE5000H-US | Inverters | 5000 |  | 1 |  |  | 0.97 |  | Outside | Next to meter
Solar Registration Program | NJSRRE1543451535 | Monroe | 8831 | 11 | 7.68 | Residential | No | Behind the Meter | Maier Solar Engineering dba Solar Me | JCP&L | Accepted | 2019-11-27 | 2019-12-03 | 2020-12-03 | Hanwha | Q.Cell DUO BLK-G5 | Solar Panels |  | 0.32 | 4 | 178 | 25 |  | Fixed | Roof